## DASHBOARD_SUBSTATION
Connection Point and Substation Forecast Dashboard
Sum of Value
|  | 2025 | 2026 | 2027 | 2028 | 2029
10% POE Forecast | MVA | 6571.4827 | 6726.2187 | 6909.1835 | 7106.5435 | 7325.6595
50% POE Forecast | MVA | 5904.1718 | 6055.5616 | 6230.8641 | 6418.8343 | 6622.3442
Power Factor | - | 347.5213 | 347.5213 | 347.5213 | 347.5213 | 347.5213
Normal Rating | MVA | 14229.0423 | 14229.0423 | 14229.0423 | 14229.0423 | 14229.0423
Firm Rating | MVA | 8455.5914 | 8455.5914 | 8455.5914 | 8455.5914 | 8455.5914
Load Transfers | MVA | 1609.4383 | 1623.5424 | 1632.6356 | 1637.0486 | 1635.1712
Hrs > 95% of Peak | Hrs | 26222 | 26222 | 26222 | 26222 | 26222
Minimum Forecast | MW | -1703.9924 | -2038.0773 | -2372.3102 | -2688.3227 | -2901.0875
Reverse Normal Rating | MVA | -9754.1523 | -9754.1523 | -9754.1523 | -9754.1523 | -9754.1523
Reverse Firm Rating | MVA | -5973.8118 | -5973.8118 | -5973.8118 | -5973.8118 | -5973.8118
PV | MVA | 5274.1437 | 5752.4768 | 6231.062 | 6683.5839 | 6988.2488
ESS | MVA | 474.6301 | 511.4837 | 652.6674 | 806.8741 | 963.9917
Non-IES | MVA | 521.219 | 521.219 | 521.219 | 521.219 | 521.219
This shape represents a slicer. Slicers are supported in Excel 2010 or later. If the shape was modified in an earlier version of Excel, or if the workbook was saved in Excel 2003 or earlier, the slicer cannot be used.
This shape represents a slicer. Slicers are supported in Excel 2010 or later. If the shape was modified in an earlier version of Excel, or if the workbook was saved in Excel 2003 or earlier, the slicer cannot be used.
This shape represents a slicer. Slicers are supported in Excel 2010 or later. If the shape was modified in an earlier version of Excel, or if the workbook was saved in Excel 2003 or earlier, the slicer cannot be used.
This shape represents a slicer. Slicers are supported in Excel 2010 or later. If the shape was modified in an earlier version of Excel, or if the workbook was saved in Excel 2003 or earlier, the slicer cannot be used.
This shape represents a slicer. Slicers are supported in Excel 2010 or later. If the shape was modified in an earlier version of Excel, or if the workbook was saved in Excel 2003 or earlier, the slicer cannot be used.

## DASHBOARD_LINES
Sub-Transmission Line Forecast Dashboard
Sum of Value
|  | 2025 | 2026 | 2027 | 2028 | 2029
10% POE Forecast | MVA | 200.38 | 224.3144 | 230.3089 | 236.3033 | 242.2978
10% POE (N-1) Forecast | MVA | 0 | 0 | 0 | 0 | 0
Normal Rating | MVA | 748.106 | 748.106 | 748.106 | 748.106 | 748.106
Emergency Rating | MVA | 768.7559 | 768.7559 | 768.7559 | 768.7559 | 768.7559
Minimum Forecast | MW | -34.5023 | -40.1062 | -45.8481 | -51.4261 | -55.2846
Reverse Normal Rating | MVA | -748.106 | -748.106 | -748.106 | -748.106 | -748.106
PV | MVA | 173.269 | 187.2047 | 201.5596 | 215.5827 | 225.3443
ESS | MVA | 16.2842 | 17.4342 | 21.8625 | 26.7406 | 31.7645
Non-IES | MVA | 6.12 | 6.12 | 6.12 | 6.12 | 6.12
This shape represents a slicer. Slicers are supported in Excel 2010 or later. If the shape was modified in an earlier version of Excel, or if the workbook was saved in Excel 2003 or earlier, the slicer cannot be used.
This shape represents a slicer. Slicers are supported in Excel 2010 or later. If the shape was modified in an earlier version of Excel, or if the workbook was saved in Excel 2003 or earlier, the slicer cannot be used.
This shape represents a slicer. Slicers are supported in Excel 2010 or later. If the shape was modified in an earlier version of Excel, or if the workbook was saved in Excel 2003 or earlier, the slicer cannot be used.
This shape represents a slicer. Slicers are supported in Excel 2010 or later. If the shape was modified in an earlier version of Excel, or if the workbook was saved in Excel 2003 or earlier, the slicer cannot be used.
This shape represents a slicer. Slicers are supported in Excel 2010 or later. If the shape was modified in an earlier version of Excel, or if the workbook was saved in Excel 2003 or earlier, the slicer cannot be used.
This shape represents a slicer. Slicers are supported in Excel 2010 or later. If the shape was modified in an earlier version of Excel, or if the workbook was saved in Excel 2003 or earlier, the slicer cannot be used.

## SUBSTATION (hidden)
Region | Name | Type | Units | Year | Value | Asset Type | Limitation | Network State
Adelaide Central | ACR 66kV | 10% POE Forecast | MVA | 2025 | 207.7442 | Connection Point | None | Normal (N) | Sum of Value | Column Labels
Eastern Hills | Aldgate 11kV | 10% POE Forecast | MVA | 2025 | 7.0346 | Zone Substation | None | Normal (N) | Row Labels | Actual | 10% POE Forecast | 50% POE Forecast | Normal Rating | Firm Rating | Minimum Forecast | Reverse Normal Rating | Reverse Firm Rating
Metro South | Aldinga 11kV | 10% POE Forecast | MVA | 2025 | 19.9762 | Zone Substation | None | Normal (N) | 2020 | 6297.223
South East | Allendale East 11kV | 10% POE Forecast | MVA | 2025 | 4.0062 | Zone Substation | None | Normal (N) | 2021 | 5545.3053
Mid North | Alma 11kV | 10% POE Forecast | MVA | 2025 | 0.11593 | Zone Substation | None | Normal (N) | 2022 | 5233.8844
Metro South | American River 11kV | 10% POE Forecast | MVA | 2025 | 0.48233 | Zone Substation | None | Normal (N) | 2023 | 5877.3279
Eastern Hills | Angas Creek 33kV | 10% POE Forecast | MVA | 2025 | 18.0818 | Connection Point | None | Normal (N) | 2024 | 5607.6982
Mid North | Angaston 11kV | 10% POE Forecast | MVA | 2025 | 17.0777 | Zone Substation | None | Normal (N) | 2025 |  | 6571.4827 | 5904.1718 | 14229.0423 | 8455.5914 | -1703.9924 | -9754.1523 | -5973.8118
Metro North | Angle Vale 11kV | 10% POE Forecast | MVA | 2025 | 24.4042 | Zone Substation | None | Normal (N) | 2026 |  | 6726.2187 | 6055.5616 | 14229.0423 | 8455.5914 | -2038.0773 | -9754.1523 | -5973.8118
Yorke Peninsula | Ardrossan 11kV | 10% POE Forecast | MVA | 2025 | 2.1423 | Zone Substation | None | Normal (N) | 2027 |  | 6909.1835 | 6230.8641 | 14229.0423 | 8455.5914 | -2372.3102 | -9754.1523 | -5973.8118
Yorke Peninsula | Ardrossan West 33kV | 10% POE Forecast | MVA | 2025 | 14.6769 | Connection Point | None | Normal (N) | 2028 |  | 7106.5435 | 6418.8343 | 14229.0423 | 8455.5914 | -2688.3227 | -9754.1523 | -5973.8118
Eyre Peninsula | Arno Bay 11kV | 10% POE Forecast | MVA | 2025 | 0.8958 | Zone Substation | None | Normal (N) | 2029 |  | 7325.6595 | 6622.3442 | 14229.0423 | 8455.5914 | -2901.0875 | -9754.1523 | -5973.8118
Metro South | Ascot Park 11kV | 10% POE Forecast | MVA | 2025 | 21.0177 | Zone Substation | N | Normal (N)
Metro West | Athol Park 11kV | 10% POE Forecast | MVA | 2025 | 16.9975 | Zone Substation | None | Normal (N)
Mid North | Auburn 11kV | 10% POE Forecast | MVA | 2025 | 3.0709 | Zone Substation | None | Normal (N)
Yorke Peninsula | Balaklava 7.6kV | 10% POE Forecast | MVA | 2025 | 3.1134 | Zone Substation | None | Normal (N)
Eastern Hills | Balhannah 33kV | 10% POE Forecast | MVA | 2025 | 20.4097 | Zone Substation | None | Normal (N)
Upper North | Baroota 33kV | 10% POE Forecast | MVA | 2025 | 9.021 | Connection Point | None | Normal (N)
Upper North | Baroota Town 11kV | 10% POE Forecast | MVA | 2025 | 0.22811 | Zone Substation | None | Normal (N)
Mid North | Barossa South TF1 11kV | 10% POE Forecast | MVA | 2025 | 2.6929 | Zone Substation | None | Normal (N)
Mid North | Barossa South TF2 11kV | 10% POE Forecast | MVA | 2025 | 3.9886 | Zone Substation | None | Normal (N)
South East | Beachport 11kV | 10% POE Forecast | MVA | 2025 | 1.1831 | Zone Substation | None | Normal (N)
Murraylands | Belvedere Road 7.6kV | 10% POE Forecast | MVA | 2025 | 0.1455 | Zone Substation | None | Normal (N)
Riverland | Berri 11kV | 10% POE Forecast | MVA | 2025 | 15.6935 | Zone Substation | None | Normal (N)
Riverland | Berri 66kV | 10% POE Forecast | MVA | 2025 | 90.7779 | Connection Point | None | Normal (N)
Murraylands | Binnies 11kV | 10% POE Forecast | MVA | 2025 | 0.94172 | Zone Substation | None | Normal (N)
Eastern Hills | Birdwood 11kV | 10% POE Forecast | MVA | 2025 | 3.159 | Zone Substation | None | Normal (N)
Yorke Peninsula | Black Point 11kV | 10% POE Forecast | MVA | 2025 | 0.41962 | Zone Substation | None | Normal (N)
Metro West | Blackpool 11kV | 10% POE Forecast | MVA | 2025 | 16.133 | Zone Substation | None | Normal (N)
Metro South | Blackwood 11kV | 10% POE Forecast | MVA | 2025 | 30.6738 | Zone Substation | None | Normal (N)
South East | Blanche 33kV | 10% POE Forecast | MVA | 2025 | 37.1812 | Connection Point | None | Normal (N)
Upper North | Booleroo Centre 11kV | 10% POE Forecast | MVA | 2025 | 0.57315 | Zone Substation | None | Normal (N)
Eyre Peninsula | Boothby 33kV | 10% POE Forecast | MVA | 2025 | 0.9691 | Zone Substation | N-1 | Normal (N)
Upper North | Booyoolie 11kV | 10% POE Forecast | MVA | 2025 | 0.023144 | Zone Substation | None | Normal (N)
South East | Bordertown 11kV | 10% POE Forecast | MVA | 2025 | 11.3711 | Zone Substation | N-1 | Normal (N)
Mid North | Brinkworth 33kV | 10% POE Forecast | MVA | 2025 | 5.1079 | Connection Point | None | Normal (N)
Mid North | Brinkworth Town 11kV | 10% POE Forecast | MVA | 2025 | 0.77975 | Zone Substation | None | Normal (N)
Eastern Hills | Brukunga 11kV | 10% POE Forecast | MVA | 2025 | 0.41227 | Zone Substation | None | Normal (N)
Upper North | Bungama Napperby 11kV | 10% POE Forecast | MVA | 2025 | 1.1081 | Zone Substation | None | Normal (N)
Metro East | Burnside 11kV | 10% POE Forecast | MVA | 2025 | 13.6141 | Zone Substation | None | Normal (N)
Mid North | Burra TF2 11kV | 10% POE Forecast | MVA | 2025 | 1.9154 | Zone Substation | None | Normal (N)
Riverland | Cadell 11kV | 10% POE Forecast | MVA | 2025 | 1.2511 | Zone Substation | None | Normal (N)
Murraylands | Caloote 11kV | 10% POE Forecast | MVA | 2025 | 1.8019 | Zone Substation | None | Normal (N)
Upper North | Caltowie 11kV | 10% POE Forecast | MVA | 2025 | 0.10601 | Zone Substation | None | Normal (N)
Murraylands | Cambrai 11kV | 10% POE Forecast | MVA | 2025 | 0.78675 | Zone Substation | None | Normal (N)
Murraylands | Campbell Park 11kV | 10% POE Forecast | MVA | 2025 | 0.55057 | Zone Substation | None | Normal (N)
Metro East | Campbelltown 11kV | 10% POE Forecast | MVA | 2025 | 55.5141 | Zone Substation | None | Normal (N)
Metro South | Cape Jervis 11kV | 10% POE Forecast | MVA | 2025 | 0.59397 | Zone Substation | None | Normal (N)
Metro South | Cape Jervis 33kV | 10% POE Forecast | MVA | 2025 | 14.0108 | Zone Substation | N-1 | Normal (N)
Eyre Peninsula | Caralue 11kV | 10% POE Forecast | MVA | 2025 | 2.6396 | Zone Substation | None | Normal (N)
Metro West | Cavan 11kV | 10% POE Forecast | MVA | 2025 | 40.2068 | Zone Substation | None | Normal (N)
Adelaide Central | CBD 33kV | 10% POE Forecast | MVA | 2025 | 22.5792 | Zone Substation | None | Normal (N)
Eyre Peninsula | Ceduna 11kV | 10% POE Forecast | MVA | 2025 | 7.3421 | Zone Substation | None | Normal (N)
Eastern Hills | Chain of Ponds 11kV | 10% POE Forecast | MVA | 2025 | 0.42597 | Zone Substation | None | Normal (N)
Metro West | Cheltenham 11kV | 10% POE Forecast | MVA | 2025 | 11.4816 | Zone Substation | None | Normal (N)
Metro West | Cheltenham 33kV | 10% POE Forecast | MVA | 2025 | 3.4057 | Zone Substation | None | Normal (N)
Mid North | Clare 11kV | 10% POE Forecast | MVA | 2025 | 9.9761 | Zone Substation | None | Normal (N)
Mid North | Clare North 33kV | 10% POE Forecast | MVA | 2025 | 12.3605 | Connection Point | None | Normal (N)
Metro South | Clarence Gardens 11kV | 10% POE Forecast | MVA | 2025 | 19.9803 | Zone Substation | None | Normal (N)
Metro South | Clarendon 11kV | 10% POE Forecast | MVA | 2025 | 3.3129 | Zone Substation | None | Normal (N)
Metro East | Clearview 11kV | 10% POE Forecast | MVA | 2025 | 27.3671 | Zone Substation | N | Normal (N)
Eyre Peninsula | Cleve 11kV | 10% POE Forecast | MVA | 2025 | 1.8195 | Zone Substation | None | Normal (N)
Eyre Peninsula | Cleve 33kV | 10% POE Forecast | MVA | 2025 | 7.4761 | Zone Substation | N-1 | Normal (N)
Eyre Peninsula | Coffin Bay 11kV | 10% POE Forecast | MVA | 2025 | 1.6417 | Zone Substation | None | Normal (N)
Mid North | Collinsfield 11kV | 10% POE Forecast | MVA | 2025 | 0.62736 | Zone Substation | None | Normal (N)
Murraylands | Coomandook 11kV | 10% POE Forecast | MVA | 2025 | 0.43672 | Zone Substation | None | Normal (N)
Murraylands | Coonalpyn 11kV | 10% POE Forecast | MVA | 2025 | 0.43872 | Zone Substation | None | Normal (N)
South East | Coonawarra 11kV | 10% POE Forecast | MVA | 2025 | 3.9398 | Zone Substation | None | Normal (N)
Upper North | Copley Nepabunna 33kV | 10% POE Forecast | MVA | 2025 | 0.26263 | Zone Substation | N-1 | Normal (N)
Riverland | Cordola 11kV | 10% POE Forecast | MVA | 2025 | 1.9441 | Zone Substation | None | Normal (N)
Adelaide Central | Coromandel Place 11kV | 10% POE Forecast | MVA | 2025 | 51.959 | Zone Substation | None | Normal (N)
Eyre Peninsula | Cowell 11kV | 10% POE Forecast | MVA | 2025 | 2.3098 | Zone Substation | None | Normal (N)
Metro West | Croydon 11kV | 10% POE Forecast | MVA | 2025 | 23.7552 | Zone Substation | None | Normal (N)
Metro West | Croydon Park 11kV | 10% POE Forecast | MVA | 2025 | 17.4097 | Zone Substation | None | Normal (N)
Upper North | Crystal Brook 11kV | 10% POE Forecast | MVA | 2025 | 2.1004 | Zone Substation | None | Normal (N)
Metro South | Cudmore Park 11kV | 10% POE Forecast | MVA | 2025 | 10.9273 | Zone Substation | None | Normal (N)
Eyre Peninsula | Cummins 11kV | 10% POE Forecast | MVA | 2025 | 2.5876 | Zone Substation | None | Normal (N)
Yorke Peninsula | Curramulka 7.6kV | 10% POE Forecast | MVA | 2025 | 0.1926 | Zone Substation | None | Normal (N)
Yorke Peninsula | Curramulka South 11kV | 10% POE Forecast | MVA | 2025 | 0.1049 | Zone Substation | None | Normal (N)
Yorke Peninsula | Dalrymple 33kV | 10% POE Forecast | MVA | 2025 | 6.9023 | Connection Point | None | Normal (N)
Eyre Peninsula | Darke Peak 11kV | 10% POE Forecast | MVA | 2025 | 0.33255 | Zone Substation | None | Normal (N)
Upper North | Davenport West 33kV | 10% POE Forecast | MVA | 2025 | 31.0284 | Connection Point | None | Normal (N)
Eastern Hills | Deloraine 11kV | 10% POE Forecast | MVA | 2025 | 0.32763 | Zone Substation | None | Normal (N)
Metro North | Direk 11kV | 10% POE Forecast | MVA | 2025 | 22.997 | Zone Substation | None | Normal (N)
Mid North | Dorrien 33kV | 10% POE Forecast | MVA | 2025 | 64.1103 | Connection Point | None | Normal (N)
Mid North | Dorrien TF4 11kV | 10% POE Forecast | MVA | 2025 | 8.7115 | Zone Substation | None | Normal (N)
Mid North | Dorrien TF5 11kV | 10% POE Forecast | MVA | 2025 | 5.3467 | Zone Substation | None | Normal (N)
Yorke Peninsula | Dowlingville 11kV | 10% POE Forecast | MVA | 2025 | 0.030167 | Zone Substation | None | Normal (N)
Adelaide Central | East Terrace 11kV | 10% POE Forecast | MVA | 2025 | 33.5644 | Zone Substation | None | Normal (N)
Metro North | Edinburgh 11kV | 10% POE Forecast | MVA | 2025 | 9.5362 | Zone Substation | None | Normal (N)
Yorke Peninsula | Edithburgh 11kV | 10% POE Forecast | MVA | 2025 | 1.3431 | Zone Substation | None | Normal (N)
Metro North | Elizabeth Downs 11kV | 10% POE Forecast | MVA | 2025 | 45.6512 | Zone Substation | None | Normal (N)
Metro North | Elizabeth Heights 11kV | 10% POE Forecast | MVA | 2025 | 18.8118 | Zone Substation | None | Normal (N)
Metro North | Elizabeth South 11kV | 10% POE Forecast | MVA | 2025 | 10.6268 | Zone Substation | None | Normal (N)
Mid North | Eudunda 11kV | 10% POE Forecast | MVA | 2025 | 1.6064 | Zone Substation | None | Normal (N)
Metro North | Evanston 11kV | 10% POE Forecast | MVA | 2025 | 42.5468 | Zone Substation | N-1 | Normal (N)
Metro North | Evanston 33kV | 10% POE Forecast | MVA | 2025 | 0 | Zone Substation | None | Normal (N)
Metro West | Findon 11kV | 10% POE Forecast | MVA | 2025 | 18.3389 | Zone Substation | None | Normal (N)
Metro West | Flinders Park 11kV | 10% POE Forecast | MVA | 2025 | 20.8314 | Zone Substation | None | Normal (N)
Mid North | Florieton SWER 19kV | 10% POE Forecast | MVA | 2025 | 0.10607 | Connection Point | None | Normal (N)
Eastern Hills | Forreston 11kV | 10% POE Forecast | MVA | 2025 | 0.87425 | Zone Substation | None | Normal (N)
Mid North | Freeling 11kV | 10% POE Forecast | MVA | 2025 | 0.61471 | Zone Substation | None | Normal (N)
Mid North | Freeling North 11kV | 10% POE Forecast | MVA | 2025 | 3.1515 | Zone Substation | None | Normal (N)
Metro West | Fulham Gardens 11kV | 10% POE Forecast | MVA | 2025 | 41.8185 | Zone Substation | None | Normal (N)
Upper North | Fullerville 11kV | 10% POE Forecast | MVA | 2025 | 0.087658 | Zone Substation | None | Normal (N)
Mid North | Gawler Belt TF1 11kV | 10% POE Forecast | MVA | 2025 | 4.5614 | Zone Substation | None | Normal (N)
Mid North | Gawler Belt TF2 11kV | 10% POE Forecast | MVA | 2025 | 5.279 | Zone Substation | None | Normal (N)
Mid North | Georgetown 11kV | 10% POE Forecast | MVA | 2025 | 0.1619 | Zone Substation | None | Normal (N)
Murraylands | Geranium 11kV | 10% POE Forecast | MVA | 2025 | 0.089708 | Zone Substation | None | Normal (N)
Upper North | Gladstone 11kV | 10% POE Forecast | MVA | 2025 | 2.3049 | Zone Substation | None | Normal (N)
Metro West | Glanville 11kV | 10% POE Forecast | MVA | 2025 | 15.2679 | Zone Substation | None | Normal (N)
South East | Glencoe 11kV | 10% POE Forecast | MVA | 2025 | 1.1099 | Zone Substation | None | Normal (N)
Metro South | Glenelg North 11kV | 10% POE Forecast | MVA | 2025 | 20.5848 | Zone Substation | None | Normal (N)
Riverland | Glossop 11kV | 10% POE Forecast | MVA | 2025 | 11.5382 | Zone Substation | None | Normal (N)
Metro East | Golden Grove 11kV | 10% POE Forecast | MVA | 2025 | 49.8598 | Zone Substation | None | Normal (N)
Mid North | Gomersal North 11kV | 10% POE Forecast | MVA | 2025 | 0.30396 | Zone Substation | None | Normal (N)
Metro South | Goolwa 11kV | 10% POE Forecast | MVA | 2025 | 14.918 | Zone Substation | None | Normal (N)
Mid North | Gulnare 11kV | 10% POE Forecast | MVA | 2025 | 0.1111 | Zone Substation | None | Normal (N)
Eastern Hills | Gumeracha 11kV | 10% POE Forecast | MVA | 2025 | 0 | Zone Substation | None | Normal (N)
Eastern Hills | Gumeracha Weir 11kV | 10% POE Forecast | MVA | 2025 | 0.13016 | Zone Substation | None | Normal (N)
Eastern Hills | Gumhaven 11kV | 10% POE Forecast | MVA | 2025 | 0.060476 | Zone Substation | None | Normal (N)
Metro South | Hackham 11kV | 10% POE Forecast | MVA | 2025 | 16.8723 | Zone Substation | N-1 | Normal (N)
Eastern Hills | Hahndorf 11kV | 10% POE Forecast | MVA | 2025 | 4.9413 | Zone Substation | None | Normal (N)
Mid North | Halbury 11kV | 10% POE Forecast | MVA | 2025 | 0.10747 | Zone Substation | None | Normal (N)
Mid North | Hamley Bridge 11kV | 10% POE Forecast | MVA | 2025 | 2.4723 | Zone Substation | None | Normal (N)
Metro South | Happy Valley 11kV | 10% POE Forecast | MVA | 2025 | 38.0505 | Zone Substation | None | Normal (N)
Metro East | Harrow 11kV | 10% POE Forecast | MVA | 2025 | 21.998 | Zone Substation | None | Normal (N)
South East | Hatherleigh 11kV | 10% POE Forecast | MVA | 2025 | 0.074652 | Zone Substation | None | Normal (N)
Upper North | Hawker 11kV | 10% POE Forecast | MVA | 2025 | 0.96101 | Zone Substation | None | Normal (N)
Metro South | Hay Flat 11kV | 10% POE Forecast | MVA | 2025 | 0.088747 | Zone Substation | None | Normal (N)
Metro West | Henley South 11kV | 10% POE Forecast | MVA | 2025 | 35.176 | Zone Substation | None | Normal (N)
Eastern Hills | Hermitage 11kV | 10% POE Forecast | MVA | 2025 | 0.15434 | Zone Substation | None | Normal (N)
Metro East | Hillcrest 11kV | 10% POE Forecast | MVA | 2025 | 40.0135 | Zone Substation | None | Normal (N)
Adelaide Central | Hindley Street 11kV | 10% POE Forecast | MVA | 2025 | 46.2127 | Zone Substation | None | Normal (N)
Metro East | Holden Hill 11kV | 10% POE Forecast | MVA | 2025 | 39.6912 | Zone Substation | None | Normal (N)
Metro East | Hope Valley 11kV | 10% POE Forecast | MVA | 2025 | 19.9065 | Zone Substation | None | Normal (N)
Eastern Hills | Houghton 7.6kV | 10% POE Forecast | MVA | 2025 | 1.9918 | Zone Substation | None | Normal (N)
Mid North | Hoyleton 11kV | 10% POE Forecast | MVA | 2025 | 0.10799 | Zone Substation | None | Normal (N)
Yorke Peninsula | Hummocks 33kV | 10% POE Forecast | MVA | 2025 | 14.8572 | Connection Point | None | Normal (N)
Metro East | Ingle Farm 11kV | 10% POE Forecast | MVA | 2025 | 36.365 | Zone Substation | None | Normal (N)
South East | Inverness 11kV | 10% POE Forecast | MVA | 2025 | 0.81476 | Zone Substation | None | Normal (N)
Murraylands | Jabuk 11kV | 10% POE Forecast | MVA | 2025 | 0.087107 | Zone Substation | None | Normal (N)
Yorke Peninsula | James Well 11kV | 10% POE Forecast | MVA | 2025 | 0.4446 | Zone Substation | None | Normal (N)
Upper North | Jamestown 11kV | 10% POE Forecast | MVA | 2025 | 2.4589 | Zone Substation | Reverse N-1 | Normal (N)
Murraylands | Jervois 11kV | 10% POE Forecast | MVA | 2025 | 3.2384 | Zone Substation | None | Normal (N)
Yorke Peninsula | Kadina 11kV | 10% POE Forecast | MVA | 2025 | 9.7267 | Zone Substation | None | Normal (N)
Yorke Peninsula | Kadina East 33kV | 10% POE Forecast | MVA | 2025 | 31.3524 | Connection Point | None | Normal (N)
South East | Kalangadoo 11kV | 10% POE Forecast | MVA | 2025 | 0.56901 | Zone Substation | None | Normal (N)
South East | Kalangadoo West 11kV | 10% POE Forecast | MVA | 2025 | 0.79531 | Zone Substation | None | Normal (N)
Eastern Hills | Kanmantoo Copper Mine 11kV | 10% POE Forecast | MVA | 2025 | 1.8421 | Connection Point | None | Normal (N)
Mid North | Kapunda TF1 11kV | 10% POE Forecast | MVA | 2025 | 3.9543 | Zone Substation | None | Normal (N)
Mid North | Kapunda TF2 11kV | 10% POE Forecast | MVA | 2025 | 2.9874 | Zone Substation | None | Normal (N)
Murraylands | Karoonda 11kV | 10% POE Forecast | MVA | 2025 | 0.85138 | Zone Substation | Reverse N | Normal (N)
South East | Keith 11kV | 10% POE Forecast | MVA | 2025 | 6.0299 | Zone Substation | None | Normal (N)
South East | Keith 33kV | 10% POE Forecast | MVA | 2025 | 23.5342 | Connection Point | None | Normal (N)
Metro East | Kent Town 11kV | 10% POE Forecast | MVA | 2025 | 31.109 | Zone Substation | None | Normal (N)
Eastern Hills | Kersbrook 11kV | 10% POE Forecast | MVA | 2025 | 0.5608 | Zone Substation | None | Normal (N)
Metro South | Keswick 11kV | 10% POE Forecast | MVA | 2025 | 30.4786 | Zone Substation | None | Normal (N)
Murraylands | Ki Ki 11kV | 10% POE Forecast | MVA | 2025 | 0.11707 | Zone Substation | None | Normal (N)
Metro West | Kilburn 11kV | 10% POE Forecast | MVA | 2025 | 50.1261 | Zone Substation | None | Normal (N)
Metro East | Kilburn South 11kV | 10% POE Forecast | MVA | 2025 | 16.6896 | Zone Substation | None | Normal (N)
Metro West | Kilkenny 11kV | 10% POE Forecast | MVA | 2025 | 19.6133 | Zone Substation | None | Normal (N)
South East | Kincraig 33kV | 10% POE Forecast | MVA | 2025 | 20.9185 | Connection Point | None | Normal (N)
Metro South | Kingscote 11kV | 10% POE Forecast | MVA | 2025 | 3.5115 | Zone Substation | None | Normal (N)
South East | Kingston SE 11kV | 10% POE Forecast | MVA | 2025 | 3.4177 | Zone Substation | None | Normal (N)
Metro South | Kingswood 11kV | 10% POE Forecast | MVA | 2025 | 51.8253 | Zone Substation | None | Normal (N)
South East | Kongorong 11kV | 10% POE Forecast | MVA | 2025 | 0.81782 | Zone Substation | None | Normal (N)
South East | Kumorna 11kV | 10% POE Forecast | MVA | 2025 | 0.65768 | Zone Substation | None | Normal (N)
Mid North | Kybunga 11kV | 10% POE Forecast | MVA | 2025 | 0.071713 | Zone Substation | None | Normal (N)
Murraylands | Lameroo 11kV | 10% POE Forecast | MVA | 2025 | 1.3426 | Zone Substation | None | Normal (N)
Eastern Hills | Langhorne Creek 11kV | 10% POE Forecast | MVA | 2025 | 3.7461 | Zone Substation | None | Normal (N)
Metro West | Largs North 11kV | 10% POE Forecast | MVA | 2025 | 16.4691 | Zone Substation | None | Normal (N)
Metro West | Lefevre 11kV | 10% POE Forecast | MVA | 2025 | 10.2423 | Zone Substation | None | Normal (N)
Upper North | Leigh Creek South 33kV | 10% POE Forecast | MVA | 2025 | 1.0098 | Connection Point | None | Normal (N)
Metro East | Linden Park 11kV | 10% POE Forecast | MVA | 2025 | 39.7082 | Zone Substation | None | Normal (N)
Eyre Peninsula | Little Swamp 11kV | 10% POE Forecast | MVA | 2025 | 0.1904 | Zone Substation | None | Normal (N)
Eastern Hills | Lobethal 11kV | 10% POE Forecast | MVA | 2025 | 7.4507 | Zone Substation | None | Normal (N)
Eyre Peninsula | Lock 11kV | 10% POE Forecast | MVA | 2025 | 0.80425 | Zone Substation | None | Normal (N)
Riverland | Loveday 11kV | 10% POE Forecast | MVA | 2025 | 11.2962 | Zone Substation | None | Normal (N)
Metro South | Lower Mitcham 11kV | 10% POE Forecast | MVA | 2025 | 21.3382 | Zone Substation | None | Normal (N)
Riverland | Loxton 11kV | 10% POE Forecast | MVA | 2025 | 13.0801 | Zone Substation | None | Normal (N)
South East | Lucindale 11kV | 10% POE Forecast | MVA | 2025 | 1.2995 | Zone Substation | None | Normal (N)
Mid North | Lyndoch 11kV | 10% POE Forecast | MVA | 2025 | 3.1134 | Zone Substation | None | Normal (N)
Mid North | Lyndoch South 7.6kV | 10% POE Forecast | MVA | 2025 | 0.3489 | Zone Substation | None | Normal (N)
Riverland | Lyrup 11kV | 10% POE Forecast | MVA | 2025 | 5.1668 | Zone Substation | None | Normal (N)
Metro South | MacGillivray 11kV | 10% POE Forecast | MVA | 2025 | 1.9901 | Zone Substation | None | Normal (N)
Yorke Peninsula | Maitland 11kV | 10% POE Forecast | MVA | 2025 | 3.9901 | Zone Substation | None | Normal (N)
Mid North | Mallala 11kV | 10% POE Forecast | MVA | 2025 | 4.6042 | Zone Substation | None | Normal (N)
Murraylands | Mannum 33kV | 10% POE Forecast | MVA | 2025 | 14.2099 | Connection Point | None | Normal (N)
Murraylands | Mannum Town 7.6kV | 10% POE Forecast | MVA | 2025 | 4.567 | Zone Substation | None | Normal (N)
Yorke Peninsula | Marion Bay 11kV | 10% POE Forecast | MVA | 2025 | 0.58948 | Zone Substation | None | Normal (N)
Mid North | Marrabel 11kV | 10% POE Forecast | MVA | 2025 | 0.89194 | Zone Substation | None | Normal (N)
Metro South | McLaren Flat TF1 11kV | 10% POE Forecast | MVA | 2025 | 6.3065 | Zone Substation | None | Normal (N)
Metro South | McLaren Flat TF2 11kV | 10% POE Forecast | MVA | 2025 | 5.8814 | Zone Substation | None | Normal (N)
Metro South | McLaren Vale 11kV | 10% POE Forecast | MVA | 2025 | 0 | Zone Substation | None | Normal (N)
Metro South | McLaren Vale Vineyard 11kV | 10% POE Forecast | MVA | 2025 | 0.2121 | Zone Substation | None | Normal (N)
Eastern Hills | Meadows 11kV | 10% POE Forecast | MVA | 2025 | 5.7218 | Zone Substation | Reverse N-1 | Normal (N)
Upper North | Melrose 11kV | 10% POE Forecast | MVA | 2025 | 0.36385 | Zone Substation | None | Normal (N)
Murraylands | Meningie 11kV | 10% POE Forecast | MVA | 2025 | 2.0522 | Zone Substation | None | Normal (N)
Metro East | Metro East 66kV | 10% POE Forecast | MVA | 2025 | 741.5854 | Connection Point | None | Normal (N)
Metro North | Metro North 66kV | 10% POE Forecast | MVA | 2025 | 364.1707 | Connection Point | None | Normal (N)
Metro South | Metro South 66kV | 10% POE Forecast | MVA | 2025 | 722.2512 | Connection Point | None | Normal (N)
Metro West | Metro West 66kV | 10% POE Forecast | MVA | 2025 | 439.7667 | Connection Point | None | Normal (N)
Eastern Hills | Milang 11kV | 10% POE Forecast | MVA | 2025 | 3.8444 | Zone Substation | None | Normal (N)
South East | Millicent 11kV | 10% POE Forecast | MVA | 2025 | 5.3315 | Zone Substation | None | Normal (N)
Yorke Peninsula | Minlaton 11kV | 10% POE Forecast | MVA | 2025 | 2.0173 | Zone Substation | None | Normal (N)
Murraylands | Mobilong 33kV | 10% POE Forecast | MVA | 2025 | 41.376 | Connection Point | None | Normal (N)
Murraylands | Monarto Central 11kV | 10% POE Forecast | MVA | 2025 | 1.9718 | Zone Substation | None | Normal (N)
Murraylands | Monarto South 11kV | 10% POE Forecast | MVA | 2025 | 4.2447 | Zone Substation | None | Normal (N)
Yorke Peninsula | Moonta 11kV | 10% POE Forecast | MVA | 2025 | 10.7133 | Zone Substation | N-1 | Normal (N)
Eyre Peninsula | Moorkitabie 11kV | 10% POE Forecast | MVA | 2025 | 0.71228 | Zone Substation | None | Normal (N)
Riverland | Morgan 11kV | 10% POE Forecast | MVA | 2025 | 1.337 | Zone Substation | N | Normal (N)
Metro South | Morphett Vale East 11kV | 10% POE Forecast | MVA | 2025 | 35.6501 | Zone Substation | None | Normal (N)
Metro South | Morphettville 11kV | 10% POE Forecast | MVA | 2025 | 24.7623 | Zone Substation | None | Normal (N)
Eastern Hills | Mount Barker 11kV | 10% POE Forecast | MVA | 2025 | 29.3463 | Zone Substation | None | Normal (N)
Eastern Hills | Mount Barker 66kV | 10% POE Forecast | MVA | 2025 | 99.5327 | Connection Point | None | Normal (N)
South East | Mount Burr 11kV | 10% POE Forecast | MVA | 2025 | 0.37576 | Zone Substation | None | Normal (N)
South East | Mount Gambier 11kV | 10% POE Forecast | MVA | 2025 | 13.6287 | Zone Substation | None | Normal (N)
South East | Mount Gambier 33kV | 10% POE Forecast | MVA | 2025 | 23.9472 | Connection Point | None | Normal (N)
South East | Mount Gambier North 11kV | 10% POE Forecast | MVA | 2025 | 10.6597 | Zone Substation | N-1 | Normal (N)
South East | Mount Gambier West 11kV | 10% POE Forecast | MVA | 2025 | 15.44 | Zone Substation | None | Normal (N)
Upper North | Mount Gunson 33kV | 10% POE Forecast | MVA | 2025 | 0.7306 | Connection Point | None | Normal (N)
Eastern Hills | Mount Pleasant 11kV | 10% POE Forecast | MVA | 2025 | 2.2122 | Zone Substation | None | Normal (N)
South East | Mount Schank 11kV | 10% POE Forecast | MVA | 2025 | 2.9302 | Zone Substation | None | Normal (N)
Murraylands | Murray Bridge North 11kV | 10% POE Forecast | MVA | 2025 | 12.7568 | Zone Substation | None | Normal (N)
Murraylands | Murray Bridge South 11kV | 10% POE Forecast | MVA | 2025 | 15.6883 | Zone Substation | None | Normal (N)
Eastern Hills | Mylor 11kV | 10% POE Forecast | MVA | 2025 | 2.169 | Zone Substation | None | Normal (N)
Murraylands | Mypolonga 11kV | 10% POE Forecast | MVA | 2025 | 2.8027 | Zone Substation | None | Normal (N)
Metro South | Myponga 11kV | 10% POE Forecast | MVA | 2025 | 6.0239 | Zone Substation | None | Normal (N)
Eastern Hills | Nairne 11kV | 10% POE Forecast | MVA | 2025 | 7.429 | Zone Substation | Reverse N-1 | Normal (N)
South East | Nangwarry 11kV | 10% POE Forecast | MVA | 2025 | 0.53641 | Zone Substation | None | Normal (N)
South East | Naracoorte 11kV | 10% POE Forecast | MVA | 2025 | 11.1509 | Zone Substation | None | Normal (N)
South East | Naracoorte East 11kV | 10% POE Forecast | MVA | 2025 | 5.3634 | Zone Substation | None | Normal (N)
Murraylands | Narrung 11kV | 10% POE Forecast | MVA | 2025 | 1.5296 | Zone Substation | None | Normal (N)
Upper North | Neuroodla 33kV | 10% POE Forecast | MVA | 2025 | 0.9404 | Connection Point | None | Normal (N)
Metro West | New Osborne 11kV | 10% POE Forecast | MVA | 2025 | 0 | Zone Substation | None | Normal (N)
Metro West | New Richmond 11kV | 10% POE Forecast | MVA | 2025 | 33.3723 | Zone Substation | None | Normal (N)
Murraylands | Nildottie 11kV | 10% POE Forecast | MVA | 2025 | 2.1254 | Zone Substation | None | Normal (N)
Yorke Peninsula | Ninnes 11kV | 10% POE Forecast | MVA | 2025 | 1.1501 | Zone Substation | None | Normal (N)
Metro South | Noarlunga Centre 11kV | 10% POE Forecast | MVA | 2025 | 18.2157 | Zone Substation | None | Normal (N)
Metro East | North Adelaide 11kV | 10% POE Forecast | MVA | 2025 | 21.5061 | Zone Substation | None | Normal (N)
Metro South | North Unley 11kV | 10% POE Forecast | MVA | 2025 | 17.1114 | Zone Substation | None | Normal (N)
Riverland | North West Bend 66kV | 10% POE Forecast | MVA | 2025 | 22.9808 | Connection Point | None | Normal (N)
Metro East | Northfield 11kV | 10% POE Forecast | MVA | 2025 | 22.5563 | Zone Substation | N | Normal (N)
Metro East | Norwood 11kV | 10% POE Forecast | MVA | 2025 | 60.6069 | Zone Substation | None | Normal (N)
Mid North | Nuriootpa 11kV | 10% POE Forecast | MVA | 2025 | 10.3742 | Zone Substation | None | Normal (N)
Metro South | Oaklands 11kV | 10% POE Forecast | MVA | 2025 | 45.2496 | Zone Substation | None | Normal (N)
Upper North | Orroroo 11kV | 10% POE Forecast | MVA | 2025 | 1.2339 | Zone Substation | None | Normal (N)
South East | Padthaway 11kV | 10% POE Forecast | MVA | 2025 | 3.3125 | Zone Substation | None | Normal (N)
Murraylands | Palmer 11kV | 10% POE Forecast | MVA | 2025 | 0.030223 | Zone Substation | None | Normal (N)
Metro South | Panorama 11kV | 10% POE Forecast | MVA | 2025 | 28.1869 | Zone Substation | None | Normal (N)
Metro North | Parafield Gardens 11kV | 10% POE Forecast | MVA | 2025 | 31.7503 | Zone Substation | None | Normal (N)
Metro North | Paralowie 11kV | 10% POE Forecast | MVA | 2025 | 19.3305 | Zone Substation | None | Normal (N)
Murraylands | Parilla 11kV | 10% POE Forecast | MVA | 2025 | 2.4513 | Zone Substation | None | Normal (N)
Riverland | Paringa 11kV | 10% POE Forecast | MVA | 2025 | 2.9222 | Zone Substation | None | Normal (N)
Riverland | Paringa 33kV | 10% POE Forecast | MVA | 2025 | 16.2274 | Zone Substation | None | Normal (N)
Yorke Peninsula | Paskeville 11kV | 10% POE Forecast | MVA | 2025 | 0.35437 | Zone Substation | None | Normal (N)
Murraylands | Peake 11kV | 10% POE Forecast | MVA | 2025 | 0.16486 | Zone Substation | None | Normal (N)
Murraylands | Pellaring Flat 11kV | 10% POE Forecast | MVA | 2025 | 0.093388 | Zone Substation | None | Normal (N)
Metro North | Penfield 11kV | 10% POE Forecast | MVA | 2025 | 20.6805 | Zone Substation | None | Normal (N)
Metro South | Penneshaw 11kV | 10% POE Forecast | MVA | 2025 | 1.6937 | Zone Substation | None | Normal (N)
South East | Penola 11kV | 10% POE Forecast | MVA | 2025 | 2.7739 | Zone Substation | None | Normal (N)
South East | Penola West 33kV | 10% POE Forecast | MVA | 2025 | 7.9386 | Connection Point | None | Normal (N)
Upper North | Peterborough 11kV | 10% POE Forecast | MVA | 2025 | 1.8133 | Zone Substation | None | Normal (N)
Eastern Hills | Piccadilly 11kV | 10% POE Forecast | MVA | 2025 | 1.5988 | Zone Substation | None | Normal (N)
Murraylands | Pinnaroo 11kV | 10% POE Forecast | MVA | 2025 | 1.8801 | Zone Substation | None | Normal (N)
Murraylands | Pinnaroo South 11kV | 10% POE Forecast | MVA | 2025 | 0.028197 | Zone Substation | None | Normal (N)
Metro South | Plympton 11kV | 10% POE Forecast | MVA | 2025 | 22.2527 | Zone Substation | None | Normal (N)
Eyre Peninsula | Point Boston 11kV | 10% POE Forecast | MVA | 2025 | 1.2982 | Zone Substation | None | Normal (N)
Eyre Peninsula | Polda 11kV | 10% POE Forecast | MVA | 2025 | 0.77448 | Zone Substation | None | Normal (N)
Eyre Peninsula | Poonindie 11kV | 10% POE Forecast | MVA | 2025 | 0.98093 | Zone Substation | None | Normal (N)
Metro West | Port Adelaide 11kV | 10% POE Forecast | MVA | 2025 | 12.8606 | Zone Substation | None | Normal (N)
Metro West | Port Adelaide North 11kV | 10% POE Forecast | MVA | 2025 | 21.1326 | Zone Substation | None | Normal (N)
Upper North | Port Augusta 11kV | 10% POE Forecast | MVA | 2025 | 13.8228 | Zone Substation | None | Normal (N)
Upper North | Port Augusta West TF1 11kV | 10% POE Forecast | MVA | 2025 | 5.6935 | Zone Substation | None | Normal (N)
Upper North | Port Augusta West TF2 11kV | 10% POE Forecast | MVA | 2025 | 3.3517 | Zone Substation | None | Normal (N)
Upper North | Port Broughton 11kV | 10% POE Forecast | MVA | 2025 | 3.5987 | Zone Substation | None | Normal (N)
Yorke Peninsula | Port Clinton 11kV | 10% POE Forecast | MVA | 2025 | 0.61562 | Zone Substation | None | Normal (N)
Upper North | Port Germein 11kV | 10% POE Forecast | MVA | 2025 | 0.82917 | Zone Substation | None | Normal (N)
Yorke Peninsula | Port Giles 11kV | 10% POE Forecast | MVA | 2025 | 1.5422 | Zone Substation | None | Normal (N)
Yorke Peninsula | Port Julia 11kV | 10% POE Forecast | MVA | 2025 | 0.31076 | Zone Substation | None | Normal (N)
Eyre Peninsula | Port Lincoln City 11kV | 10% POE Forecast | MVA | 2025 | 9.8004 | Zone Substation | None | Normal (N)
Eyre Peninsula | Port Lincoln Docks 11kV | 10% POE Forecast | MVA | 2025 | 6.1269 | Zone Substation | None | Normal (N)
Eyre Peninsula | Port Lincoln Marina 11kV | 10% POE Forecast | MVA | 2025 | 5.6277 | Zone Substation | None | Normal (N)
Eyre Peninsula | Port Lincoln Terminal 33kV | 10% POE Forecast | MVA | 2025 | 30.49 | Connection Point | None | Normal (N)
Metro South | Port Noarlunga 11kV | 10% POE Forecast | MVA | 2025 | 33.5967 | Zone Substation | None | Normal (N)
Upper North | Port Pirie Bungama 33kV | 10% POE Forecast | MVA | 2025 | 60.1996 | Connection Point | None | Normal (N)
Upper North | Port Pirie South 11kV | 10% POE Forecast | MVA | 2025 | 22.6394 | Zone Substation | None | Normal (N)
Metro South | Port Stanvac 11kV | 10% POE Forecast | MVA | 2025 | 31.5555 | Zone Substation | None | Normal (N)
Metro South | Port Stanvac TF2 11kV | 10% POE Forecast | MVA | 2025 | 0.2281 | Zone Substation | None | Normal (N)
Yorke Peninsula | Port Vincent 11kV | 10% POE Forecast | MVA | 2025 | 1.4411 | Zone Substation | None | Normal (N)
Riverland | Portee 11kV | 10% POE Forecast | MVA | 2025 | 0.65263 | Zone Substation | N | Normal (N)
Metro East | Prospect 11kV | 10% POE Forecast | MVA | 2025 | 32.2739 | Zone Substation | None | Normal (N)
Murraylands | Punyelroo 11kV | 10% POE Forecast | MVA | 2025 | 0.5865 | Zone Substation | None | Normal (N)
Riverland | Pyap 11kV | 10% POE Forecast | MVA | 2025 | 9.4893 | Zone Substation | None | Normal (N)
Riverland | Qualco 11kV | 10% POE Forecast | MVA | 2025 | 2.9041 | Zone Substation | N | Normal (N)
Metro West | Queenstown 11kV | 10% POE Forecast | MVA | 2025 | 16.5316 | Zone Substation | None | Normal (N)
Upper North | Quorn 11kV | 10% POE Forecast | MVA | 2025 | 1.6897 | Zone Substation | None | Normal (N)
Riverland | Ramco 11kV | 10% POE Forecast | MVA | 2025 | 6.0976 | Zone Substation | None | Normal (N)
Metro South | Rapid Bay 11kV | 10% POE Forecast | MVA | 2025 | 0.036286 | Zone Substation | None | Normal (N)
Riverland | Renmark 11kV | 10% POE Forecast | MVA | 2025 | 18.885 | Zone Substation | None | Normal (N)
Mid North | Riverton 11kV | 10% POE Forecast | MVA | 2025 | 1.8739 | Zone Substation | None | Normal (N)
South East | Robe 7.6kV | 10% POE Forecast | MVA | 2025 | 3.2103 | Zone Substation | None | Normal (N)
Mid North | Robertstown 11kV | 10% POE Forecast | MVA | 2025 | 0.9605 | Zone Substation | None | Normal (N)
Riverland | Roonka 11kV | 10% POE Forecast | MVA | 2025 | 3.4151 | Zone Substation | None | Normal (N)
Eyre Peninsula | Rudall 11kV | 10% POE Forecast | MVA | 2025 | 0.37641 | Zone Substation | None | Normal (N)
Metro North | Salisbury 11kV | 10% POE Forecast | MVA | 2025 | 62.0834 | Zone Substation | N | Normal (N)
Metro South | Salt Cliffs 11kV | 10% POE Forecast | MVA | 2025 | 0.11085 | Zone Substation | None | Normal (N)
Mid North | Sandy Creek 11kV | 10% POE Forecast | MVA | 2025 | 2.5536 | Zone Substation | None | Normal (N)
Metro South | Seacombe 11kV | 10% POE Forecast | MVA | 2025 | 45.0223 | Zone Substation | None | Normal (N)
Metro South | Seaford 11kV | 10% POE Forecast | MVA | 2025 | 10.8568 | Zone Substation | None | Normal (N)
Metro South | Second Valley 11kV | 10% POE Forecast | MVA | 2025 | 0.303 | Zone Substation | None | Normal (N)
Metro South | Sheidow Park 11kV | 10% POE Forecast | MVA | 2025 | 28.449 | Zone Substation | Reverse N-1 | Normal (N)
Murraylands | Sherlock 11kV | 10% POE Forecast | MVA | 2025 | 0.026457 | Zone Substation | None | Normal (N)
Metro North | Smithfield West 11kV | 10% POE Forecast | MVA | 2025 | 28.3648 | Zone Substation | N-1 | Normal (N)
South East | Snuggery Rural 33kV | 10% POE Forecast | MVA | 2025 | 14.0552 | Connection Point | None | Normal (N)
South East | South End 11kV | 10% POE Forecast | MVA | 2025 | 0.38647 | Zone Substation | Reverse N-1 | Normal (N)
Mid North | Spalding 11kV | 10% POE Forecast | MVA | 2025 | 0.96732 | Zone Substation | None | Normal (N)
Metro South | Square Water Hole 11kV | 10% POE Forecast | MVA | 2025 | 4.2741 | Zone Substation | None | Normal (N)
Yorke Peninsula | Stansbury 11kV | 10% POE Forecast | MVA | 2025 | 1.3158 | Zone Substation | None | Normal (N)
Eastern Hills | Stirling East 11kV | 10% POE Forecast | MVA | 2025 | 6.8692 | Zone Substation | None | Normal (N)
Upper North | Stirling North 1 11kV | 10% POE Forecast | MVA | 2025 | 1.6589 | Zone Substation | None | Normal (N)
Upper North | Stirling North 2 11kV | 10% POE Forecast | MVA | 2025 | 1.8068 | Zone Substation | None | Normal (N)
Mid North | Stockwell TF1 11kV | 10% POE Forecast | MVA | 2025 | 2.7579 | Zone Substation | None | Normal (N)
Mid North | Stockwell TF2 11kV | 10% POE Forecast | MVA | 2025 | 5.1413 | Zone Substation | None | Normal (N)
Eyre Peninsula | Stony Point 11kV | 10% POE Forecast | MVA | 2025 | 0.17475 | Connection Point | None | Normal (N)
Eastern Hills | Strathalbyn 11kV | 10% POE Forecast | MVA | 2025 | 11.3174 | Zone Substation | None | Normal (N)
Eyre Peninsula | Streaky Bay 11kV | 10% POE Forecast | MVA | 2025 | 3.4577 | Zone Substation | Reverse N-1 | Normal (N)
Riverland | Swan Reach 11kV | 10% POE Forecast | MVA | 2025 | 1.6094 | Zone Substation | None | Normal (N)
Riverland | Swan Reach 33kV | 10% POE Forecast | MVA | 2025 | 2.1213 | Zone Substation | None | Normal (N)
Murraylands | Tailem Bend 33kV | 10% POE Forecast | MVA | 2025 | 27.9473 | Connection Point | None | Normal (N)
Murraylands | Tailem Bend Town 11kV | 10% POE Forecast | MVA | 2025 | 2.9844 | Zone Substation | None | Normal (N)
South East | Tantanoola 11kV | 10% POE Forecast | MVA | 2025 | 0.54094 | Zone Substation | None | Normal (N)
Eyre Peninsula | Tarlton 11kV | 10% POE Forecast | MVA | 2025 | 0.64381 | Zone Substation | None | Normal (N)
South East | Tarpeena South 11kV | 10% POE Forecast | MVA | 2025 | 7.2262 | Zone Substation | N-1 | Normal (N)
Metro East | Tea Tree Gully 11kV | 10% POE Forecast | MVA | 2025 | 34.8427 | Zone Substation | None | Normal (N)
Murraylands | Teal Flat 11kV | 10% POE Forecast | MVA | 2025 | 2.991 | Zone Substation | None | Normal (N)
Upper North | Telowie 11kV | 10% POE Forecast | MVA | 2025 | 0.5398 | Zone Substation | None | Normal (N)
Mid North | Templers 33kV | 10% POE Forecast | MVA | 2025 | 34.4372 | Connection Point | None | Normal (N)
Metro West | Thebarton 11kV | 10% POE Forecast | MVA | 2025 | 25.998 | Zone Substation | None | Normal (N)
South East | Tintinara 11kV | 10% POE Forecast | MVA | 2025 | 1.1785 | Zone Substation | None | Normal (N)
Metro South | Tonsley Park 11kV | 10% POE Forecast | MVA | 2025 | 18.3801 | Zone Substation | None | Normal (N)
Eyre Peninsula | Tumby Bay 11kV | 10% POE Forecast | MVA | 2025 | 2.3816 | Zone Substation | None | Normal (N)
Metro North | Two Wells 11kV | 10% POE Forecast | MVA | 2025 | 9.1211 | Zone Substation | N-1 | Normal (N)
Eyre Peninsula | Uley 11kV | 10% POE Forecast | MVA | 2025 | 0.30703 | Zone Substation | None | Normal (N)
Eyre Peninsula | Uley South 11kV | 10% POE Forecast | MVA | 2025 | 0.61856 | Zone Substation | None | Normal (N)
Eastern Hills | Uraidla 11kV | 10% POE Forecast | MVA | 2025 | 4.9293 | Zone Substation | None | Normal (N)
Eastern Hills | Uraidla 33kV | 10% POE Forecast | MVA | 2025 | 15.4175 | Zone Substation | None | Normal (N)
Eastern Hills | Verdun 11kV | 10% POE Forecast | MVA | 2025 | 0.97466 | Zone Substation | None | Normal (N)
Metro South | Victor Harbor 11kV | 10% POE Forecast | MVA | 2025 | 23.8693 | Zone Substation | None | Normal (N)
Metro North | Virginia 11kV | 10% POE Forecast | MVA | 2025 | 8.0172 | Zone Substation | None | Normal (N)
Riverland | Waikerie 11kV | 10% POE Forecast | MVA | 2025 | 7.862 | Zone Substation | None | Normal (N)
Murraylands | Walker Flat 11kV | 10% POE Forecast | MVA | 2025 | 1.3754 | Zone Substation | None | Normal (N)
Yorke Peninsula | Wallaroo 11kV | 10% POE Forecast | MVA | 2025 | 10.3266 | Zone Substation | None | Normal (N)
Yorke Peninsula | Warooka 11kV | 10% POE Forecast | MVA | 2025 | 2.3637 | Zone Substation | None | Normal (N)
Mid North | Wasleys 11kV | 10% POE Forecast | MVA | 2025 | 1.7704 | Zone Substation | None | Normal (N)
Mid North | Waterloo 33kV | 10% POE Forecast | MVA | 2025 | 9.1214 | Connection Point | None | Normal (N)
Mid North | Waterloo Town 11kV | 10% POE Forecast | MVA | 2025 | 0.29752 | Zone Substation | None | Normal (N)
Murraylands | White Sands 11kV | 10% POE Forecast | MVA | 2025 | 4.239 | Zone Substation | None | Normal (N)
Adelaide Central | Whitmore Square 11kV | 10% POE Forecast | MVA | 2025 | 44.8488 | Zone Substation | None | Normal (N)
Eyre Peninsula | Whyalla Central 33kV | 10% POE Forecast | MVA | 2025 | 80.4064 | Connection Point | None | Normal (N)
Eyre Peninsula | Whyalla City 11kV | 10% POE Forecast | MVA | 2025 | 19.7958 | Zone Substation | None | Normal (N)
Eyre Peninsula | Whyalla North 11kV | 10% POE Forecast | MVA | 2025 | 0.48875 | Zone Substation | None | Normal (N)
Eyre Peninsula | Whyalla Stuart 11kV | 10% POE Forecast | MVA | 2025 | 18.2096 | Zone Substation | None | Normal (N)
Mid North | Williamstown 11kV | 10% POE Forecast | MVA | 2025 | 0.99515 | Zone Substation | None | Normal (N)
Mid North | Williamstown South 11kV | 10% POE Forecast | MVA | 2025 | 2.6325 | Zone Substation | None | Normal (N)
Metro South | Willunga 11kV | 10% POE Forecast | MVA | 2025 | 4.0371 | Zone Substation | None | Normal (N)
Metro South | Willunga 33kV | 10% POE Forecast | MVA | 2025 | 0.69565 | Zone Substation | None | Normal (N)
Upper North | Wilmington 11kV | 10% POE Forecast | MVA | 2025 | 0.84161 | Zone Substation | None | Normal (N)
Upper North | Wirrabara Forest 11kV | 10% POE Forecast | MVA | 2025 | 0.42881 | Zone Substation | None | Normal (N)
Upper North | Wirrabara South 11kV | 10% POE Forecast | MVA | 2025 | 0.063041 | Zone Substation | None | Normal (N)
Metro South | Wirrina Cove 11kV | 10% POE Forecast | MVA | 2025 | 0.72322 | Zone Substation | None | Normal (N)
Upper North | Wongyarra 11kV | 10% POE Forecast | MVA | 2025 | 0.12647 | Zone Substation | None | Normal (N)
Metro East | Woodforde 11kV | 10% POE Forecast | MVA | 2025 | 38.6437 | Zone Substation | None | Normal (N)
Murraylands | Woods Point 11kV | 10% POE Forecast | MVA | 2025 | 2.4985 | Zone Substation | None | Normal (N)
Eastern Hills | Woodside 11kV | 10% POE Forecast | MVA | 2025 | 8.72 | Zone Substation | Reverse N-1 | Normal (N)
Metro West | Woodville 11kV | 10% POE Forecast | MVA | 2025 | 10.0379 | Zone Substation | None | Normal (N)
Metro West | Woodville 33kV | 10% POE Forecast | MVA | 2025 | 0 | Zone Substation | None | Normal (N)
Riverland | Woolpunda 11kV | 10% POE Forecast | MVA | 2025 | 8.2143 | Zone Substation | None | Normal (N)
Eyre Peninsula | Wudinna 11kV | 10% POE Forecast | MVA | 2025 | 2.0588 | Zone Substation | None | Normal (N)
Eyre Peninsula | Wudinna 66kV | 10% POE Forecast | MVA | 2025 | 14.9034 | Connection Point | None | Normal (N)
Eyre Peninsula | Yadnarie 66kV | 10% POE Forecast | MVA | 2025 | 13.4552 | Connection Point | None | Normal (N)
Metro South | Yankalilla 11kV | 10% POE Forecast | MVA | 2025 | 7.7057 | Zone Substation | None | Normal (N)
Metro South | Yankalilla 33kV | 10% POE Forecast | MVA | 2025 | 1.3753 | Zone Substation | None | Normal (N)
Metro South | Yankalilla Hill 11kV | 10% POE Forecast | MVA | 2025 | 0.1341 | Zone Substation | None | Normal (N)
Upper North | Yongala 11kV | 10% POE Forecast | MVA | 2025 | 0.070019 | Zone Substation | None | Normal (N)
Yorke Peninsula | Yorketown 11kV | 10% POE Forecast | MVA | 2025 | 1.3981 | Zone Substation | None | Normal (N)
Adelaide Central | ACR 66kV | 10% POE Forecast | MVA | 2026 | 212.8843 | Connection Point | None | Normal (N)
Eastern Hills | Aldgate 11kV | 10% POE Forecast | MVA | 2026 | 7.2052 | Zone Substation | None | Normal (N)
Metro South | Aldinga 11kV | 10% POE Forecast | MVA | 2026 | 20.6764 | Zone Substation | None | Normal (N)
South East | Allendale East 11kV | 10% POE Forecast | MVA | 2026 | 3.9767 | Zone Substation | None | Normal (N)
Mid North | Alma 11kV | 10% POE Forecast | MVA | 2026 | 0.11711 | Zone Substation | None | Normal (N)
Metro South | American River 11kV | 10% POE Forecast | MVA | 2026 | 0.48666 | Zone Substation | None | Normal (N)
Eastern Hills | Angas Creek 33kV | 10% POE Forecast | MVA | 2026 | 18.3827 | Connection Point | None | Normal (N)
Mid North | Angaston 11kV | 10% POE Forecast | MVA | 2026 | 17.0279 | Zone Substation | None | Normal (N)
Metro North | Angle Vale 11kV | 10% POE Forecast | MVA | 2026 | 24.8301 | Zone Substation | None | Normal (N)
Yorke Peninsula | Ardrossan 11kV | 10% POE Forecast | MVA | 2026 | 2.1488 | Zone Substation | None | Normal (N)
Yorke Peninsula | Ardrossan West 33kV | 10% POE Forecast | MVA | 2026 | 14.791 | Connection Point | None | Normal (N)
Eyre Peninsula | Arno Bay 11kV | 10% POE Forecast | MVA | 2026 | 0.89506 | Zone Substation | None | Normal (N)
Metro South | Ascot Park 11kV | 10% POE Forecast | MVA | 2026 | 21.9182 | Zone Substation | N | Normal (N)
Metro West | Athol Park 11kV | 10% POE Forecast | MVA | 2026 | 18.1976 | Zone Substation | None | Normal (N)
Mid North | Auburn 11kV | 10% POE Forecast | MVA | 2026 | 3.0565 | Zone Substation | None | Normal (N)
Yorke Peninsula | Balaklava 7.6kV | 10% POE Forecast | MVA | 2026 | 3.1523 | Zone Substation | None | Normal (N)
Eastern Hills | Balhannah 33kV | 10% POE Forecast | MVA | 2026 | 21.0581 | Zone Substation | None | Normal (N)
Upper North | Baroota 33kV | 10% POE Forecast | MVA | 2026 | 9.1345 | Connection Point | None | Normal (N)
Upper North | Baroota Town 11kV | 10% POE Forecast | MVA | 2026 | 0.22619 | Zone Substation | None | Normal (N)
Mid North | Barossa South TF1 11kV | 10% POE Forecast | MVA | 2026 | 2.6909 | Zone Substation | None | Normal (N)
Mid North | Barossa South TF2 11kV | 10% POE Forecast | MVA | 2026 | 3.9929 | Zone Substation | None | Normal (N)
South East | Beachport 11kV | 10% POE Forecast | MVA | 2026 | 1.1859 | Zone Substation | None | Normal (N)
Murraylands | Belvedere Road 7.6kV | 10% POE Forecast | MVA | 2026 | 0.14559 | Zone Substation | None | Normal (N)
Riverland | Berri 11kV | 10% POE Forecast | MVA | 2026 | 15.7675 | Zone Substation | None | Normal (N)
Riverland | Berri 66kV | 10% POE Forecast | MVA | 2026 | 91.3819 | Connection Point | None | Normal (N)
Murraylands | Binnies 11kV | 10% POE Forecast | MVA | 2026 | 0.94442 | Zone Substation | None | Normal (N)
Eastern Hills | Birdwood 11kV | 10% POE Forecast | MVA | 2026 | 3.1858 | Zone Substation | None | Normal (N)
Yorke Peninsula | Black Point 11kV | 10% POE Forecast | MVA | 2026 | 0.42154 | Zone Substation | None | Normal (N)
Metro West | Blackpool 11kV | 10% POE Forecast | MVA | 2026 | 16.5009 | Zone Substation | None | Normal (N)
Metro South | Blackwood 11kV | 10% POE Forecast | MVA | 2026 | 31.8545 | Zone Substation | None | Normal (N)
South East | Blanche 33kV | 10% POE Forecast | MVA | 2026 | 37.5978 | Connection Point | None | Normal (N)
Upper North | Booleroo Centre 11kV | 10% POE Forecast | MVA | 2026 | 0.5902 | Zone Substation | None | Normal (N)
Eyre Peninsula | Boothby 33kV | 10% POE Forecast | MVA | 2026 | 0.99843 | Zone Substation | N-1 | Normal (N)
Upper North | Booyoolie 11kV | 10% POE Forecast | MVA | 2026 | 0.023378 | Zone Substation | None | Normal (N)
South East | Bordertown 11kV | 10% POE Forecast | MVA | 2026 | 11.4879 | Zone Substation | N-1 | Normal (N)
Mid North | Brinkworth 33kV | 10% POE Forecast | MVA | 2026 | 5.1631 | Connection Point | None | Normal (N)
Mid North | Brinkworth Town 11kV | 10% POE Forecast | MVA | 2026 | 0.77781 | Zone Substation | None | Normal (N)
Eastern Hills | Brukunga 11kV | 10% POE Forecast | MVA | 2026 | 0.42058 | Zone Substation | None | Normal (N)
Upper North | Bungama Napperby 11kV | 10% POE Forecast | MVA | 2026 | 1.1358 | Zone Substation | None | Normal (N)
Metro East | Burnside 11kV | 10% POE Forecast | MVA | 2026 | 13.5408 | Zone Substation | None | Normal (N)
Mid North | Burra TF2 11kV | 10% POE Forecast | MVA | 2026 | 1.9272 | Zone Substation | None | Normal (N)
Riverland | Cadell 11kV | 10% POE Forecast | MVA | 2026 | 1.2497 | Zone Substation | None | Normal (N)
Murraylands | Caloote 11kV | 10% POE Forecast | MVA | 2026 | 1.7983 | Zone Substation | None | Normal (N)
Upper North | Caltowie 11kV | 10% POE Forecast | MVA | 2026 | 0.10821 | Zone Substation | None | Normal (N)
Murraylands | Cambrai 11kV | 10% POE Forecast | MVA | 2026 | 0.76686 | Zone Substation | None | Normal (N)
Murraylands | Campbell Park 11kV | 10% POE Forecast | MVA | 2026 | 0.55011 | Zone Substation | None | Normal (N)
Metro East | Campbelltown 11kV | 10% POE Forecast | MVA | 2026 | 55.5988 | Zone Substation | None | Normal (N)
Metro South | Cape Jervis 11kV | 10% POE Forecast | MVA | 2026 | 0.59791 | Zone Substation | None | Normal (N)
Metro South | Cape Jervis 33kV | 10% POE Forecast | MVA | 2026 | 13.9889 | Zone Substation | N-1 | Normal (N)
Eyre Peninsula | Caralue 11kV | 10% POE Forecast | MVA | 2026 | 2.6294 | Zone Substation | None | Normal (N)
Metro West | Cavan 11kV | 10% POE Forecast | MVA | 2026 | 40.3447 | Zone Substation | None | Normal (N)
Adelaide Central | CBD 33kV | 10% POE Forecast | MVA | 2026 | 22.4745 | Zone Substation | None | Normal (N)
Eyre Peninsula | Ceduna 11kV | 10% POE Forecast | MVA | 2026 | 7.3727 | Zone Substation | None | Normal (N)
Eastern Hills | Chain of Ponds 11kV | 10% POE Forecast | MVA | 2026 | 0.42317 | Zone Substation | None | Normal (N)
Metro West | Cheltenham 11kV | 10% POE Forecast | MVA | 2026 | 13.0669 | Zone Substation | None | Normal (N)
Metro West | Cheltenham 33kV | 10% POE Forecast | MVA | 2026 | 0 | Zone Substation | None | Normal (N)
Mid North | Clare 11kV | 10% POE Forecast | MVA | 2026 | 10.0328 | Zone Substation | None | Normal (N)
Mid North | Clare North 33kV | 10% POE Forecast | MVA | 2026 | 12.4646 | Connection Point | None | Normal (N)
Metro South | Clarence Gardens 11kV | 10% POE Forecast | MVA | 2026 | 20.666 | Zone Substation | None | Normal (N)
Metro South | Clarendon 11kV | 10% POE Forecast | MVA | 2026 | 3.4425 | Zone Substation | None | Normal (N)
Metro East | Clearview 11kV | 10% POE Forecast | MVA | 2026 | 27.4282 | Zone Substation | N | Normal (N)
Eyre Peninsula | Cleve 11kV | 10% POE Forecast | MVA | 2026 | 1.8362 | Zone Substation | None | Normal (N)
Eyre Peninsula | Cleve 33kV | 10% POE Forecast | MVA | 2026 | 7.4748 | Zone Substation | N-1 | Normal (N)
Eyre Peninsula | Coffin Bay 11kV | 10% POE Forecast | MVA | 2026 | 1.6923 | Zone Substation | None | Normal (N)
Mid North | Collinsfield 11kV | 10% POE Forecast | MVA | 2026 | 0.62321 | Zone Substation | None | Normal (N)
Murraylands | Coomandook 11kV | 10% POE Forecast | MVA | 2026 | 0.44192 | Zone Substation | None | Normal (N)
Murraylands | Coonalpyn 11kV | 10% POE Forecast | MVA | 2026 | 0.44494 | Zone Substation | None | Normal (N)
South East | Coonawarra 11kV | 10% POE Forecast | MVA | 2026 | 3.9766 | Zone Substation | None | Normal (N)
Upper North | Copley Nepabunna 33kV | 10% POE Forecast | MVA | 2026 | 0.26263 | Zone Substation | N-1 | Normal (N)
Riverland | Cordola 11kV | 10% POE Forecast | MVA | 2026 | 1.9418 | Zone Substation | None | Normal (N)
Adelaide Central | Coromandel Place 11kV | 10% POE Forecast | MVA | 2026 | 52.9034 | Zone Substation | None | Normal (N)
Eyre Peninsula | Cowell 11kV | 10% POE Forecast | MVA | 2026 | 2.3228 | Zone Substation | None | Normal (N)
Metro West | Croydon 11kV | 10% POE Forecast | MVA | 2026 | 25.2445 | Zone Substation | None | Normal (N)
Metro West | Croydon Park 11kV | 10% POE Forecast | MVA | 2026 | 16.7626 | Zone Substation | None | Normal (N)
Upper North | Crystal Brook 11kV | 10% POE Forecast | MVA | 2026 | 2.0834 | Zone Substation | None | Normal (N)
Metro South | Cudmore Park 11kV | 10% POE Forecast | MVA | 2026 | 11.0125 | Zone Substation | None | Normal (N)
Eyre Peninsula | Cummins 11kV | 10% POE Forecast | MVA | 2026 | 2.66 | Zone Substation | None | Normal (N)
Yorke Peninsula | Curramulka 7.6kV | 10% POE Forecast | MVA | 2026 | 0.19241 | Zone Substation | None | Normal (N)
Yorke Peninsula | Curramulka South 11kV | 10% POE Forecast | MVA | 2026 | 0.10485 | Zone Substation | None | Normal (N)
Yorke Peninsula | Dalrymple 33kV | 10% POE Forecast | MVA | 2026 | 6.9922 | Connection Point | None | Normal (N)
Eyre Peninsula | Darke Peak 11kV | 10% POE Forecast | MVA | 2026 | 0.33216 | Zone Substation | None | Normal (N)
Upper North | Davenport West 33kV | 10% POE Forecast | MVA | 2026 | 46.9505 | Connection Point | None | Normal (N)
Eastern Hills | Deloraine 11kV | 10% POE Forecast | MVA | 2026 | 0.32932 | Zone Substation | None | Normal (N)
Metro North | Direk 11kV | 10% POE Forecast | MVA | 2026 | 23.3455 | Zone Substation | None | Normal (N)
Mid North | Dorrien 33kV | 10% POE Forecast | MVA | 2026 | 64.7054 | Connection Point | None | Normal (N)
Mid North | Dorrien TF4 11kV | 10% POE Forecast | MVA | 2026 | 8.7842 | Zone Substation | None | Normal (N)
Mid North | Dorrien TF5 11kV | 10% POE Forecast | MVA | 2026 | 5.3422 | Zone Substation | None | Normal (N)
Yorke Peninsula | Dowlingville 11kV | 10% POE Forecast | MVA | 2026 | 0.030209 | Zone Substation | None | Normal (N)
Adelaide Central | East Terrace 11kV | 10% POE Forecast | MVA | 2026 | 37.7926 | Zone Substation | None | Normal (N)
Metro North | Edinburgh 11kV | 10% POE Forecast | MVA | 2026 | 9.3937 | Zone Substation | None | Normal (N)
Yorke Peninsula | Edithburgh 11kV | 10% POE Forecast | MVA | 2026 | 1.3599 | Zone Substation | None | Normal (N)
Metro North | Elizabeth Downs 11kV | 10% POE Forecast | MVA | 2026 | 46.382 | Zone Substation | None | Normal (N)
Metro North | Elizabeth Heights 11kV | 10% POE Forecast | MVA | 2026 | 19.0067 | Zone Substation | None | Normal (N)
Metro North | Elizabeth South 11kV | 10% POE Forecast | MVA | 2026 | 10.7051 | Zone Substation | None | Normal (N)
Mid North | Eudunda 11kV | 10% POE Forecast | MVA | 2026 | 1.6012 | Zone Substation | None | Normal (N)
Metro North | Evanston 11kV | 10% POE Forecast | MVA | 2026 | 43.1739 | Zone Substation | N-1 | Normal (N)
Metro North | Evanston 33kV | 10% POE Forecast | MVA | 2026 | 0 | Zone Substation | None | Normal (N)
Metro West | Findon 11kV | 10% POE Forecast | MVA | 2026 | 18.4151 | Zone Substation | None | Normal (N)
Metro West | Flinders Park 11kV | 10% POE Forecast | MVA | 2026 | 20.6334 | Zone Substation | None | Normal (N)
Mid North | Florieton SWER 19kV | 10% POE Forecast | MVA | 2026 | 0.10472 | Connection Point | None | Normal (N)
Eastern Hills | Forreston 11kV | 10% POE Forecast | MVA | 2026 | 0.87702 | Zone Substation | None | Normal (N)
Mid North | Freeling 11kV | 10% POE Forecast | MVA | 2026 | 0.61677 | Zone Substation | None | Normal (N)
Mid North | Freeling North 11kV | 10% POE Forecast | MVA | 2026 | 3.1728 | Zone Substation | None | Normal (N)
Metro West | Fulham Gardens 11kV | 10% POE Forecast | MVA | 2026 | 42.0147 | Zone Substation | None | Normal (N)
Upper North | Fullerville 11kV | 10% POE Forecast | MVA | 2026 | 0.090999 | Zone Substation | None | Normal (N)
Mid North | Gawler Belt TF1 11kV | 10% POE Forecast | MVA | 2026 | 4.6672 | Zone Substation | None | Normal (N)
Mid North | Gawler Belt TF2 11kV | 10% POE Forecast | MVA | 2026 | 5.3288 | Zone Substation | None | Normal (N)
Mid North | Georgetown 11kV | 10% POE Forecast | MVA | 2026 | 0.16212 | Zone Substation | None | Normal (N)
Murraylands | Geranium 11kV | 10% POE Forecast | MVA | 2026 | 0.090008 | Zone Substation | None | Normal (N)
Upper North | Gladstone 11kV | 10% POE Forecast | MVA | 2026 | 2.2977 | Zone Substation | None | Normal (N)
Metro West | Glanville 11kV | 10% POE Forecast | MVA | 2026 | 15.3326 | Zone Substation | None | Normal (N)
South East | Glencoe 11kV | 10% POE Forecast | MVA | 2026 | 1.1117 | Zone Substation | None | Normal (N)
Metro South | Glenelg North 11kV | 10% POE Forecast | MVA | 2026 | 21.4109 | Zone Substation | None | Normal (N)
Riverland | Glossop 11kV | 10% POE Forecast | MVA | 2026 | 11.6208 | Zone Substation | None | Normal (N)
Metro East | Golden Grove 11kV | 10% POE Forecast | MVA | 2026 | 49.9188 | Zone Substation | None | Normal (N)
Mid North | Gomersal North 11kV | 10% POE Forecast | MVA | 2026 | 0.30441 | Zone Substation | None | Normal (N)
Metro South | Goolwa 11kV | 10% POE Forecast | MVA | 2026 | 15.0113 | Zone Substation | None | Normal (N)
Mid North | Gulnare 11kV | 10% POE Forecast | MVA | 2026 | 0.11222 | Zone Substation | None | Normal (N)
Eastern Hills | Gumeracha 11kV | 10% POE Forecast | MVA | 2026 | 0 | Zone Substation | None | Normal (N)
Eastern Hills | Gumeracha Weir 11kV | 10% POE Forecast | MVA | 2026 | 0.13083 | Zone Substation | None | Normal (N)
Eastern Hills | Gumhaven 11kV | 10% POE Forecast | MVA | 2026 | 0.060816 | Zone Substation | None | Normal (N)
Metro South | Hackham 11kV | 10% POE Forecast | MVA | 2026 | 17.5471 | Zone Substation | N-1 | Normal (N)
Eastern Hills | Hahndorf 11kV | 10% POE Forecast | MVA | 2026 | 5.1802 | Zone Substation | None | Normal (N)
Mid North | Halbury 11kV | 10% POE Forecast | MVA | 2026 | 0.10753 | Zone Substation | None | Normal (N)
Mid North | Hamley Bridge 11kV | 10% POE Forecast | MVA | 2026 | 2.486 | Zone Substation | None | Normal (N)
Metro South | Happy Valley 11kV | 10% POE Forecast | MVA | 2026 | 39.5804 | Zone Substation | None | Normal (N)
Metro East | Harrow 11kV | 10% POE Forecast | MVA | 2026 | 22.048 | Zone Substation | None | Normal (N)
South East | Hatherleigh 11kV | 10% POE Forecast | MVA | 2026 | 0.075404 | Zone Substation | None | Normal (N)
Upper North | Hawker 11kV | 10% POE Forecast | MVA | 2026 | 0.97258 | Zone Substation | None | Normal (N)
Metro South | Hay Flat 11kV | 10% POE Forecast | MVA | 2026 | 0.092672 | Zone Substation | None | Normal (N)
Metro West | Henley South 11kV | 10% POE Forecast | MVA | 2026 | 35.3055 | Zone Substation | None | Normal (N)
Eastern Hills | Hermitage 11kV | 10% POE Forecast | MVA | 2026 | 0.15496 | Zone Substation | None | Normal (N)
Metro East | Hillcrest 11kV | 10% POE Forecast | MVA | 2026 | 40.1089 | Zone Substation | None | Normal (N)
Adelaide Central | Hindley Street 11kV | 10% POE Forecast | MVA | 2026 | 46.2753 | Zone Substation | None | Normal (N)
Metro East | Holden Hill 11kV | 10% POE Forecast | MVA | 2026 | 39.9366 | Zone Substation | None | Normal (N)
Metro East | Hope Valley 11kV | 10% POE Forecast | MVA | 2026 | 19.768 | Zone Substation | None | Normal (N)
Eastern Hills | Houghton 7.6kV | 10% POE Forecast | MVA | 2026 | 1.9975 | Zone Substation | None | Normal (N)
Mid North | Hoyleton 11kV | 10% POE Forecast | MVA | 2026 | 0.10828 | Zone Substation | None | Normal (N)
Yorke Peninsula | Hummocks 33kV | 10% POE Forecast | MVA | 2026 | 14.9989 | Connection Point | None | Normal (N)
Metro East | Ingle Farm 11kV | 10% POE Forecast | MVA | 2026 | 36.1015 | Zone Substation | None | Normal (N)
South East | Inverness 11kV | 10% POE Forecast | MVA | 2026 | 0.81599 | Zone Substation | None | Normal (N)
Murraylands | Jabuk 11kV | 10% POE Forecast | MVA | 2026 | 0.087847 | Zone Substation | None | Normal (N)
Yorke Peninsula | James Well 11kV | 10% POE Forecast | MVA | 2026 | 0.44666 | Zone Substation | None | Normal (N)
Upper North | Jamestown 11kV | 10% POE Forecast | MVA | 2026 | 2.4834 | Zone Substation | Reverse N-1 | Normal (N)
Murraylands | Jervois 11kV | 10% POE Forecast | MVA | 2026 | 3.34 | Zone Substation | None | Normal (N)
Yorke Peninsula | Kadina 11kV | 10% POE Forecast | MVA | 2026 | 9.7899 | Zone Substation | None | Normal (N)
Yorke Peninsula | Kadina East 33kV | 10% POE Forecast | MVA | 2026 | 31.7292 | Connection Point | None | Normal (N)
South East | Kalangadoo 11kV | 10% POE Forecast | MVA | 2026 | 0.5769 | Zone Substation | None | Normal (N)
South East | Kalangadoo West 11kV | 10% POE Forecast | MVA | 2026 | 0.79777 | Zone Substation | None | Normal (N)
Eastern Hills | Kanmantoo Copper Mine 11kV | 10% POE Forecast | MVA | 2026 | 1.8572 | Connection Point | None | Normal (N)
Mid North | Kapunda TF1 11kV | 10% POE Forecast | MVA | 2026 | 3.953 | Zone Substation | None | Normal (N)
Mid North | Kapunda TF2 11kV | 10% POE Forecast | MVA | 2026 | 3.0083 | Zone Substation | None | Normal (N)
Murraylands | Karoonda 11kV | 10% POE Forecast | MVA | 2026 | 0.86777 | Zone Substation | Reverse N | Normal (N)
South East | Keith 11kV | 10% POE Forecast | MVA | 2026 | 5.9961 | Zone Substation | None | Normal (N)
South East | Keith 33kV | 10% POE Forecast | MVA | 2026 | 23.6023 | Connection Point | None | Normal (N)
Metro East | Kent Town 11kV | 10% POE Forecast | MVA | 2026 | 30.8566 | Zone Substation | None | Normal (N)
Eastern Hills | Kersbrook 11kV | 10% POE Forecast | MVA | 2026 | 0.56354 | Zone Substation | None | Normal (N)
Metro South | Keswick 11kV | 10% POE Forecast | MVA | 2026 | 30.4428 | Zone Substation | None | Normal (N)
Murraylands | Ki Ki 11kV | 10% POE Forecast | MVA | 2026 | 0.1175 | Zone Substation | None | Normal (N)
Metro West | Kilburn 11kV | 10% POE Forecast | MVA | 2026 | 50.8425 | Zone Substation | None | Normal (N)
Metro East | Kilburn South 11kV | 10% POE Forecast | MVA | 2026 | 16.6756 | Zone Substation | None | Normal (N)
Metro West | Kilkenny 11kV | 10% POE Forecast | MVA | 2026 | 19.7241 | Zone Substation | None | Normal (N)
South East | Kincraig 33kV | 10% POE Forecast | MVA | 2026 | 20.9986 | Connection Point | None | Normal (N)
Metro South | Kingscote 11kV | 10% POE Forecast | MVA | 2026 | 3.5335 | Zone Substation | None | Normal (N)
South East | Kingston SE 11kV | 10% POE Forecast | MVA | 2026 | 3.4229 | Zone Substation | None | Normal (N)
Metro South | Kingswood 11kV | 10% POE Forecast | MVA | 2026 | 53.9256 | Zone Substation | None | Normal (N)
South East | Kongorong 11kV | 10% POE Forecast | MVA | 2026 | 0.81915 | Zone Substation | None | Normal (N)
South East | Kumorna 11kV | 10% POE Forecast | MVA | 2026 | 0.66103 | Zone Substation | None | Normal (N)
Mid North | Kybunga 11kV | 10% POE Forecast | MVA | 2026 | 0.071892 | Zone Substation | None | Normal (N)
Murraylands | Lameroo 11kV | 10% POE Forecast | MVA | 2026 | 1.3505 | Zone Substation | None | Normal (N)
Eastern Hills | Langhorne Creek 11kV | 10% POE Forecast | MVA | 2026 | 3.7795 | Zone Substation | None | Normal (N)
Metro West | Largs North 11kV | 10% POE Forecast | MVA | 2026 | 16.5188 | Zone Substation | None | Normal (N)
Metro West | Lefevre 11kV | 10% POE Forecast | MVA | 2026 | 10.3318 | Zone Substation | None | Normal (N)
Upper North | Leigh Creek South 33kV | 10% POE Forecast | MVA | 2026 | 1.0153 | Connection Point | None | Normal (N)
Metro East | Linden Park 11kV | 10% POE Forecast | MVA | 2026 | 39.7784 | Zone Substation | None | Normal (N)
Eyre Peninsula | Little Swamp 11kV | 10% POE Forecast | MVA | 2026 | 0.19379 | Zone Substation | None | Normal (N)
Eastern Hills | Lobethal 11kV | 10% POE Forecast | MVA | 2026 | 7.5256 | Zone Substation | None | Normal (N)
Eyre Peninsula | Lock 11kV | 10% POE Forecast | MVA | 2026 | 0.80247 | Zone Substation | None | Normal (N)
Riverland | Loveday 11kV | 10% POE Forecast | MVA | 2026 | 11.4413 | Zone Substation | None | Normal (N)
Metro South | Lower Mitcham 11kV | 10% POE Forecast | MVA | 2026 | 22.1978 | Zone Substation | None | Normal (N)
Riverland | Loxton 11kV | 10% POE Forecast | MVA | 2026 | 13.2078 | Zone Substation | None | Normal (N)
South East | Lucindale 11kV | 10% POE Forecast | MVA | 2026 | 1.2964 | Zone Substation | None | Normal (N)
Mid North | Lyndoch 11kV | 10% POE Forecast | MVA | 2026 | 3.1298 | Zone Substation | None | Normal (N)
Mid North | Lyndoch South 7.6kV | 10% POE Forecast | MVA | 2026 | 0.35106 | Zone Substation | None | Normal (N)
Riverland | Lyrup 11kV | 10% POE Forecast | MVA | 2026 | 5.1895 | Zone Substation | None | Normal (N)
Metro South | MacGillivray 11kV | 10% POE Forecast | MVA | 2026 | 2.069 | Zone Substation | None | Normal (N)
Yorke Peninsula | Maitland 11kV | 10% POE Forecast | MVA | 2026 | 3.9977 | Zone Substation | None | Normal (N)
Mid North | Mallala 11kV | 10% POE Forecast | MVA | 2026 | 4.6313 | Zone Substation | None | Normal (N)
Murraylands | Mannum 33kV | 10% POE Forecast | MVA | 2026 | 14.3016 | Connection Point | None | Normal (N)
Murraylands | Mannum Town 7.6kV | 10% POE Forecast | MVA | 2026 | 4.6002 | Zone Substation | None | Normal (N)
Yorke Peninsula | Marion Bay 11kV | 10% POE Forecast | MVA | 2026 | 0.59214 | Zone Substation | None | Normal (N)
Mid North | Marrabel 11kV | 10% POE Forecast | MVA | 2026 | 0.89004 | Zone Substation | None | Normal (N)
Metro South | McLaren Flat TF1 11kV | 10% POE Forecast | MVA | 2026 | 6.5539 | Zone Substation | None | Normal (N)
Metro South | McLaren Flat TF2 11kV | 10% POE Forecast | MVA | 2026 | 6.0502 | Zone Substation | None | Normal (N)
Metro South | McLaren Vale 11kV | 10% POE Forecast | MVA | 2026 | 0 | Zone Substation | None | Normal (N)
Metro South | McLaren Vale Vineyard 11kV | 10% POE Forecast | MVA | 2026 | 0 | Zone Substation | None | Normal (N)
Eastern Hills | Meadows 11kV | 10% POE Forecast | MVA | 2026 | 5.8773 | Zone Substation | Reverse N-1 | Normal (N)
Upper North | Melrose 11kV | 10% POE Forecast | MVA | 2026 | 0.37347 | Zone Substation | None | Normal (N)
Murraylands | Meningie 11kV | 10% POE Forecast | MVA | 2026 | 2.0758 | Zone Substation | None | Normal (N)
Metro East | Metro East 66kV | 10% POE Forecast | MVA | 2026 | 747.5845 | Connection Point | None | Normal (N)
Metro North | Metro North 66kV | 10% POE Forecast | MVA | 2026 | 374.0549 | Connection Point | None | Normal (N)
Metro South | Metro South 66kV | 10% POE Forecast | MVA | 2026 | 751.0131 | Connection Point | None | Normal (N)
Metro West | Metro West 66kV | 10% POE Forecast | MVA | 2026 | 447.6132 | Connection Point | None | Normal (N)
Eastern Hills | Milang 11kV | 10% POE Forecast | MVA | 2026 | 3.8628 | Zone Substation | None | Normal (N)
South East | Millicent 11kV | 10% POE Forecast | MVA | 2026 | 5.3425 | Zone Substation | None | Normal (N)
Yorke Peninsula | Minlaton 11kV | 10% POE Forecast | MVA | 2026 | 2.019 | Zone Substation | None | Normal (N)
Murraylands | Mobilong 33kV | 10% POE Forecast | MVA | 2026 | 41.8091 | Connection Point | None | Normal (N)
Murraylands | Monarto Central 11kV | 10% POE Forecast | MVA | 2026 | 1.986 | Zone Substation | None | Normal (N)
Murraylands | Monarto South 11kV | 10% POE Forecast | MVA | 2026 | 4.2994 | Zone Substation | None | Normal (N)
Yorke Peninsula | Moonta 11kV | 10% POE Forecast | MVA | 2026 | 10.8692 | Zone Substation | N-1 | Normal (N)
Eyre Peninsula | Moorkitabie 11kV | 10% POE Forecast | MVA | 2026 | 0.72057 | Zone Substation | None | Normal (N)
Riverland | Morgan 11kV | 10% POE Forecast | MVA | 2026 | 1.3319 | Zone Substation | N | Normal (N)
Metro South | Morphett Vale East 11kV | 10% POE Forecast | MVA | 2026 | 36.4468 | Zone Substation | None | Normal (N)
Metro South | Morphettville 11kV | 10% POE Forecast | MVA | 2026 | 25.871 | Zone Substation | None | Normal (N)
Eastern Hills | Mount Barker 11kV | 10% POE Forecast | MVA | 2026 | 33.8769 | Zone Substation | None | Normal (N)
Eastern Hills | Mount Barker 66kV | 10% POE Forecast | MVA | 2026 | 106.276 | Connection Point | None | Normal (N)
South East | Mount Burr 11kV | 10% POE Forecast | MVA | 2026 | 0.38097 | Zone Substation | None | Normal (N)
South East | Mount Gambier 11kV | 10% POE Forecast | MVA | 2026 | 13.6916 | Zone Substation | None | Normal (N)
South East | Mount Gambier 33kV | 10% POE Forecast | MVA | 2026 | 24.2263 | Connection Point | None | Normal (N)
South East | Mount Gambier North 11kV | 10% POE Forecast | MVA | 2026 | 10.9283 | Zone Substation | N-1 | Normal (N)
South East | Mount Gambier West 11kV | 10% POE Forecast | MVA | 2026 | 15.4471 | Zone Substation | None | Normal (N)
Upper North | Mount Gunson 33kV | 10% POE Forecast | MVA | 2026 | 0.73464 | Connection Point | None | Normal (N)
Eastern Hills | Mount Pleasant 11kV | 10% POE Forecast | MVA | 2026 | 2.2238 | Zone Substation | None | Normal (N)
South East | Mount Schank 11kV | 10% POE Forecast | MVA | 2026 | 2.9096 | Zone Substation | None | Normal (N)
Murraylands | Murray Bridge North 11kV | 10% POE Forecast | MVA | 2026 | 12.9446 | Zone Substation | None | Normal (N)
Murraylands | Murray Bridge South 11kV | 10% POE Forecast | MVA | 2026 | 15.7182 | Zone Substation | None | Normal (N)
Eastern Hills | Mylor 11kV | 10% POE Forecast | MVA | 2026 | 2.2355 | Zone Substation | None | Normal (N)
Murraylands | Mypolonga 11kV | 10% POE Forecast | MVA | 2026 | 2.8202 | Zone Substation | None | Normal (N)
Metro South | Myponga 11kV | 10% POE Forecast | MVA | 2026 | 6.1982 | Zone Substation | None | Normal (N)
Eastern Hills | Nairne 11kV | 10% POE Forecast | MVA | 2026 | 7.7139 | Zone Substation | Reverse N-1 | Normal (N)
South East | Nangwarry 11kV | 10% POE Forecast | MVA | 2026 | 0.53833 | Zone Substation | None | Normal (N)
South East | Naracoorte 11kV | 10% POE Forecast | MVA | 2026 | 11.1437 | Zone Substation | None | Normal (N)
South East | Naracoorte East 11kV | 10% POE Forecast | MVA | 2026 | 5.3418 | Zone Substation | None | Normal (N)
Murraylands | Narrung 11kV | 10% POE Forecast | MVA | 2026 | 1.5346 | Zone Substation | None | Normal (N)
Upper North | Neuroodla 33kV | 10% POE Forecast | MVA | 2026 | 0.94354 | Connection Point | None | Normal (N)
Metro West | New Osborne 11kV | 10% POE Forecast | MVA | 2026 | 0 | Zone Substation | None | Normal (N)
Metro West | New Richmond 11kV | 10% POE Forecast | MVA | 2026 | 33.498 | Zone Substation | None | Normal (N)
Murraylands | Nildottie 11kV | 10% POE Forecast | MVA | 2026 | 2.1199 | Zone Substation | None | Normal (N)
Yorke Peninsula | Ninnes 11kV | 10% POE Forecast | MVA | 2026 | 1.1562 | Zone Substation | None | Normal (N)
Metro South | Noarlunga Centre 11kV | 10% POE Forecast | MVA | 2026 | 19.9809 | Zone Substation | None | Normal (N)
Metro East | North Adelaide 11kV | 10% POE Forecast | MVA | 2026 | 21.411 | Zone Substation | None | Normal (N)
Metro South | North Unley 11kV | 10% POE Forecast | MVA | 2026 | 17.1373 | Zone Substation | None | Normal (N)
Riverland | North West Bend 66kV | 10% POE Forecast | MVA | 2026 | 23.3094 | Connection Point | None | Normal (N)
Metro East | Northfield 11kV | 10% POE Forecast | MVA | 2026 | 24.7314 | Zone Substation | N | Normal (N)
Metro East | Norwood 11kV | 10% POE Forecast | MVA | 2026 | 61.1873 | Zone Substation | None | Normal (N)
Mid North | Nuriootpa 11kV | 10% POE Forecast | MVA | 2026 | 10.411 | Zone Substation | None | Normal (N)
Metro South | Oaklands 11kV | 10% POE Forecast | MVA | 2026 | 46.8193 | Zone Substation | None | Normal (N)
Upper North | Orroroo 11kV | 10% POE Forecast | MVA | 2026 | 1.271 | Zone Substation | None | Normal (N)
South East | Padthaway 11kV | 10% POE Forecast | MVA | 2026 | 3.2876 | Zone Substation | None | Normal (N)
Murraylands | Palmer 11kV | 10% POE Forecast | MVA | 2026 | 0.030281 | Zone Substation | None | Normal (N)
Metro South | Panorama 11kV | 10% POE Forecast | MVA | 2026 | 29.3664 | Zone Substation | None | Normal (N)
Metro North | Parafield Gardens 11kV | 10% POE Forecast | MVA | 2026 | 32.2329 | Zone Substation | None | Normal (N)
Metro North | Paralowie 11kV | 10% POE Forecast | MVA | 2026 | 19.5204 | Zone Substation | None | Normal (N)
Murraylands | Parilla 11kV | 10% POE Forecast | MVA | 2026 | 2.4636 | Zone Substation | None | Normal (N)
Riverland | Paringa 11kV | 10% POE Forecast | MVA | 2026 | 2.932 | Zone Substation | None | Normal (N)
Riverland | Paringa 33kV | 10% POE Forecast | MVA | 2026 | 16.2363 | Zone Substation | None | Normal (N)
Yorke Peninsula | Paskeville 11kV | 10% POE Forecast | MVA | 2026 | 0.35486 | Zone Substation | None | Normal (N)
Murraylands | Peake 11kV | 10% POE Forecast | MVA | 2026 | 0.16676 | Zone Substation | None | Normal (N)
Murraylands | Pellaring Flat 11kV | 10% POE Forecast | MVA | 2026 | 0.093806 | Zone Substation | None | Normal (N)
Metro North | Penfield 11kV | 10% POE Forecast | MVA | 2026 | 22.3221 | Zone Substation | None | Normal (N)
Metro South | Penneshaw 11kV | 10% POE Forecast | MVA | 2026 | 1.7554 | Zone Substation | None | Normal (N)
South East | Penola 11kV | 10% POE Forecast | MVA | 2026 | 2.7815 | Zone Substation | None | Normal (N)
South East | Penola West 33kV | 10% POE Forecast | MVA | 2026 | 8.0071 | Connection Point | None | Normal (N)
Upper North | Peterborough 11kV | 10% POE Forecast | MVA | 2026 | 1.8259 | Zone Substation | None | Normal (N)
Eastern Hills | Piccadilly 11kV | 10% POE Forecast | MVA | 2026 | 1.6189 | Zone Substation | None | Normal (N)
Murraylands | Pinnaroo 11kV | 10% POE Forecast | MVA | 2026 | 1.8769 | Zone Substation | None | Normal (N)
Murraylands | Pinnaroo South 11kV | 10% POE Forecast | MVA | 2026 | 0.028292 | Zone Substation | None | Normal (N)
Metro South | Plympton 11kV | 10% POE Forecast | MVA | 2026 | 23.0411 | Zone Substation | None | Normal (N)
Eyre Peninsula | Point Boston 11kV | 10% POE Forecast | MVA | 2026 | 1.3289 | Zone Substation | None | Normal (N)
Eyre Peninsula | Polda 11kV | 10% POE Forecast | MVA | 2026 | 0.78236 | Zone Substation | None | Normal (N)
Eyre Peninsula | Poonindie 11kV | 10% POE Forecast | MVA | 2026 | 0.51688 | Zone Substation | None | Normal (N)
Metro West | Port Adelaide 11kV | 10% POE Forecast | MVA | 2026 | 12.8921 | Zone Substation | None | Normal (N)
Metro West | Port Adelaide North 11kV | 10% POE Forecast | MVA | 2026 | 21.149 | Zone Substation | None | Normal (N)
Upper North | Port Augusta 11kV | 10% POE Forecast | MVA | 2026 | 14.8842 | Zone Substation | None | Normal (N)
Upper North | Port Augusta West TF1 11kV | 10% POE Forecast | MVA | 2026 | 6.1675 | Zone Substation | None | Normal (N)
Upper North | Port Augusta West TF2 11kV | 10% POE Forecast | MVA | 2026 | 3.5365 | Zone Substation | None | Normal (N)
Upper North | Port Broughton 11kV | 10% POE Forecast | MVA | 2026 | 3.6002 | Zone Substation | None | Normal (N)
Yorke Peninsula | Port Clinton 11kV | 10% POE Forecast | MVA | 2026 | 0.61647 | Zone Substation | None | Normal (N)
Upper North | Port Germein 11kV | 10% POE Forecast | MVA | 2026 | 0.85511 | Zone Substation | None | Normal (N)
Yorke Peninsula | Port Giles 11kV | 10% POE Forecast | MVA | 2026 | 1.5562 | Zone Substation | None | Normal (N)
Yorke Peninsula | Port Julia 11kV | 10% POE Forecast | MVA | 2026 | 0.31071 | Zone Substation | None | Normal (N)
Eyre Peninsula | Port Lincoln City 11kV | 10% POE Forecast | MVA | 2026 | 11.8418 | Zone Substation | None | Normal (N)
Eyre Peninsula | Port Lincoln Docks 11kV | 10% POE Forecast | MVA | 2026 | 6.2969 | Zone Substation | None | Normal (N)
Eyre Peninsula | Port Lincoln Marina 11kV | 10% POE Forecast | MVA | 2026 | 8.1656 | Zone Substation | None | Normal (N)
Eyre Peninsula | Port Lincoln Terminal 33kV | 10% POE Forecast | MVA | 2026 | 38.6994 | Connection Point | None | Normal (N)
Metro South | Port Noarlunga 11kV | 10% POE Forecast | MVA | 2026 | 34.8993 | Zone Substation | None | Normal (N)
Upper North | Port Pirie Bungama 33kV | 10% POE Forecast | MVA | 2026 | 60.7759 | Connection Point | None | Normal (N)
Upper North | Port Pirie South 11kV | 10% POE Forecast | MVA | 2026 | 22.8337 | Zone Substation | None | Normal (N)
Metro South | Port Stanvac 11kV | 10% POE Forecast | MVA | 2026 | 31.8059 | Zone Substation | None | Normal (N)
Metro South | Port Stanvac TF2 11kV | 10% POE Forecast | MVA | 2026 | 0.23077 | Zone Substation | None | Normal (N)
Yorke Peninsula | Port Vincent 11kV | 10% POE Forecast | MVA | 2026 | 1.4399 | Zone Substation | None | Normal (N)
Riverland | Portee 11kV | 10% POE Forecast | MVA | 2026 | 0.65187 | Zone Substation | N | Normal (N)
Metro East | Prospect 11kV | 10% POE Forecast | MVA | 2026 | 32.4958 | Zone Substation | None | Normal (N)
Murraylands | Punyelroo 11kV | 10% POE Forecast | MVA | 2026 | 0.58696 | Zone Substation | None | Normal (N)
Riverland | Pyap 11kV | 10% POE Forecast | MVA | 2026 | 9.5704 | Zone Substation | None | Normal (N)
Riverland | Qualco 11kV | 10% POE Forecast | MVA | 2026 | 3.5196 | Zone Substation | N | Normal (N)
Metro West | Queenstown 11kV | 10% POE Forecast | MVA | 2026 | 16.5786 | Zone Substation | None | Normal (N)
Upper North | Quorn 11kV | 10% POE Forecast | MVA | 2026 | 1.698 | Zone Substation | None | Normal (N)
Riverland | Ramco 11kV | 10% POE Forecast | MVA | 2026 | 6.0905 | Zone Substation | None | Normal (N)
Metro South | Rapid Bay 11kV | 10% POE Forecast | MVA | 2026 | 0.0361 | Zone Substation | None | Normal (N)
Riverland | Renmark 11kV | 10% POE Forecast | MVA | 2026 | 18.989 | Zone Substation | None | Normal (N)
Mid North | Riverton 11kV | 10% POE Forecast | MVA | 2026 | 1.8808 | Zone Substation | None | Normal (N)
South East | Robe 7.6kV | 10% POE Forecast | MVA | 2026 | 3.2498 | Zone Substation | None | Normal (N)
Mid North | Robertstown 11kV | 10% POE Forecast | MVA | 2026 | 0.95454 | Zone Substation | None | Normal (N)
Riverland | Roonka 11kV | 10% POE Forecast | MVA | 2026 | 3.4112 | Zone Substation | None | Normal (N)
Eyre Peninsula | Rudall 11kV | 10% POE Forecast | MVA | 2026 | 0.37601 | Zone Substation | None | Normal (N)
Metro North | Salisbury 11kV | 10% POE Forecast | MVA | 2026 | 64.0092 | Zone Substation | N | Normal (N)
Metro South | Salt Cliffs 11kV | 10% POE Forecast | MVA | 2026 | 0.11555 | Zone Substation | None | Normal (N)
Mid North | Sandy Creek 11kV | 10% POE Forecast | MVA | 2026 | 2.5817 | Zone Substation | None | Normal (N)
Metro South | Seacombe 11kV | 10% POE Forecast | MVA | 2026 | 46.4444 | Zone Substation | None | Normal (N)
Metro South | Seaford 11kV | 10% POE Forecast | MVA | 2026 | 11.3385 | Zone Substation | None | Normal (N)
Metro South | Second Valley 11kV | 10% POE Forecast | MVA | 2026 | 0.28387 | Zone Substation | None | Normal (N)
Metro South | Sheidow Park 11kV | 10% POE Forecast | MVA | 2026 | 29.5357 | Zone Substation | Reverse N-1 | Normal (N)
Murraylands | Sherlock 11kV | 10% POE Forecast | MVA | 2026 | 0.026522 | Zone Substation | None | Normal (N)
Metro North | Smithfield West 11kV | 10% POE Forecast | MVA | 2026 | 28.9478 | Zone Substation | N-1 | Normal (N)
South East | Snuggery Rural 33kV | 10% POE Forecast | MVA | 2026 | 14.2448 | Connection Point | None | Normal (N)
South East | South End 11kV | 10% POE Forecast | MVA | 2026 | 0.38634 | Zone Substation | Reverse N-1 | Normal (N)
Mid North | Spalding 11kV | 10% POE Forecast | MVA | 2026 | 0.97315 | Zone Substation | None | Normal (N)
Metro South | Square Water Hole 11kV | 10% POE Forecast | MVA | 2026 | 4.4447 | Zone Substation | None | Normal (N)
Yorke Peninsula | Stansbury 11kV | 10% POE Forecast | MVA | 2026 | 1.3183 | Zone Substation | None | Normal (N)
Eastern Hills | Stirling East 11kV | 10% POE Forecast | MVA | 2026 | 7.0562 | Zone Substation | None | Normal (N)
Upper North | Stirling North 1 11kV | 10% POE Forecast | MVA | 2026 | 1.6994 | Zone Substation | None | Normal (N)
Upper North | Stirling North 2 11kV | 10% POE Forecast | MVA | 2026 | 1.8266 | Zone Substation | None | Normal (N)
Mid North | Stockwell TF1 11kV | 10% POE Forecast | MVA | 2026 | 2.7813 | Zone Substation | None | Normal (N)
Mid North | Stockwell TF2 11kV | 10% POE Forecast | MVA | 2026 | 5.1491 | Zone Substation | None | Normal (N)
Eyre Peninsula | Stony Point 11kV | 10% POE Forecast | MVA | 2026 | 0.17475 | Connection Point | None | Normal (N)
Eastern Hills | Strathalbyn 11kV | 10% POE Forecast | MVA | 2026 | 11.6808 | Zone Substation | None | Normal (N)
Eyre Peninsula | Streaky Bay 11kV | 10% POE Forecast | MVA | 2026 | 3.4884 | Zone Substation | Reverse N-1 | Normal (N)
Riverland | Swan Reach 11kV | 10% POE Forecast | MVA | 2026 | 1.6076 | Zone Substation | None | Normal (N)
Riverland | Swan Reach 33kV | 10% POE Forecast | MVA | 2026 | 2.1188 | Zone Substation | None | Normal (N)
Murraylands | Tailem Bend 33kV | 10% POE Forecast | MVA | 2026 | 28.4692 | Connection Point | None | Normal (N)
Murraylands | Tailem Bend Town 11kV | 10% POE Forecast | MVA | 2026 | 2.9938 | Zone Substation | None | Normal (N)
South East | Tantanoola 11kV | 10% POE Forecast | MVA | 2026 | 0.54121 | Zone Substation | None | Normal (N)
Eyre Peninsula | Tarlton 11kV | 10% POE Forecast | MVA | 2026 | 0.64469 | Zone Substation | None | Normal (N)
South East | Tarpeena South 11kV | 10% POE Forecast | MVA | 2026 | 7.2739 | Zone Substation | N-1 | Normal (N)
Metro East | Tea Tree Gully 11kV | 10% POE Forecast | MVA | 2026 | 34.6503 | Zone Substation | None | Normal (N)
Murraylands | Teal Flat 11kV | 10% POE Forecast | MVA | 2026 | 2.9932 | Zone Substation | None | Normal (N)
Upper North | Telowie 11kV | 10% POE Forecast | MVA | 2026 | 0.55347 | Zone Substation | None | Normal (N)
Mid North | Templers 33kV | 10% POE Forecast | MVA | 2026 | 35.5605 | Connection Point | None | Normal (N)
Metro West | Thebarton 11kV | 10% POE Forecast | MVA | 2026 | 25.8402 | Zone Substation | None | Normal (N)
South East | Tintinara 11kV | 10% POE Forecast | MVA | 2026 | 1.1841 | Zone Substation | None | Normal (N)
Metro South | Tonsley Park 11kV | 10% POE Forecast | MVA | 2026 | 19.07 | Zone Substation | None | Normal (N)
Eyre Peninsula | Tumby Bay 11kV | 10% POE Forecast | MVA | 2026 | 2.457 | Zone Substation | None | Normal (N)
Metro North | Two Wells 11kV | 10% POE Forecast | MVA | 2026 | 9.2781 | Zone Substation | N-1 | Normal (N)
Eyre Peninsula | Uley 11kV | 10% POE Forecast | MVA | 2026 | 0.31249 | Zone Substation | None | Normal (N)
Eyre Peninsula | Uley South 11kV | 10% POE Forecast | MVA | 2026 | 0.62956 | Zone Substation | None | Normal (N)
Eastern Hills | Uraidla 11kV | 10% POE Forecast | MVA | 2026 | 5.0738 | Zone Substation | None | Normal (N)
Eastern Hills | Uraidla 33kV | 10% POE Forecast | MVA | 2026 | 15.8133 | Zone Substation | None | Normal (N)
Eastern Hills | Verdun 11kV | 10% POE Forecast | MVA | 2026 | 0.987 | Zone Substation | None | Normal (N)
Metro South | Victor Harbor 11kV | 10% POE Forecast | MVA | 2026 | 24.1136 | Zone Substation | None | Normal (N)
Metro North | Virginia 11kV | 10% POE Forecast | MVA | 2026 | 8.1245 | Zone Substation | None | Normal (N)
Riverland | Waikerie 11kV | 10% POE Forecast | MVA | 2026 | 7.8793 | Zone Substation | None | Normal (N)
Murraylands | Walker Flat 11kV | 10% POE Forecast | MVA | 2026 | 1.3828 | Zone Substation | None | Normal (N)
Yorke Peninsula | Wallaroo 11kV | 10% POE Forecast | MVA | 2026 | 10.4648 | Zone Substation | None | Normal (N)
Yorke Peninsula | Warooka 11kV | 10% POE Forecast | MVA | 2026 | 2.4029 | Zone Substation | None | Normal (N)
Mid North | Wasleys 11kV | 10% POE Forecast | MVA | 2026 | 1.7721 | Zone Substation | None | Normal (N)
Mid North | Waterloo 33kV | 10% POE Forecast | MVA | 2026 | 9.2234 | Connection Point | None | Normal (N)
Mid North | Waterloo Town 11kV | 10% POE Forecast | MVA | 2026 | 0.29699 | Zone Substation | None | Normal (N)
Murraylands | White Sands 11kV | 10% POE Forecast | MVA | 2026 | 4.3295 | Zone Substation | None | Normal (N)
Adelaide Central | Whitmore Square 11kV | 10% POE Forecast | MVA | 2026 | 44.8234 | Zone Substation | None | Normal (N)
Eyre Peninsula | Whyalla Central 33kV | 10% POE Forecast | MVA | 2026 | 81.1091 | Connection Point | None | Normal (N)
Eyre Peninsula | Whyalla City 11kV | 10% POE Forecast | MVA | 2026 | 19.8321 | Zone Substation | None | Normal (N)
Eyre Peninsula | Whyalla North 11kV | 10% POE Forecast | MVA | 2026 | 0.48997 | Zone Substation | None | Normal (N)
Eyre Peninsula | Whyalla Stuart 11kV | 10% POE Forecast | MVA | 2026 | 18.2438 | Zone Substation | None | Normal (N)
Mid North | Williamstown 11kV | 10% POE Forecast | MVA | 2026 | 0.99838 | Zone Substation | None | Normal (N)
Mid North | Williamstown South 11kV | 10% POE Forecast | MVA | 2026 | 2.6435 | Zone Substation | None | Normal (N)
Metro South | Willunga 11kV | 10% POE Forecast | MVA | 2026 | 4.5717 | Zone Substation | None | Normal (N)
Metro South | Willunga 33kV | 10% POE Forecast | MVA | 2026 | 0 | Zone Substation | None | Normal (N)
Upper North | Wilmington 11kV | 10% POE Forecast | MVA | 2026 | 0.86693 | Zone Substation | None | Normal (N)
Upper North | Wirrabara Forest 11kV | 10% POE Forecast | MVA | 2026 | 0.44186 | Zone Substation | None | Normal (N)
Upper North | Wirrabara South 11kV | 10% POE Forecast | MVA | 2026 | 0.065308 | Zone Substation | None | Normal (N)
Metro South | Wirrina Cove 11kV | 10% POE Forecast | MVA | 2026 | 0.75193 | Zone Substation | None | Normal (N)
Upper North | Wongyarra 11kV | 10% POE Forecast | MVA | 2026 | 0.13089 | Zone Substation | None | Normal (N)
Metro East | Woodforde 11kV | 10% POE Forecast | MVA | 2026 | 38.5454 | Zone Substation | None | Normal (N)
Murraylands | Woods Point 11kV | 10% POE Forecast | MVA | 2026 | 2.515 | Zone Substation | None | Normal (N)
Eastern Hills | Woodside 11kV | 10% POE Forecast | MVA | 2026 | 8.9834 | Zone Substation | Reverse N-1 | Normal (N)
Metro West | Woodville 11kV | 10% POE Forecast | MVA | 2026 | 10.5939 | Zone Substation | None | Normal (N)
Metro West | Woodville 33kV | 10% POE Forecast | MVA | 2026 | 0 | Zone Substation | None | Normal (N)
Riverland | Woolpunda 11kV | 10% POE Forecast | MVA | 2026 | 8.2838 | Zone Substation | None | Normal (N)
Eyre Peninsula | Wudinna 11kV | 10% POE Forecast | MVA | 2026 | 2.0626 | Zone Substation | None | Normal (N)
Eyre Peninsula | Wudinna 66kV | 10% POE Forecast | MVA | 2026 | 15.013 | Connection Point | None | Normal (N)
Eyre Peninsula | Yadnarie 66kV | 10% POE Forecast | MVA | 2026 | 13.462 | Connection Point | None | Normal (N)
Metro South | Yankalilla 11kV | 10% POE Forecast | MVA | 2026 | 7.7487 | Zone Substation | None | Normal (N)
Metro South | Yankalilla 33kV | 10% POE Forecast | MVA | 2026 | 1.405 | Zone Substation | None | Normal (N)
Metro South | Yankalilla Hill 11kV | 10% POE Forecast | MVA | 2026 | 0.1394 | Zone Substation | None | Normal (N)
Upper North | Yongala 11kV | 10% POE Forecast | MVA | 2026 | 0.070107 | Zone Substation | None | Normal (N)
Yorke Peninsula | Yorketown 11kV | 10% POE Forecast | MVA | 2026 | 1.4032 | Zone Substation | None | Normal (N)
Adelaide Central | ACR 66kV | 10% POE Forecast | MVA | 2027 | 219.6125 | Connection Point | None | Normal (N)
Eastern Hills | Aldgate 11kV | 10% POE Forecast | MVA | 2027 | 7.3327 | Zone Substation | None | Normal (N)
Metro South | Aldinga 11kV | 10% POE Forecast | MVA | 2027 | 21.6029 | Zone Substation | None | Normal (N)
South East | Allendale East 11kV | 10% POE Forecast | MVA | 2027 | 3.9759 | Zone Substation | None | Normal (N)
Mid North | Alma 11kV | 10% POE Forecast | MVA | 2027 | 0.11908 | Zone Substation | None | Normal (N)
Metro South | American River 11kV | 10% POE Forecast | MVA | 2027 | 0.50597 | Zone Substation | None | Normal (N)
Eastern Hills | Angas Creek 33kV | 10% POE Forecast | MVA | 2027 | 18.8528 | Connection Point | None | Normal (N)
Mid North | Angaston 11kV | 10% POE Forecast | MVA | 2027 | 17.0853 | Zone Substation | None | Normal (N)
Metro North | Angle Vale 11kV | 10% POE Forecast | MVA | 2027 | 25.6116 | Zone Substation | None | Normal (N)
Yorke Peninsula | Ardrossan 11kV | 10% POE Forecast | MVA | 2027 | 2.1617 | Zone Substation | None | Normal (N)
Yorke Peninsula | Ardrossan West 33kV | 10% POE Forecast | MVA | 2027 | 15.0243 | Connection Point | None | Normal (N)
Eyre Peninsula | Arno Bay 11kV | 10% POE Forecast | MVA | 2027 | 0.89581 | Zone Substation | None | Normal (N)
Metro South | Ascot Park 11kV | 10% POE Forecast | MVA | 2027 | 23.0885 | Zone Substation | N | Normal (N)
Metro West | Athol Park 11kV | 10% POE Forecast | MVA | 2027 | 18.4129 | Zone Substation | None | Normal (N)
Mid North | Auburn 11kV | 10% POE Forecast | MVA | 2027 | 3.0756 | Zone Substation | None | Normal (N)
Yorke Peninsula | Balaklava 7.6kV | 10% POE Forecast | MVA | 2027 | 3.2129 | Zone Substation | None | Normal (N)
Eastern Hills | Balhannah 33kV | 10% POE Forecast | MVA | 2027 | 21.6167 | Zone Substation | None | Normal (N)
Upper North | Baroota 33kV | 10% POE Forecast | MVA | 2027 | 9.3246 | Connection Point | None | Normal (N)
Upper North | Baroota Town 11kV | 10% POE Forecast | MVA | 2027 | 0.22749 | Zone Substation | None | Normal (N)
Mid North | Barossa South TF1 11kV | 10% POE Forecast | MVA | 2027 | 2.7058 | Zone Substation | None | Normal (N)
Mid North | Barossa South TF2 11kV | 10% POE Forecast | MVA | 2027 | 4.0224 | Zone Substation | None | Normal (N)
South East | Beachport 11kV | 10% POE Forecast | MVA | 2027 | 1.2016 | Zone Substation | None | Normal (N)
Murraylands | Belvedere Road 7.6kV | 10% POE Forecast | MVA | 2027 | 0.14643 | Zone Substation | None | Normal (N)
Riverland | Berri 11kV | 10% POE Forecast | MVA | 2027 | 15.909 | Zone Substation | None | Normal (N)
Riverland | Berri 66kV | 10% POE Forecast | MVA | 2027 | 92.721 | Connection Point | None | Normal (N)
Murraylands | Binnies 11kV | 10% POE Forecast | MVA | 2027 | 0.95275 | Zone Substation | None | Normal (N)
Eastern Hills | Birdwood 11kV | 10% POE Forecast | MVA | 2027 | 3.2482 | Zone Substation | None | Normal (N)
Yorke Peninsula | Black Point 11kV | 10% POE Forecast | MVA | 2027 | 0.42644 | Zone Substation | None | Normal (N)
Metro West | Blackpool 11kV | 10% POE Forecast | MVA | 2027 | 19.0537 | Zone Substation | None | Normal (N)
Metro South | Blackwood 11kV | 10% POE Forecast | MVA | 2027 | 33.4138 | Zone Substation | None | Normal (N)
South East | Blanche 33kV | 10% POE Forecast | MVA | 2027 | 38.3221 | Connection Point | None | Normal (N)
Upper North | Booleroo Centre 11kV | 10% POE Forecast | MVA | 2027 | 0.60594 | Zone Substation | None | Normal (N)
Eyre Peninsula | Boothby 33kV | 10% POE Forecast | MVA | 2027 | 1.0271 | Zone Substation | N-1 | Normal (N)
Upper North | Booyoolie 11kV | 10% POE Forecast | MVA | 2027 | 0.023751 | Zone Substation | None | Normal (N)
South East | Bordertown 11kV | 10% POE Forecast | MVA | 2027 | 11.6538 | Zone Substation | N-1 | Normal (N)
Mid North | Brinkworth 33kV | 10% POE Forecast | MVA | 2027 | 5.2601 | Connection Point | None | Normal (N)
Mid North | Brinkworth Town 11kV | 10% POE Forecast | MVA | 2027 | 0.78262 | Zone Substation | None | Normal (N)
Eastern Hills | Brukunga 11kV | 10% POE Forecast | MVA | 2027 | 0.42627 | Zone Substation | None | Normal (N)
Upper North | Bungama Napperby 11kV | 10% POE Forecast | MVA | 2027 | 1.1609 | Zone Substation | None | Normal (N)
Metro East | Burnside 11kV | 10% POE Forecast | MVA | 2027 | 13.6758 | Zone Substation | None | Normal (N)
Mid North | Burra TF2 11kV | 10% POE Forecast | MVA | 2027 | 1.947 | Zone Substation | None | Normal (N)
Riverland | Cadell 11kV | 10% POE Forecast | MVA | 2027 | 1.2614 | Zone Substation | None | Normal (N)
Murraylands | Caloote 11kV | 10% POE Forecast | MVA | 2027 | 1.8039 | Zone Substation | None | Normal (N)
Upper North | Caltowie 11kV | 10% POE Forecast | MVA | 2027 | 0.10999 | Zone Substation | None | Normal (N)
Murraylands | Cambrai 11kV | 10% POE Forecast | MVA | 2027 | 0.7533 | Zone Substation | None | Normal (N)
Murraylands | Campbell Park 11kV | 10% POE Forecast | MVA | 2027 | 0.55289 | Zone Substation | None | Normal (N)
Metro East | Campbelltown 11kV | 10% POE Forecast | MVA | 2027 | 56.5489 | Zone Substation | None | Normal (N)
Metro South | Cape Jervis 11kV | 10% POE Forecast | MVA | 2027 | 0.61987 | Zone Substation | None | Normal (N)
Metro South | Cape Jervis 33kV | 10% POE Forecast | MVA | 2027 | 13.9655 | Zone Substation | N-1 | Normal (N)
Eyre Peninsula | Caralue 11kV | 10% POE Forecast | MVA | 2027 | 2.6235 | Zone Substation | None | Normal (N)
Metro West | Cavan 11kV | 10% POE Forecast | MVA | 2027 | 40.8592 | Zone Substation | None | Normal (N)
Adelaide Central | CBD 33kV | 10% POE Forecast | MVA | 2027 | 22.3476 | Zone Substation | None | Normal (N)
Eyre Peninsula | Ceduna 11kV | 10% POE Forecast | MVA | 2027 | 7.4304 | Zone Substation | None | Normal (N)
Eastern Hills | Chain of Ponds 11kV | 10% POE Forecast | MVA | 2027 | 0.42489 | Zone Substation | None | Normal (N)
Metro West | Cheltenham 11kV | 10% POE Forecast | MVA | 2027 | 13.2635 | Zone Substation | None | Normal (N)
Metro West | Cheltenham 33kV | 10% POE Forecast | MVA | 2027 | 0 | Zone Substation | None | Normal (N)
Mid North | Clare 11kV | 10% POE Forecast | MVA | 2027 | 10.1295 | Zone Substation | None | Normal (N)
Mid North | Clare North 33kV | 10% POE Forecast | MVA | 2027 | 12.6694 | Connection Point | None | Normal (N)
Metro South | Clarence Gardens 11kV | 10% POE Forecast | MVA | 2027 | 21.5561 | Zone Substation | None | Normal (N)
Metro South | Clarendon 11kV | 10% POE Forecast | MVA | 2027 | 3.6132 | Zone Substation | None | Normal (N)
Metro East | Clearview 11kV | 10% POE Forecast | MVA | 2027 | 27.9165 | Zone Substation | N | Normal (N)
Eyre Peninsula | Cleve 11kV | 10% POE Forecast | MVA | 2027 | 1.8559 | Zone Substation | None | Normal (N)
Eyre Peninsula | Cleve 33kV | 10% POE Forecast | MVA | 2027 | 7.4848 | Zone Substation | N-1 | Normal (N)
Eyre Peninsula | Coffin Bay 11kV | 10% POE Forecast | MVA | 2027 | 1.7451 | Zone Substation | None | Normal (N)
Mid North | Collinsfield 11kV | 10% POE Forecast | MVA | 2027 | 0.62444 | Zone Substation | None | Normal (N)
Murraylands | Coomandook 11kV | 10% POE Forecast | MVA | 2027 | 0.44981 | Zone Substation | None | Normal (N)
Murraylands | Coonalpyn 11kV | 10% POE Forecast | MVA | 2027 | 0.45388 | Zone Substation | None | Normal (N)
South East | Coonawarra 11kV | 10% POE Forecast | MVA | 2027 | 4.0387 | Zone Substation | None | Normal (N)
Upper North | Copley Nepabunna 33kV | 10% POE Forecast | MVA | 2027 | 0.26263 | Zone Substation | N-1 | Normal (N)
Riverland | Cordola 11kV | 10% POE Forecast | MVA | 2027 | 1.9602 | Zone Substation | None | Normal (N)
Adelaide Central | Coromandel Place 11kV | 10% POE Forecast | MVA | 2027 | 52.3233 | Zone Substation | None | Normal (N)
Eyre Peninsula | Cowell 11kV | 10% POE Forecast | MVA | 2027 | 2.3392 | Zone Substation | None | Normal (N)
Metro West | Croydon 11kV | 10% POE Forecast | MVA | 2027 | 25.6494 | Zone Substation | None | Normal (N)
Metro West | Croydon Park 11kV | 10% POE Forecast | MVA | 2027 | 16.9181 | Zone Substation | None | Normal (N)
Upper North | Crystal Brook 11kV | 10% POE Forecast | MVA | 2027 | 2.0872 | Zone Substation | None | Normal (N)
Metro South | Cudmore Park 11kV | 10% POE Forecast | MVA | 2027 | 11.4294 | Zone Substation | None | Normal (N)
Eyre Peninsula | Cummins 11kV | 10% POE Forecast | MVA | 2027 | 2.7357 | Zone Substation | None | Normal (N)
Yorke Peninsula | Curramulka 7.6kV | 10% POE Forecast | MVA | 2027 | 0.19357 | Zone Substation | None | Normal (N)
Yorke Peninsula | Curramulka South 11kV | 10% POE Forecast | MVA | 2027 | 0.10554 | Zone Substation | None | Normal (N)
Yorke Peninsula | Dalrymple 33kV | 10% POE Forecast | MVA | 2027 | 7.1401 | Connection Point | None | Normal (N)
Eyre Peninsula | Darke Peak 11kV | 10% POE Forecast | MVA | 2027 | 0.33231 | Zone Substation | None | Normal (N)
Upper North | Davenport West 33kV | 10% POE Forecast | MVA | 2027 | 47.6806 | Connection Point | None | Normal (N)
Eastern Hills | Deloraine 11kV | 10% POE Forecast | MVA | 2027 | 0.33468 | Zone Substation | None | Normal (N)
Metro North | Direk 11kV | 10% POE Forecast | MVA | 2027 | 24.0279 | Zone Substation | None | Normal (N)
Mid North | Dorrien 33kV | 10% POE Forecast | MVA | 2027 | 65.8252 | Connection Point | None | Normal (N)
Mid North | Dorrien TF4 11kV | 10% POE Forecast | MVA | 2027 | 8.9115 | Zone Substation | None | Normal (N)
Mid North | Dorrien TF5 11kV | 10% POE Forecast | MVA | 2027 | 5.3705 | Zone Substation | None | Normal (N)
Yorke Peninsula | Dowlingville 11kV | 10% POE Forecast | MVA | 2027 | 0.030438 | Zone Substation | None | Normal (N)
Adelaide Central | East Terrace 11kV | 10% POE Forecast | MVA | 2027 | 37.7539 | Zone Substation | None | Normal (N)
Metro North | Edinburgh 11kV | 10% POE Forecast | MVA | 2027 | 9.3429 | Zone Substation | None | Normal (N)
Yorke Peninsula | Edithburgh 11kV | 10% POE Forecast | MVA | 2027 | 1.3881 | Zone Substation | None | Normal (N)
Metro North | Elizabeth Downs 11kV | 10% POE Forecast | MVA | 2027 | 47.7765 | Zone Substation | None | Normal (N)
Metro North | Elizabeth Heights 11kV | 10% POE Forecast | MVA | 2027 | 19.471 | Zone Substation | None | Normal (N)
Metro North | Elizabeth South 11kV | 10% POE Forecast | MVA | 2027 | 10.8953 | Zone Substation | None | Normal (N)
Mid North | Eudunda 11kV | 10% POE Forecast | MVA | 2027 | 1.6136 | Zone Substation | None | Normal (N)
Metro North | Evanston 11kV | 10% POE Forecast | MVA | 2027 | 44.4168 | Zone Substation | N-1 | Normal (N)
Metro North | Evanston 33kV | 10% POE Forecast | MVA | 2027 | 0 | Zone Substation | None | Normal (N)
Metro West | Findon 11kV | 10% POE Forecast | MVA | 2027 | 18.6725 | Zone Substation | None | Normal (N)
Metro West | Flinders Park 11kV | 10% POE Forecast | MVA | 2027 | 20.6583 | Zone Substation | None | Normal (N)
Mid North | Florieton SWER 19kV | 10% POE Forecast | MVA | 2027 | 0.10328 | Connection Point | None | Normal (N)
Eastern Hills | Forreston 11kV | 10% POE Forecast | MVA | 2027 | 0.88948 | Zone Substation | None | Normal (N)
Mid North | Freeling 11kV | 10% POE Forecast | MVA | 2027 | 0.62436 | Zone Substation | None | Normal (N)
Mid North | Freeling North 11kV | 10% POE Forecast | MVA | 2027 | 3.2226 | Zone Substation | None | Normal (N)
Metro West | Fulham Gardens 11kV | 10% POE Forecast | MVA | 2027 | 42.6201 | Zone Substation | None | Normal (N)
Upper North | Fullerville 11kV | 10% POE Forecast | MVA | 2027 | 0.094204 | Zone Substation | None | Normal (N)
Mid North | Gawler Belt TF1 11kV | 10% POE Forecast | MVA | 2027 | 4.9032 | Zone Substation | None | Normal (N)
Mid North | Gawler Belt TF2 11kV | 10% POE Forecast | MVA | 2027 | 5.4535 | Zone Substation | None | Normal (N)
Mid North | Georgetown 11kV | 10% POE Forecast | MVA | 2027 | 0.16376 | Zone Substation | None | Normal (N)
Murraylands | Geranium 11kV | 10% POE Forecast | MVA | 2027 | 0.09085 | Zone Substation | None | Normal (N)
Upper North | Gladstone 11kV | 10% POE Forecast | MVA | 2027 | 2.3038 | Zone Substation | None | Normal (N)
Metro West | Glanville 11kV | 10% POE Forecast | MVA | 2027 | 15.548 | Zone Substation | None | Normal (N)
South East | Glencoe 11kV | 10% POE Forecast | MVA | 2027 | 1.1216 | Zone Substation | None | Normal (N)
Metro South | Glenelg North 11kV | 10% POE Forecast | MVA | 2027 | 22.4955 | Zone Substation | None | Normal (N)
Riverland | Glossop 11kV | 10% POE Forecast | MVA | 2027 | 11.7544 | Zone Substation | None | Normal (N)
Metro East | Golden Grove 11kV | 10% POE Forecast | MVA | 2027 | 50.7531 | Zone Substation | None | Normal (N)
Mid North | Gomersal North 11kV | 10% POE Forecast | MVA | 2027 | 0.3068 | Zone Substation | None | Normal (N)
Metro South | Goolwa 11kV | 10% POE Forecast | MVA | 2027 | 15.581 | Zone Substation | None | Normal (N)
Mid North | Gulnare 11kV | 10% POE Forecast | MVA | 2027 | 0.11409 | Zone Substation | None | Normal (N)
Eastern Hills | Gumeracha 11kV | 10% POE Forecast | MVA | 2027 | 0 | Zone Substation | None | Normal (N)
Eastern Hills | Gumeracha Weir 11kV | 10% POE Forecast | MVA | 2027 | 0.13294 | Zone Substation | None | Normal (N)
Eastern Hills | Gumhaven 11kV | 10% POE Forecast | MVA | 2027 | 0.061833 | Zone Substation | None | Normal (N)
Metro South | Hackham 11kV | 10% POE Forecast | MVA | 2027 | 18.4329 | Zone Substation | N-1 | Normal (N)
Eastern Hills | Hahndorf 11kV | 10% POE Forecast | MVA | 2027 | 5.395 | Zone Substation | None | Normal (N)
Mid North | Halbury 11kV | 10% POE Forecast | MVA | 2027 | 0.10852 | Zone Substation | None | Normal (N)
Mid North | Hamley Bridge 11kV | 10% POE Forecast | MVA | 2027 | 2.5222 | Zone Substation | None | Normal (N)
Metro South | Happy Valley 11kV | 10% POE Forecast | MVA | 2027 | 41.5874 | Zone Substation | None | Normal (N)
Metro East | Harrow 11kV | 10% POE Forecast | MVA | 2027 | 22.441 | Zone Substation | None | Normal (N)
South East | Hatherleigh 11kV | 10% POE Forecast | MVA | 2027 | 0.076758 | Zone Substation | None | Normal (N)
Upper North | Hawker 11kV | 10% POE Forecast | MVA | 2027 | 0.98157 | Zone Substation | None | Normal (N)
Metro South | Hay Flat 11kV | 10% POE Forecast | MVA | 2027 | 0.09777 | Zone Substation | None | Normal (N)
Metro West | Henley South 11kV | 10% POE Forecast | MVA | 2027 | 35.7772 | Zone Substation | None | Normal (N)
Eastern Hills | Hermitage 11kV | 10% POE Forecast | MVA | 2027 | 0.1573 | Zone Substation | None | Normal (N)
Metro East | Hillcrest 11kV | 10% POE Forecast | MVA | 2027 | 40.8286 | Zone Substation | None | Normal (N)
Adelaide Central | Hindley Street 11kV | 10% POE Forecast | MVA | 2027 | 53.7592 | Zone Substation | None | Normal (N)
Metro East | Holden Hill 11kV | 10% POE Forecast | MVA | 2027 | 40.9389 | Zone Substation | None | Normal (N)
Metro East | Hope Valley 11kV | 10% POE Forecast | MVA | 2027 | 19.9588 | Zone Substation | None | Normal (N)
Eastern Hills | Houghton 7.6kV | 10% POE Forecast | MVA | 2027 | 2.0253 | Zone Substation | None | Normal (N)
Mid North | Hoyleton 11kV | 10% POE Forecast | MVA | 2027 | 0.10953 | Zone Substation | None | Normal (N)
Yorke Peninsula | Hummocks 33kV | 10% POE Forecast | MVA | 2027 | 15.2647 | Connection Point | None | Normal (N)
Metro East | Ingle Farm 11kV | 10% POE Forecast | MVA | 2027 | 36.3917 | Zone Substation | None | Normal (N)
South East | Inverness 11kV | 10% POE Forecast | MVA | 2027 | 0.82305 | Zone Substation | None | Normal (N)
Murraylands | Jabuk 11kV | 10% POE Forecast | MVA | 2027 | 0.089119 | Zone Substation | None | Normal (N)
Yorke Peninsula | James Well 11kV | 10% POE Forecast | MVA | 2027 | 0.45188 | Zone Substation | None | Normal (N)
Upper North | Jamestown 11kV | 10% POE Forecast | MVA | 2027 | 2.5225 | Zone Substation | Reverse N-1 | Normal (N)
Murraylands | Jervois 11kV | 10% POE Forecast | MVA | 2027 | 3.4524 | Zone Substation | None | Normal (N)
Yorke Peninsula | Kadina 11kV | 10% POE Forecast | MVA | 2027 | 9.9519 | Zone Substation | None | Normal (N)
Yorke Peninsula | Kadina East 33kV | 10% POE Forecast | MVA | 2027 | 32.3695 | Connection Point | None | Normal (N)
South East | Kalangadoo 11kV | 10% POE Forecast | MVA | 2027 | 0.58964 | Zone Substation | None | Normal (N)
South East | Kalangadoo West 11kV | 10% POE Forecast | MVA | 2027 | 0.80899 | Zone Substation | None | Normal (N)
Eastern Hills | Kanmantoo Copper Mine 11kV | 10% POE Forecast | MVA | 2027 | 1.8872 | Connection Point | None | Normal (N)
Mid North | Kapunda TF1 11kV | 10% POE Forecast | MVA | 2027 | 3.9872 | Zone Substation | None | Normal (N)
Mid North | Kapunda TF2 11kV | 10% POE Forecast | MVA | 2027 | 3.0563 | Zone Substation | None | Normal (N)
Murraylands | Karoonda 11kV | 10% POE Forecast | MVA | 2027 | 0.88953 | Zone Substation | Reverse N | Normal (N)
South East | Keith 11kV | 10% POE Forecast | MVA | 2027 | 5.9874 | Zone Substation | None | Normal (N)
South East | Keith 33kV | 10% POE Forecast | MVA | 2027 | 23.8628 | Connection Point | None | Normal (N)
Metro East | Kent Town 11kV | 10% POE Forecast | MVA | 2027 | 31.0617 | Zone Substation | None | Normal (N)
Eastern Hills | Kersbrook 11kV | 10% POE Forecast | MVA | 2027 | 0.57253 | Zone Substation | None | Normal (N)
Metro South | Keswick 11kV | 10% POE Forecast | MVA | 2027 | 31.3655 | Zone Substation | None | Normal (N)
Murraylands | Ki Ki 11kV | 10% POE Forecast | MVA | 2027 | 0.11864 | Zone Substation | None | Normal (N)
Metro West | Kilburn 11kV | 10% POE Forecast | MVA | 2027 | 51.5072 | Zone Substation | None | Normal (N)
Metro East | Kilburn South 11kV | 10% POE Forecast | MVA | 2027 | 17.0756 | Zone Substation | None | Normal (N)
Metro West | Kilkenny 11kV | 10% POE Forecast | MVA | 2027 | 19.9835 | Zone Substation | None | Normal (N)
South East | Kincraig 33kV | 10% POE Forecast | MVA | 2027 | 21.2501 | Connection Point | None | Normal (N)
Metro South | Kingscote 11kV | 10% POE Forecast | MVA | 2027 | 3.6633 | Zone Substation | None | Normal (N)
South East | Kingston SE 11kV | 10% POE Forecast | MVA | 2027 | 3.4524 | Zone Substation | None | Normal (N)
Metro South | Kingswood 11kV | 10% POE Forecast | MVA | 2027 | 56.7284 | Zone Substation | None | Normal (N)
South East | Kongorong 11kV | 10% POE Forecast | MVA | 2027 | 0.82647 | Zone Substation | None | Normal (N)
South East | Kumorna 11kV | 10% POE Forecast | MVA | 2027 | 0.66722 | Zone Substation | None | Normal (N)
Mid North | Kybunga 11kV | 10% POE Forecast | MVA | 2027 | 0.072702 | Zone Substation | None | Normal (N)
Murraylands | Lameroo 11kV | 10% POE Forecast | MVA | 2027 | 1.3664 | Zone Substation | None | Normal (N)
Eastern Hills | Langhorne Creek 11kV | 10% POE Forecast | MVA | 2027 | 3.8645 | Zone Substation | None | Normal (N)
Metro West | Largs North 11kV | 10% POE Forecast | MVA | 2027 | 16.7307 | Zone Substation | None | Normal (N)
Metro West | Lefevre 11kV | 10% POE Forecast | MVA | 2027 | 10.5233 | Zone Substation | None | Normal (N)
Upper North | Leigh Creek South 33kV | 10% POE Forecast | MVA | 2027 | 1.0293 | Connection Point | None | Normal (N)
Metro East | Linden Park 11kV | 10% POE Forecast | MVA | 2027 | 40.5469 | Zone Substation | None | Normal (N)
Eyre Peninsula | Little Swamp 11kV | 10% POE Forecast | MVA | 2027 | 0.19736 | Zone Substation | None | Normal (N)
Eastern Hills | Lobethal 11kV | 10% POE Forecast | MVA | 2027 | 7.6846 | Zone Substation | None | Normal (N)
Eyre Peninsula | Lock 11kV | 10% POE Forecast | MVA | 2027 | 0.80336 | Zone Substation | None | Normal (N)
Riverland | Loveday 11kV | 10% POE Forecast | MVA | 2027 | 11.6373 | Zone Substation | None | Normal (N)
Metro South | Lower Mitcham 11kV | 10% POE Forecast | MVA | 2027 | 23.322 | Zone Substation | None | Normal (N)
Riverland | Loxton 11kV | 10% POE Forecast | MVA | 2027 | 13.3935 | Zone Substation | None | Normal (N)
South East | Lucindale 11kV | 10% POE Forecast | MVA | 2027 | 1.3024 | Zone Substation | None | Normal (N)
Mid North | Lyndoch 11kV | 10% POE Forecast | MVA | 2027 | 3.1662 | Zone Substation | None | Normal (N)
Mid North | Lyndoch South 7.6kV | 10% POE Forecast | MVA | 2027 | 0.35548 | Zone Substation | None | Normal (N)
Riverland | Lyrup 11kV | 10% POE Forecast | MVA | 2027 | 5.2352 | Zone Substation | None | Normal (N)
Metro South | MacGillivray 11kV | 10% POE Forecast | MVA | 2027 | 2.1728 | Zone Substation | None | Normal (N)
Yorke Peninsula | Maitland 11kV | 10% POE Forecast | MVA | 2027 | 4.0335 | Zone Substation | None | Normal (N)
Mid North | Mallala 11kV | 10% POE Forecast | MVA | 2027 | 4.7001 | Zone Substation | None | Normal (N)
Murraylands | Mannum 33kV | 10% POE Forecast | MVA | 2027 | 14.5107 | Connection Point | None | Normal (N)
Murraylands | Mannum Town 7.6kV | 10% POE Forecast | MVA | 2027 | 4.6566 | Zone Substation | None | Normal (N)
Yorke Peninsula | Marion Bay 11kV | 10% POE Forecast | MVA | 2027 | 0.59976 | Zone Substation | None | Normal (N)
Mid North | Marrabel 11kV | 10% POE Forecast | MVA | 2027 | 0.89796 | Zone Substation | None | Normal (N)
Metro South | McLaren Flat TF1 11kV | 10% POE Forecast | MVA | 2027 | 6.8804 | Zone Substation | None | Normal (N)
Metro South | McLaren Flat TF2 11kV | 10% POE Forecast | MVA | 2027 | 6.3685 | Zone Substation | None | Normal (N)
Metro South | McLaren Vale 11kV | 10% POE Forecast | MVA | 2027 | 0 | Zone Substation | None | Normal (N)
Metro South | McLaren Vale Vineyard 11kV | 10% POE Forecast | MVA | 2027 | 0 | Zone Substation | None | Normal (N)
Eastern Hills | Meadows 11kV | 10% POE Forecast | MVA | 2027 | 5.9982 | Zone Substation | Reverse N-1 | Normal (N)
Upper North | Melrose 11kV | 10% POE Forecast | MVA | 2027 | 0.3827 | Zone Substation | None | Normal (N)
Murraylands | Meningie 11kV | 10% POE Forecast | MVA | 2027 | 2.1118 | Zone Substation | None | Normal (N)
Metro East | Metro East 66kV | 10% POE Forecast | MVA | 2027 | 764.8825 | Connection Point | None | Normal (N)
Metro North | Metro North 66kV | 10% POE Forecast | MVA | 2027 | 385.8218 | Connection Point | None | Normal (N)
Metro South | Metro South 66kV | 10% POE Forecast | MVA | 2027 | 786.9362 | Connection Point | None | Normal (N)
Metro West | Metro West 66kV | 10% POE Forecast | MVA | 2027 | 457.183 | Connection Point | None | Normal (N)
Eastern Hills | Milang 11kV | 10% POE Forecast | MVA | 2027 | 3.9296 | Zone Substation | None | Normal (N)
South East | Millicent 11kV | 10% POE Forecast | MVA | 2027 | 5.4117 | Zone Substation | None | Normal (N)
Yorke Peninsula | Minlaton 11kV | 10% POE Forecast | MVA | 2027 | 2.0271 | Zone Substation | None | Normal (N)
Murraylands | Mobilong 33kV | 10% POE Forecast | MVA | 2027 | 42.5374 | Connection Point | None | Normal (N)
Murraylands | Monarto Central 11kV | 10% POE Forecast | MVA | 2027 | 2.0126 | Zone Substation | None | Normal (N)
Murraylands | Monarto South 11kV | 10% POE Forecast | MVA | 2027 | 4.3824 | Zone Substation | None | Normal (N)
Yorke Peninsula | Moonta 11kV | 10% POE Forecast | MVA | 2027 | 11.1391 | Zone Substation | N-1 | Normal (N)
Eyre Peninsula | Moorkitabie 11kV | 10% POE Forecast | MVA | 2027 | 0.73143 | Zone Substation | None | Normal (N)
Riverland | Morgan 11kV | 10% POE Forecast | MVA | 2027 | 1.3408 | Zone Substation | N | Normal (N)
Metro South | Morphett Vale East 11kV | 10% POE Forecast | MVA | 2027 | 37.6538 | Zone Substation | None | Normal (N)
Metro South | Morphettville 11kV | 10% POE Forecast | MVA | 2027 | 27.3766 | Zone Substation | None | Normal (N)
Eastern Hills | Mount Barker 11kV | 10% POE Forecast | MVA | 2027 | 35.2147 | Zone Substation | None | Normal (N)
Eastern Hills | Mount Barker 66kV | 10% POE Forecast | MVA | 2027 | 109.4111 | Connection Point | None | Normal (N)
South East | Mount Burr 11kV | 10% POE Forecast | MVA | 2027 | 0.38938 | Zone Substation | None | Normal (N)
South East | Mount Gambier 11kV | 10% POE Forecast | MVA | 2027 | 13.8687 | Zone Substation | None | Normal (N)
South East | Mount Gambier 33kV | 10% POE Forecast | MVA | 2027 | 24.7071 | Connection Point | None | Normal (N)
South East | Mount Gambier North 11kV | 10% POE Forecast | MVA | 2027 | 11.2791 | Zone Substation | N-1 | Normal (N)
South East | Mount Gambier West 11kV | 10% POE Forecast | MVA | 2027 | 15.5642 | Zone Substation | None | Normal (N)
Upper North | Mount Gunson 33kV | 10% POE Forecast | MVA | 2027 | 0.74474 | Connection Point | None | Normal (N)
Eastern Hills | Mount Pleasant 11kV | 10% POE Forecast | MVA | 2027 | 2.2601 | Zone Substation | None | Normal (N)
South East | Mount Schank 11kV | 10% POE Forecast | MVA | 2027 | 2.9101 | Zone Substation | None | Normal (N)
Murraylands | Murray Bridge North 11kV | 10% POE Forecast | MVA | 2027 | 13.1969 | Zone Substation | None | Normal (N)
Murraylands | Murray Bridge South 11kV | 10% POE Forecast | MVA | 2027 | 15.8552 | Zone Substation | None | Normal (N)
Eastern Hills | Mylor 11kV | 10% POE Forecast | MVA | 2027 | 2.2909 | Zone Substation | None | Normal (N)
Murraylands | Mypolonga 11kV | 10% POE Forecast | MVA | 2027 | 2.857 | Zone Substation | None | Normal (N)
Metro South | Myponga 11kV | 10% POE Forecast | MVA | 2027 | 6.4506 | Zone Substation | None | Normal (N)
Eastern Hills | Nairne 11kV | 10% POE Forecast | MVA | 2027 | 7.958 | Zone Substation | Reverse N-1 | Normal (N)
South East | Nangwarry 11kV | 10% POE Forecast | MVA | 2027 | 0.54367 | Zone Substation | None | Normal (N)
South East | Naracoorte 11kV | 10% POE Forecast | MVA | 2027 | 11.2153 | Zone Substation | None | Normal (N)
South East | Naracoorte East 11kV | 10% POE Forecast | MVA | 2027 | 5.3581 | Zone Substation | None | Normal (N)
Murraylands | Narrung 11kV | 10% POE Forecast | MVA | 2027 | 1.5487 | Zone Substation | None | Normal (N)
Upper North | Neuroodla 33kV | 10% POE Forecast | MVA | 2027 | 0.95426 | Connection Point | None | Normal (N)
Metro West | New Osborne 11kV | 10% POE Forecast | MVA | 2027 | 0 | Zone Substation | None | Normal (N)
Metro West | New Richmond 11kV | 10% POE Forecast | MVA | 2027 | 33.9465 | Zone Substation | None | Normal (N)
Murraylands | Nildottie 11kV | 10% POE Forecast | MVA | 2027 | 2.1252 | Zone Substation | None | Normal (N)
Yorke Peninsula | Ninnes 11kV | 10% POE Forecast | MVA | 2027 | 1.1703 | Zone Substation | None | Normal (N)
Metro South | Noarlunga Centre 11kV | 10% POE Forecast | MVA | 2027 | 20.9366 | Zone Substation | None | Normal (N)
Metro East | North Adelaide 11kV | 10% POE Forecast | MVA | 2027 | 21.7127 | Zone Substation | None | Normal (N)
Metro South | North Unley 11kV | 10% POE Forecast | MVA | 2027 | 17.6611 | Zone Substation | None | Normal (N)
Riverland | North West Bend 66kV | 10% POE Forecast | MVA | 2027 | 23.8339 | Connection Point | None | Normal (N)
Metro East | Northfield 11kV | 10% POE Forecast | MVA | 2027 | 24.9952 | Zone Substation | N | Normal (N)
Metro East | Norwood 11kV | 10% POE Forecast | MVA | 2027 | 62.8549 | Zone Substation | None | Normal (N)
Mid North | Nuriootpa 11kV | 10% POE Forecast | MVA | 2027 | 10.5121 | Zone Substation | None | Normal (N)
Metro South | Oaklands 11kV | 10% POE Forecast | MVA | 2027 | 48.9164 | Zone Substation | None | Normal (N)
Upper North | Orroroo 11kV | 10% POE Forecast | MVA | 2027 | 1.3054 | Zone Substation | None | Normal (N)
South East | Padthaway 11kV | 10% POE Forecast | MVA | 2027 | 3.2765 | Zone Substation | None | Normal (N)
Murraylands | Palmer 11kV | 10% POE Forecast | MVA | 2027 | 0.030385 | Zone Substation | None | Normal (N)
Metro South | Panorama 11kV | 10% POE Forecast | MVA | 2027 | 30.9048 | Zone Substation | None | Normal (N)
Metro North | Parafield Gardens 11kV | 10% POE Forecast | MVA | 2027 | 33.1758 | Zone Substation | None | Normal (N)
Metro North | Paralowie 11kV | 10% POE Forecast | MVA | 2027 | 19.9837 | Zone Substation | None | Normal (N)
Murraylands | Parilla 11kV | 10% POE Forecast | MVA | 2027 | 2.4895 | Zone Substation | None | Normal (N)
Riverland | Paringa 11kV | 10% POE Forecast | MVA | 2027 | 2.9528 | Zone Substation | None | Normal (N)
Riverland | Paringa 33kV | 10% POE Forecast | MVA | 2027 | 16.3069 | Zone Substation | None | Normal (N)
Yorke Peninsula | Paskeville 11kV | 10% POE Forecast | MVA | 2027 | 0.358 | Zone Substation | None | Normal (N)
Murraylands | Peake 11kV | 10% POE Forecast | MVA | 2027 | 0.16946 | Zone Substation | None | Normal (N)
Murraylands | Pellaring Flat 11kV | 10% POE Forecast | MVA | 2027 | 0.094709 | Zone Substation | None | Normal (N)
Metro North | Penfield 11kV | 10% POE Forecast | MVA | 2027 | 22.7103 | Zone Substation | None | Normal (N)
Metro South | Penneshaw 11kV | 10% POE Forecast | MVA | 2027 | 1.8537 | Zone Substation | None | Normal (N)
South East | Penola 11kV | 10% POE Forecast | MVA | 2027 | 2.8097 | Zone Substation | None | Normal (N)
South East | Penola West 33kV | 10% POE Forecast | MVA | 2027 | 8.141 | Connection Point | None | Normal (N)
Upper North | Peterborough 11kV | 10% POE Forecast | MVA | 2027 | 1.8493 | Zone Substation | None | Normal (N)
Eastern Hills | Piccadilly 11kV | 10% POE Forecast | MVA | 2027 | 1.6491 | Zone Substation | None | Normal (N)
Murraylands | Pinnaroo 11kV | 10% POE Forecast | MVA | 2027 | 1.8865 | Zone Substation | None | Normal (N)
Murraylands | Pinnaroo South 11kV | 10% POE Forecast | MVA | 2027 | 0.028556 | Zone Substation | None | Normal (N)
Metro South | Plympton 11kV | 10% POE Forecast | MVA | 2027 | 24.0968 | Zone Substation | None | Normal (N)
Eyre Peninsula | Point Boston 11kV | 10% POE Forecast | MVA | 2027 | 1.361 | Zone Substation | None | Normal (N)
Eyre Peninsula | Polda 11kV | 10% POE Forecast | MVA | 2027 | 0.79312 | Zone Substation | None | Normal (N)
Eyre Peninsula | Poonindie 11kV | 10% POE Forecast | MVA | 2027 | 0.52582 | Zone Substation | None | Normal (N)
Metro West | Port Adelaide 11kV | 10% POE Forecast | MVA | 2027 | 13.05 | Zone Substation | None | Normal (N)
Metro West | Port Adelaide North 11kV | 10% POE Forecast | MVA | 2027 | 21.9396 | Zone Substation | None | Normal (N)
Upper North | Port Augusta 11kV | 10% POE Forecast | MVA | 2027 | 15.0623 | Zone Substation | None | Normal (N)
Upper North | Port Augusta West TF1 11kV | 10% POE Forecast | MVA | 2027 | 6.2316 | Zone Substation | None | Normal (N)
Upper North | Port Augusta West TF2 11kV | 10% POE Forecast | MVA | 2027 | 3.5913 | Zone Substation | None | Normal (N)
Upper North | Port Broughton 11kV | 10% POE Forecast | MVA | 2027 | 3.6227 | Zone Substation | None | Normal (N)
Yorke Peninsula | Port Clinton 11kV | 10% POE Forecast | MVA | 2027 | 0.62116 | Zone Substation | None | Normal (N)
Upper North | Port Germein 11kV | 10% POE Forecast | MVA | 2027 | 0.87944 | Zone Substation | None | Normal (N)
Yorke Peninsula | Port Giles 11kV | 10% POE Forecast | MVA | 2027 | 1.5824 | Zone Substation | None | Normal (N)
Yorke Peninsula | Port Julia 11kV | 10% POE Forecast | MVA | 2027 | 0.31167 | Zone Substation | None | Normal (N)
Eyre Peninsula | Port Lincoln City 11kV | 10% POE Forecast | MVA | 2027 | 12.0749 | Zone Substation | None | Normal (N)
Eyre Peninsula | Port Lincoln Docks 11kV | 10% POE Forecast | MVA | 2027 | 6.4755 | Zone Substation | None | Normal (N)
Eyre Peninsula | Port Lincoln Marina 11kV | 10% POE Forecast | MVA | 2027 | 8.4151 | Zone Substation | None | Normal (N)
Eyre Peninsula | Port Lincoln Terminal 33kV | 10% POE Forecast | MVA | 2027 | 39.1074 | Connection Point | None | Normal (N)
Metro South | Port Noarlunga 11kV | 10% POE Forecast | MVA | 2027 | 36.6177 | Zone Substation | None | Normal (N)
Upper North | Port Pirie Bungama 33kV | 10% POE Forecast | MVA | 2027 | 61.8556 | Connection Point | None | Normal (N)
Upper North | Port Pirie South 11kV | 10% POE Forecast | MVA | 2027 | 23.159 | Zone Substation | None | Normal (N)
Metro South | Port Stanvac 11kV | 10% POE Forecast | MVA | 2027 | 33.0142 | Zone Substation | None | Normal (N)
Metro South | Port Stanvac TF2 11kV | 10% POE Forecast | MVA | 2027 | 0.24045 | Zone Substation | None | Normal (N)
Yorke Peninsula | Port Vincent 11kV | 10% POE Forecast | MVA | 2027 | 1.4485 | Zone Substation | None | Normal (N)
Riverland | Portee 11kV | 10% POE Forecast | MVA | 2027 | 0.65802 | Zone Substation | N | Normal (N)
Metro East | Prospect 11kV | 10% POE Forecast | MVA | 2027 | 33.4724 | Zone Substation | None | Normal (N)
Murraylands | Punyelroo 11kV | 10% POE Forecast | MVA | 2027 | 0.59043 | Zone Substation | None | Normal (N)
Riverland | Pyap 11kV | 10% POE Forecast | MVA | 2027 | 9.692 | Zone Substation | None | Normal (N)
Riverland | Qualco 11kV | 10% POE Forecast | MVA | 2027 | 3.5566 | Zone Substation | N | Normal (N)
Metro West | Queenstown 11kV | 10% POE Forecast | MVA | 2027 | 16.786 | Zone Substation | None | Normal (N)
Upper North | Quorn 11kV | 10% POE Forecast | MVA | 2027 | 1.7207 | Zone Substation | None | Normal (N)
Riverland | Ramco 11kV | 10% POE Forecast | MVA | 2027 | 6.1479 | Zone Substation | None | Normal (N)
Metro South | Rapid Bay 11kV | 10% POE Forecast | MVA | 2027 | 0.036975 | Zone Substation | None | Normal (N)
Riverland | Renmark 11kV | 10% POE Forecast | MVA | 2027 | 19.1711 | Zone Substation | None | Normal (N)
Mid North | Riverton 11kV | 10% POE Forecast | MVA | 2027 | 1.9087 | Zone Substation | None | Normal (N)
South East | Robe 7.6kV | 10% POE Forecast | MVA | 2027 | 3.3162 | Zone Substation | None | Normal (N)
Mid North | Robertstown 11kV | 10% POE Forecast | MVA | 2027 | 0.959 | Zone Substation | None | Normal (N)
Riverland | Roonka 11kV | 10% POE Forecast | MVA | 2027 | 3.4433 | Zone Substation | None | Normal (N)
Eyre Peninsula | Rudall 11kV | 10% POE Forecast | MVA | 2027 | 0.37623 | Zone Substation | None | Normal (N)
Metro North | Salisbury 11kV | 10% POE Forecast | MVA | 2027 | 67.0592 | Zone Substation | N | Normal (N)
Metro South | Salt Cliffs 11kV | 10% POE Forecast | MVA | 2027 | 0.12165 | Zone Substation | None | Normal (N)
Mid North | Sandy Creek 11kV | 10% POE Forecast | MVA | 2027 | 2.6263 | Zone Substation | None | Normal (N)
Metro South | Seacombe 11kV | 10% POE Forecast | MVA | 2027 | 48.407 | Zone Substation | None | Normal (N)
Metro South | Seaford 11kV | 10% POE Forecast | MVA | 2027 | 11.9611 | Zone Substation | None | Normal (N)
Metro South | Second Valley 11kV | 10% POE Forecast | MVA | 2027 | 0.29577 | Zone Substation | None | Normal (N)
Metro South | Sheidow Park 11kV | 10% POE Forecast | MVA | 2027 | 30.9733 | Zone Substation | Reverse N-1 | Normal (N)
Murraylands | Sherlock 11kV | 10% POE Forecast | MVA | 2027 | 0.026762 | Zone Substation | None | Normal (N)
Metro North | Smithfield West 11kV | 10% POE Forecast | MVA | 2027 | 29.9482 | Zone Substation | N-1 | Normal (N)
South East | Snuggery Rural 33kV | 10% POE Forecast | MVA | 2027 | 14.5531 | Connection Point | None | Normal (N)
South East | South End 11kV | 10% POE Forecast | MVA | 2027 | 0.39045 | Zone Substation | Reverse N-1 | Normal (N)
Mid North | Spalding 11kV | 10% POE Forecast | MVA | 2027 | 0.98757 | Zone Substation | None | Normal (N)
Metro South | Square Water Hole 11kV | 10% POE Forecast | MVA | 2027 | 4.6687 | Zone Substation | None | Normal (N)
Yorke Peninsula | Stansbury 11kV | 10% POE Forecast | MVA | 2027 | 1.332 | Zone Substation | None | Normal (N)
Eastern Hills | Stirling East 11kV | 10% POE Forecast | MVA | 2027 | 7.2019 | Zone Substation | None | Normal (N)
Upper North | Stirling North 1 11kV | 10% POE Forecast | MVA | 2027 | 1.7232 | Zone Substation | None | Normal (N)
Upper North | Stirling North 2 11kV | 10% POE Forecast | MVA | 2027 | 1.8624 | Zone Substation | None | Normal (N)
Mid North | Stockwell TF1 11kV | 10% POE Forecast | MVA | 2027 | 2.8225 | Zone Substation | None | Normal (N)
Mid North | Stockwell TF2 11kV | 10% POE Forecast | MVA | 2027 | 5.1897 | Zone Substation | None | Normal (N)
Eyre Peninsula | Stony Point 11kV | 10% POE Forecast | MVA | 2027 | 0.17475 | Connection Point | None | Normal (N)
Eastern Hills | Strathalbyn 11kV | 10% POE Forecast | MVA | 2027 | 11.9789 | Zone Substation | None | Normal (N)
Eyre Peninsula | Streaky Bay 11kV | 10% POE Forecast | MVA | 2027 | 3.5317 | Zone Substation | Reverse N-1 | Normal (N)
Riverland | Swan Reach 11kV | 10% POE Forecast | MVA | 2027 | 1.6227 | Zone Substation | None | Normal (N)
Riverland | Swan Reach 33kV | 10% POE Forecast | MVA | 2027 | 2.1388 | Zone Substation | None | Normal (N)
Murraylands | Tailem Bend 33kV | 10% POE Forecast | MVA | 2027 | 28.9573 | Connection Point | None | Normal (N)
Murraylands | Tailem Bend Town 11kV | 10% POE Forecast | MVA | 2027 | 3.0212 | Zone Substation | None | Normal (N)
South East | Tantanoola 11kV | 10% POE Forecast | MVA | 2027 | 0.54543 | Zone Substation | None | Normal (N)
Eyre Peninsula | Tarlton 11kV | 10% POE Forecast | MVA | 2027 | 0.64787 | Zone Substation | None | Normal (N)
South East | Tarpeena South 11kV | 10% POE Forecast | MVA | 2027 | 7.3841 | Zone Substation | N-1 | Normal (N)
Metro East | Tea Tree Gully 11kV | 10% POE Forecast | MVA | 2027 | 34.991 | Zone Substation | None | Normal (N)
Murraylands | Teal Flat 11kV | 10% POE Forecast | MVA | 2027 | 3.0108 | Zone Substation | None | Normal (N)
Upper North | Telowie 11kV | 10% POE Forecast | MVA | 2027 | 0.56594 | Zone Substation | None | Normal (N)
Mid North | Templers 33kV | 10% POE Forecast | MVA | 2027 | 36.4801 | Connection Point | None | Normal (N)
Metro West | Thebarton 11kV | 10% POE Forecast | MVA | 2027 | 25.9048 | Zone Substation | None | Normal (N)
South East | Tintinara 11kV | 10% POE Forecast | MVA | 2027 | 1.1996 | Zone Substation | None | Normal (N)
Metro South | Tonsley Park 11kV | 10% POE Forecast | MVA | 2027 | 20.07 | Zone Substation | None | Normal (N)
Eyre Peninsula | Tumby Bay 11kV | 10% POE Forecast | MVA | 2027 | 2.5358 | Zone Substation | None | Normal (N)
Metro North | Two Wells 11kV | 10% POE Forecast | MVA | 2027 | 9.5329 | Zone Substation | N-1 | Normal (N)
Eyre Peninsula | Uley 11kV | 10% POE Forecast | MVA | 2027 | 0.31824 | Zone Substation | None | Normal (N)
Eyre Peninsula | Uley South 11kV | 10% POE Forecast | MVA | 2027 | 0.64114 | Zone Substation | None | Normal (N)
Eastern Hills | Uraidla 11kV | 10% POE Forecast | MVA | 2027 | 5.1891 | Zone Substation | None | Normal (N)
Eastern Hills | Uraidla 33kV | 10% POE Forecast | MVA | 2027 | 16.1155 | Zone Substation | None | Normal (N)
Eastern Hills | Verdun 11kV | 10% POE Forecast | MVA | 2027 | 1.0094 | Zone Substation | None | Normal (N)
Metro South | Victor Harbor 11kV | 10% POE Forecast | MVA | 2027 | 25.401 | Zone Substation | None | Normal (N)
Metro North | Virginia 11kV | 10% POE Forecast | MVA | 2027 | 8.3171 | Zone Substation | None | Normal (N)
Riverland | Waikerie 11kV | 10% POE Forecast | MVA | 2027 | 7.9932 | Zone Substation | None | Normal (N)
Murraylands | Walker Flat 11kV | 10% POE Forecast | MVA | 2027 | 1.3974 | Zone Substation | None | Normal (N)
Yorke Peninsula | Wallaroo 11kV | 10% POE Forecast | MVA | 2027 | 10.7123 | Zone Substation | None | Normal (N)
Yorke Peninsula | Warooka 11kV | 10% POE Forecast | MVA | 2027 | 2.4545 | Zone Substation | None | Normal (N)
Mid North | Wasleys 11kV | 10% POE Forecast | MVA | 2027 | 1.7939 | Zone Substation | None | Normal (N)
Mid North | Waterloo 33kV | 10% POE Forecast | MVA | 2027 | 9.4311 | Connection Point | None | Normal (N)
Mid North | Waterloo Town 11kV | 10% POE Forecast | MVA | 2027 | 0.29976 | Zone Substation | None | Normal (N)
Murraylands | White Sands 11kV | 10% POE Forecast | MVA | 2027 | 4.447 | Zone Substation | None | Normal (N)
Adelaide Central | Whitmore Square 11kV | 10% POE Forecast | MVA | 2027 | 44.7431 | Zone Substation | None | Normal (N)
Eyre Peninsula | Whyalla Central 33kV | 10% POE Forecast | MVA | 2027 | 82.4827 | Connection Point | None | Normal (N)
Eyre Peninsula | Whyalla City 11kV | 10% POE Forecast | MVA | 2027 | 20.0009 | Zone Substation | None | Normal (N)
Eyre Peninsula | Whyalla North 11kV | 10% POE Forecast | MVA | 2027 | 0.4945 | Zone Substation | None | Normal (N)
Eyre Peninsula | Whyalla Stuart 11kV | 10% POE Forecast | MVA | 2027 | 18.4 | Zone Substation | None | Normal (N)
Mid North | Williamstown 11kV | 10% POE Forecast | MVA | 2027 | 1.008 | Zone Substation | None | Normal (N)
Mid North | Williamstown South 11kV | 10% POE Forecast | MVA | 2027 | 2.6714 | Zone Substation | None | Normal (N)
Metro South | Willunga 11kV | 10% POE Forecast | MVA | 2027 | 4.8177 | Zone Substation | None | Normal (N)
Metro South | Willunga 33kV | 10% POE Forecast | MVA | 2027 | 0 | Zone Substation | None | Normal (N)
Upper North | Wilmington 11kV | 10% POE Forecast | MVA | 2027 | 0.89057 | Zone Substation | None | Normal (N)
Upper North | Wirrabara Forest 11kV | 10% POE Forecast | MVA | 2027 | 0.45407 | Zone Substation | None | Normal (N)
Upper North | Wirrabara South 11kV | 10% POE Forecast | MVA | 2027 | 0.06747 | Zone Substation | None | Normal (N)
Metro South | Wirrina Cove 11kV | 10% POE Forecast | MVA | 2027 | 0.78968 | Zone Substation | None | Normal (N)
Upper North | Wongyarra 11kV | 10% POE Forecast | MVA | 2027 | 0.13508 | Zone Substation | None | Normal (N)
Metro East | Woodforde 11kV | 10% POE Forecast | MVA | 2027 | 39.0428 | Zone Substation | None | Normal (N)
Murraylands | Woods Point 11kV | 10% POE Forecast | MVA | 2027 | 2.546 | Zone Substation | None | Normal (N)
Eastern Hills | Woodside 11kV | 10% POE Forecast | MVA | 2027 | 9.1955 | Zone Substation | Reverse N-1 | Normal (N)
Metro West | Woodville 11kV | 10% POE Forecast | MVA | 2027 | 10.6834 | Zone Substation | None | Normal (N)
Metro West | Woodville 33kV | 10% POE Forecast | MVA | 2027 | 0 | Zone Substation | None | Normal (N)
Riverland | Woolpunda 11kV | 10% POE Forecast | MVA | 2027 | 8.3895 | Zone Substation | None | Normal (N)
Eyre Peninsula | Wudinna 11kV | 10% POE Forecast | MVA | 2027 | 2.0773 | Zone Substation | None | Normal (N)
Eyre Peninsula | Wudinna 66kV | 10% POE Forecast | MVA | 2027 | 15.2459 | Connection Point | None | Normal (N)
Eyre Peninsula | Yadnarie 66kV | 10% POE Forecast | MVA | 2027 | 13.5764 | Connection Point | None | Normal (N)
Metro South | Yankalilla 11kV | 10% POE Forecast | MVA | 2027 | 8.0243 | Zone Substation | None | Normal (N)
Metro South | Yankalilla 33kV | 10% POE Forecast | MVA | 2027 | 1.4343 | Zone Substation | None | Normal (N)
Metro South | Yankalilla Hill 11kV | 10% POE Forecast | MVA | 2027 | 0.14633 | Zone Substation | None | Normal (N)
Upper North | Yongala 11kV | 10% POE Forecast | MVA | 2027 | 0.070607 | Zone Substation | None | Normal (N)
Yorke Peninsula | Yorketown 11kV | 10% POE Forecast | MVA | 2027 | 1.42 | Zone Substation | None | Normal (N)
Adelaide Central | ACR 66kV | 10% POE Forecast | MVA | 2028 | 218.227 | Connection Point | None | Normal (N)
Eastern Hills | Aldgate 11kV | 10% POE Forecast | MVA | 2028 | 7.4849 | Zone Substation | None | Normal (N)
Metro South | Aldinga 11kV | 10% POE Forecast | MVA | 2028 | 22.5641 | Zone Substation | None | Normal (N)
South East | Allendale East 11kV | 10% POE Forecast | MVA | 2028 | 4.0335 | Zone Substation | None | Normal (N)
Mid North | Alma 11kV | 10% POE Forecast | MVA | 2028 | 0.12195 | Zone Substation | None | Normal (N)
Metro South | American River 11kV | 10% POE Forecast | MVA | 2028 | 0.54092 | Zone Substation | None | Normal (N)
Eastern Hills | Angas Creek 33kV | 10% POE Forecast | MVA | 2028 | 19.5071 | Connection Point | None | Normal (N)
Mid North | Angaston 11kV | 10% POE Forecast | MVA | 2028 | 17.3987 | Zone Substation | None | Normal (N)
Metro North | Angle Vale 11kV | 10% POE Forecast | MVA | 2028 | 26.5545 | Zone Substation | None | Normal (N)
Yorke Peninsula | Ardrossan 11kV | 10% POE Forecast | MVA | 2028 | 2.1987 | Zone Substation | None | Normal (N)
Yorke Peninsula | Ardrossan West 33kV | 10% POE Forecast | MVA | 2028 | 15.4132 | Connection Point | None | Normal (N)
Eyre Peninsula | Arno Bay 11kV | 10% POE Forecast | MVA | 2028 | 0.90611 | Zone Substation | None | Normal (N)
Metro South | Ascot Park 11kV | 10% POE Forecast | MVA | 2028 | 24.329 | Zone Substation | N | Normal (N)
Metro West | Athol Park 11kV | 10% POE Forecast | MVA | 2028 | 18.9424 | Zone Substation | None | Normal (N)
Mid North | Auburn 11kV | 10% POE Forecast | MVA | 2028 | 3.1565 | Zone Substation | None | Normal (N)
Yorke Peninsula | Balaklava 7.6kV | 10% POE Forecast | MVA | 2028 | 3.314 | Zone Substation | None | Normal (N)
Eastern Hills | Balhannah 33kV | 10% POE Forecast | MVA | 2028 | 22.257 | Zone Substation | None | Normal (N)
Upper North | Baroota 33kV | 10% POE Forecast | MVA | 2028 | 9.6235 | Connection Point | None | Normal (N)
Upper North | Baroota Town 11kV | 10% POE Forecast | MVA | 2028 | 0.23234 | Zone Substation | None | Normal (N)
Mid North | Barossa South TF1 11kV | 10% POE Forecast | MVA | 2028 | 2.7622 | Zone Substation | None | Normal (N)
Mid North | Barossa South TF2 11kV | 10% POE Forecast | MVA | 2028 | 4.1128 | Zone Substation | None | Normal (N)
South East | Beachport 11kV | 10% POE Forecast | MVA | 2028 | 1.2403 | Zone Substation | None | Normal (N)
Murraylands | Belvedere Road 7.6kV | 10% POE Forecast | MVA | 2028 | 0.14939 | Zone Substation | None | Normal (N)
Riverland | Berri 11kV | 10% POE Forecast | MVA | 2028 | 16.2383 | Zone Substation | None | Normal (N)
Riverland | Berri 66kV | 10% POE Forecast | MVA | 2028 | 95.2828 | Connection Point | None | Normal (N)
Murraylands | Binnies 11kV | 10% POE Forecast | MVA | 2028 | 0.97005 | Zone Substation | None | Normal (N)
Eastern Hills | Birdwood 11kV | 10% POE Forecast | MVA | 2028 | 3.3691 | Zone Substation | None | Normal (N)
Yorke Peninsula | Black Point 11kV | 10% POE Forecast | MVA | 2028 | 0.43654 | Zone Substation | None | Normal (N)
Metro West | Blackpool 11kV | 10% POE Forecast | MVA | 2028 | 19.6676 | Zone Substation | None | Normal (N)
Metro South | Blackwood 11kV | 10% POE Forecast | MVA | 2028 | 35.058 | Zone Substation | None | Normal (N)
South East | Blanche 33kV | 10% POE Forecast | MVA | 2028 | 39.4587 | Connection Point | None | Normal (N)
Upper North | Booleroo Centre 11kV | 10% POE Forecast | MVA | 2028 | 0.62305 | Zone Substation | None | Normal (N)
Eyre Peninsula | Boothby 33kV | 10% POE Forecast | MVA | 2028 | 1.0643 | Zone Substation | N-1 | Normal (N)
Upper North | Booyoolie 11kV | 10% POE Forecast | MVA | 2028 | 0.024495 | Zone Substation | None | Normal (N)
South East | Bordertown 11kV | 10% POE Forecast | MVA | 2028 | 11.9683 | Zone Substation | N-1 | Normal (N)
Mid North | Brinkworth 33kV | 10% POE Forecast | MVA | 2028 | 5.4112 | Connection Point | None | Normal (N)
Mid North | Brinkworth Town 11kV | 10% POE Forecast | MVA | 2028 | 0.80115 | Zone Substation | None | Normal (N)
Eastern Hills | Brukunga 11kV | 10% POE Forecast | MVA | 2028 | 0.43329 | Zone Substation | None | Normal (N)
Upper North | Bungama Napperby 11kV | 10% POE Forecast | MVA | 2028 | 1.19 | Zone Substation | None | Normal (N)
Metro East | Burnside 11kV | 10% POE Forecast | MVA | 2028 | 13.9332 | Zone Substation | None | Normal (N)
Mid North | Burra TF2 11kV | 10% POE Forecast | MVA | 2028 | 1.993 | Zone Substation | None | Normal (N)
Riverland | Cadell 11kV | 10% POE Forecast | MVA | 2028 | 1.2973 | Zone Substation | None | Normal (N)
Murraylands | Caloote 11kV | 10% POE Forecast | MVA | 2028 | 1.8354 | Zone Substation | None | Normal (N)
Upper North | Caltowie 11kV | 10% POE Forecast | MVA | 2028 | 0.11044 | Zone Substation | None | Normal (N)
Murraylands | Cambrai 11kV | 10% POE Forecast | MVA | 2028 | 0.753 | Zone Substation | None | Normal (N)
Murraylands | Campbell Park 11kV | 10% POE Forecast | MVA | 2028 | 0.56077 | Zone Substation | None | Normal (N)
Metro East | Campbelltown 11kV | 10% POE Forecast | MVA | 2028 | 58.0304 | Zone Substation | None | Normal (N)
Metro South | Cape Jervis 11kV | 10% POE Forecast | MVA | 2028 | 0.66174 | Zone Substation | None | Normal (N)
Metro South | Cape Jervis 33kV | 10% POE Forecast | MVA | 2028 | 13.9338 | Zone Substation | N-1 | Normal (N)
Eyre Peninsula | Caralue 11kV | 10% POE Forecast | MVA | 2028 | 2.645 | Zone Substation | None | Normal (N)
Metro West | Cavan 11kV | 10% POE Forecast | MVA | 2028 | 41.9648 | Zone Substation | None | Normal (N)
Adelaide Central | CBD 33kV | 10% POE Forecast | MVA | 2028 | 22.251 | Zone Substation | None | Normal (N)
Eyre Peninsula | Ceduna 11kV | 10% POE Forecast | MVA | 2028 | 7.5882 | Zone Substation | None | Normal (N)
Eastern Hills | Chain of Ponds 11kV | 10% POE Forecast | MVA | 2028 | 0.43352 | Zone Substation | None | Normal (N)
Metro West | Cheltenham 11kV | 10% POE Forecast | MVA | 2028 | 13.6828 | Zone Substation | None | Normal (N)
Metro West | Cheltenham 33kV | 10% POE Forecast | MVA | 2028 | 0 | Zone Substation | None | Normal (N)
Mid North | Clare 11kV | 10% POE Forecast | MVA | 2028 | 10.3522 | Zone Substation | None | Normal (N)
Mid North | Clare North 33kV | 10% POE Forecast | MVA | 2028 | 13.0052 | Connection Point | None | Normal (N)
Metro South | Clarence Gardens 11kV | 10% POE Forecast | MVA | 2028 | 22.4541 | Zone Substation | None | Normal (N)
Metro South | Clarendon 11kV | 10% POE Forecast | MVA | 2028 | 3.793 | Zone Substation | None | Normal (N)
Metro East | Clearview 11kV | 10% POE Forecast | MVA | 2028 | 28.6676 | Zone Substation | N | Normal (N)
Eyre Peninsula | Cleve 11kV | 10% POE Forecast | MVA | 2028 | 1.8947 | Zone Substation | None | Normal (N)
Eyre Peninsula | Cleve 33kV | 10% POE Forecast | MVA | 2028 | 7.5691 | Zone Substation | N-1 | Normal (N)
Eyre Peninsula | Coffin Bay 11kV | 10% POE Forecast | MVA | 2028 | 1.8169 | Zone Substation | None | Normal (N)
Mid North | Collinsfield 11kV | 10% POE Forecast | MVA | 2028 | 0.63648 | Zone Substation | None | Normal (N)
Murraylands | Coomandook 11kV | 10% POE Forecast | MVA | 2028 | 0.46212 | Zone Substation | None | Normal (N)
Murraylands | Coonalpyn 11kV | 10% POE Forecast | MVA | 2028 | 0.46729 | Zone Substation | None | Normal (N)
South East | Coonawarra 11kV | 10% POE Forecast | MVA | 2028 | 4.1581 | Zone Substation | None | Normal (N)
Upper North | Copley Nepabunna 33kV | 10% POE Forecast | MVA | 2028 | 0.26263 | Zone Substation | N-1 | Normal (N)
Riverland | Cordola 11kV | 10% POE Forecast | MVA | 2028 | 2.0158 | Zone Substation | None | Normal (N)
Adelaide Central | Coromandel Place 11kV | 10% POE Forecast | MVA | 2028 | 51.8041 | Zone Substation | None | Normal (N)
Eyre Peninsula | Cowell 11kV | 10% POE Forecast | MVA | 2028 | 2.3779 | Zone Substation | None | Normal (N)
Metro West | Croydon 11kV | 10% POE Forecast | MVA | 2028 | 26.4645 | Zone Substation | None | Normal (N)
Metro West | Croydon Park 11kV | 10% POE Forecast | MVA | 2028 | 17.343 | Zone Substation | None | Normal (N)
Upper North | Crystal Brook 11kV | 10% POE Forecast | MVA | 2028 | 2.1312 | Zone Substation | None | Normal (N)
Metro South | Cudmore Park 11kV | 10% POE Forecast | MVA | 2028 | 12.2108 | Zone Substation | None | Normal (N)
Eyre Peninsula | Cummins 11kV | 10% POE Forecast | MVA | 2028 | 2.8411 | Zone Substation | None | Normal (N)
Yorke Peninsula | Curramulka 7.6kV | 10% POE Forecast | MVA | 2028 | 0.19701 | Zone Substation | None | Normal (N)
Yorke Peninsula | Curramulka South 11kV | 10% POE Forecast | MVA | 2028 | 0.10749 | Zone Substation | None | Normal (N)
Yorke Peninsula | Dalrymple 33kV | 10% POE Forecast | MVA | 2028 | 7.3684 | Connection Point | None | Normal (N)
Eyre Peninsula | Darke Peak 11kV | 10% POE Forecast | MVA | 2028 | 0.33596 | Zone Substation | None | Normal (N)
Upper North | Davenport West 33kV | 10% POE Forecast | MVA | 2028 | 48.9487 | Connection Point | None | Normal (N)
Eastern Hills | Deloraine 11kV | 10% POE Forecast | MVA | 2028 | 0.346 | Zone Substation | None | Normal (N)
Metro North | Direk 11kV | 10% POE Forecast | MVA | 2028 | 24.8636 | Zone Substation | None | Normal (N)
Mid North | Dorrien 33kV | 10% POE Forecast | MVA | 2028 | 67.6354 | Connection Point | None | Normal (N)
Mid North | Dorrien TF4 11kV | 10% POE Forecast | MVA | 2028 | 9.1668 | Zone Substation | None | Normal (N)
Mid North | Dorrien TF5 11kV | 10% POE Forecast | MVA | 2028 | 5.4904 | Zone Substation | None | Normal (N)
Yorke Peninsula | Dowlingville 11kV | 10% POE Forecast | MVA | 2028 | 0.031143 | Zone Substation | None | Normal (N)
Adelaide Central | East Terrace 11kV | 10% POE Forecast | MVA | 2028 | 36.8729 | Zone Substation | None | Normal (N)
Metro North | Edinburgh 11kV | 10% POE Forecast | MVA | 2028 | 9.4022 | Zone Substation | None | Normal (N)
Yorke Peninsula | Edithburgh 11kV | 10% POE Forecast | MVA | 2028 | 1.4409 | Zone Substation | None | Normal (N)
Metro North | Elizabeth Downs 11kV | 10% POE Forecast | MVA | 2028 | 49.4737 | Zone Substation | None | Normal (N)
Metro North | Elizabeth Heights 11kV | 10% POE Forecast | MVA | 2028 | 20.0553 | Zone Substation | None | Normal (N)
Metro North | Elizabeth South 11kV | 10% POE Forecast | MVA | 2028 | 11.2482 | Zone Substation | None | Normal (N)
Mid North | Eudunda 11kV | 10% POE Forecast | MVA | 2028 | 1.6588 | Zone Substation | None | Normal (N)
Metro North | Evanston 11kV | 10% POE Forecast | MVA | 2028 | 45.9357 | Zone Substation | N-1 | Normal (N)
Metro North | Evanston 33kV | 10% POE Forecast | MVA | 2028 | 0 | Zone Substation | None | Normal (N)
Metro West | Findon 11kV | 10% POE Forecast | MVA | 2028 | 19.2499 | Zone Substation | None | Normal (N)
Metro West | Flinders Park 11kV | 10% POE Forecast | MVA | 2028 | 21.0591 | Zone Substation | None | Normal (N)
Mid North | Florieton SWER 19kV | 10% POE Forecast | MVA | 2028 | 0.10133 | Connection Point | None | Normal (N)
Eastern Hills | Forreston 11kV | 10% POE Forecast | MVA | 2028 | 0.91771 | Zone Substation | None | Normal (N)
Mid North | Freeling 11kV | 10% POE Forecast | MVA | 2028 | 0.64111 | Zone Substation | None | Normal (N)
Mid North | Freeling North 11kV | 10% POE Forecast | MVA | 2028 | 3.3192 | Zone Substation | None | Normal (N)
Metro West | Fulham Gardens 11kV | 10% POE Forecast | MVA | 2028 | 43.9991 | Zone Substation | None | Normal (N)
Upper North | Fullerville 11kV | 10% POE Forecast | MVA | 2028 | 0.097809 | Zone Substation | None | Normal (N)
Mid North | Gawler Belt TF1 11kV | 10% POE Forecast | MVA | 2028 | 5.2347 | Zone Substation | None | Normal (N)
Mid North | Gawler Belt TF2 11kV | 10% POE Forecast | MVA | 2028 | 5.6176 | Zone Substation | None | Normal (N)
Mid North | Georgetown 11kV | 10% POE Forecast | MVA | 2028 | 0.16824 | Zone Substation | None | Normal (N)
Murraylands | Geranium 11kV | 10% POE Forecast | MVA | 2028 | 0.092569 | Zone Substation | None | Normal (N)
Upper North | Gladstone 11kV | 10% POE Forecast | MVA | 2028 | 2.3444 | Zone Substation | None | Normal (N)
Metro West | Glanville 11kV | 10% POE Forecast | MVA | 2028 | 16.0287 | Zone Substation | None | Normal (N)
South East | Glencoe 11kV | 10% POE Forecast | MVA | 2028 | 1.1484 | Zone Substation | None | Normal (N)
Metro South | Glenelg North 11kV | 10% POE Forecast | MVA | 2028 | 23.6445 | Zone Substation | None | Normal (N)
Riverland | Glossop 11kV | 10% POE Forecast | MVA | 2028 | 12.0452 | Zone Substation | None | Normal (N)
Metro East | Golden Grove 11kV | 10% POE Forecast | MVA | 2028 | 52.0558 | Zone Substation | None | Normal (N)
Mid North | Gomersal North 11kV | 10% POE Forecast | MVA | 2028 | 0.31389 | Zone Substation | None | Normal (N)
Metro South | Goolwa 11kV | 10% POE Forecast | MVA | 2028 | 16.6453 | Zone Substation | None | Normal (N)
Mid North | Gulnare 11kV | 10% POE Forecast | MVA | 2028 | 0.11732 | Zone Substation | None | Normal (N)
Eastern Hills | Gumeracha 11kV | 10% POE Forecast | MVA | 2028 | 0 | Zone Substation | None | Normal (N)
Eastern Hills | Gumeracha Weir 11kV | 10% POE Forecast | MVA | 2028 | 0.13742 | Zone Substation | None | Normal (N)
Eastern Hills | Gumhaven 11kV | 10% POE Forecast | MVA | 2028 | 0.063965 | Zone Substation | None | Normal (N)
Metro South | Hackham 11kV | 10% POE Forecast | MVA | 2028 | 19.3679 | Zone Substation | N-1 | Normal (N)
Eastern Hills | Hahndorf 11kV | 10% POE Forecast | MVA | 2028 | 5.5596 | Zone Substation | None | Normal (N)
Mid North | Halbury 11kV | 10% POE Forecast | MVA | 2028 | 0.11137 | Zone Substation | None | Normal (N)
Mid North | Hamley Bridge 11kV | 10% POE Forecast | MVA | 2028 | 2.5953 | Zone Substation | None | Normal (N)
Metro South | Happy Valley 11kV | 10% POE Forecast | MVA | 2028 | 43.7084 | Zone Substation | None | Normal (N)
Metro East | Harrow 11kV | 10% POE Forecast | MVA | 2028 | 23.0434 | Zone Substation | None | Normal (N)
South East | Hatherleigh 11kV | 10% POE Forecast | MVA | 2028 | 0.07886 | Zone Substation | None | Normal (N)
Upper North | Hawker 11kV | 10% POE Forecast | MVA | 2028 | 0.99814 | Zone Substation | None | Normal (N)
Metro South | Hay Flat 11kV | 10% POE Forecast | MVA | 2028 | 0.10329 | Zone Substation | None | Normal (N)
Metro West | Henley South 11kV | 10% POE Forecast | MVA | 2028 | 36.8568 | Zone Substation | None | Normal (N)
Eastern Hills | Hermitage 11kV | 10% POE Forecast | MVA | 2028 | 0.16245 | Zone Substation | None | Normal (N)
Metro East | Hillcrest 11kV | 10% POE Forecast | MVA | 2028 | 41.9302 | Zone Substation | None | Normal (N)
Adelaide Central | Hindley Street 11kV | 10% POE Forecast | MVA | 2028 | 53.8775 | Zone Substation | None | Normal (N)
Metro East | Holden Hill 11kV | 10% POE Forecast | MVA | 2028 | 41.6061 | Zone Substation | None | Normal (N)
Metro East | Hope Valley 11kV | 10% POE Forecast | MVA | 2028 | 20.3543 | Zone Substation | None | Normal (N)
Eastern Hills | Houghton 7.6kV | 10% POE Forecast | MVA | 2028 | 2.0886 | Zone Substation | None | Normal (N)
Mid North | Hoyleton 11kV | 10% POE Forecast | MVA | 2028 | 0.11275 | Zone Substation | None | Normal (N)
Yorke Peninsula | Hummocks 33kV | 10% POE Forecast | MVA | 2028 | 15.7034 | Connection Point | None | Normal (N)
Metro East | Ingle Farm 11kV | 10% POE Forecast | MVA | 2028 | 37.0028 | Zone Substation | None | Normal (N)
South East | Inverness 11kV | 10% POE Forecast | MVA | 2028 | 0.84304 | Zone Substation | None | Normal (N)
Murraylands | Jabuk 11kV | 10% POE Forecast | MVA | 2028 | 0.09126 | Zone Substation | None | Normal (N)
Yorke Peninsula | James Well 11kV | 10% POE Forecast | MVA | 2028 | 0.46263 | Zone Substation | None | Normal (N)
Upper North | Jamestown 11kV | 10% POE Forecast | MVA | 2028 | 2.6002 | Zone Substation | Reverse N-1 | Normal (N)
Murraylands | Jervois 11kV | 10% POE Forecast | MVA | 2028 | 3.5872 | Zone Substation | None | Normal (N)
Yorke Peninsula | Kadina 11kV | 10% POE Forecast | MVA | 2028 | 10.2126 | Zone Substation | None | Normal (N)
Yorke Peninsula | Kadina East 33kV | 10% POE Forecast | MVA | 2028 | 33.3777 | Connection Point | None | Normal (N)
South East | Kalangadoo 11kV | 10% POE Forecast | MVA | 2028 | 0.60912 | Zone Substation | None | Normal (N)
South East | Kalangadoo West 11kV | 10% POE Forecast | MVA | 2028 | 0.83591 | Zone Substation | None | Normal (N)
Eastern Hills | Kanmantoo Copper Mine 11kV | 10% POE Forecast | MVA | 2028 | 1.9361 | Connection Point | None | Normal (N)
Mid North | Kapunda TF1 11kV | 10% POE Forecast | MVA | 2028 | 4.0799 | Zone Substation | None | Normal (N)
Mid North | Kapunda TF2 11kV | 10% POE Forecast | MVA | 2028 | 3.1492 | Zone Substation | None | Normal (N)
Murraylands | Karoonda 11kV | 10% POE Forecast | MVA | 2028 | 0.92018 | Zone Substation | Reverse N | Normal (N)
South East | Keith 11kV | 10% POE Forecast | MVA | 2028 | 6.0526 | Zone Substation | None | Normal (N)
South East | Keith 33kV | 10% POE Forecast | MVA | 2028 | 24.3889 | Connection Point | None | Normal (N)
Metro East | Kent Town 11kV | 10% POE Forecast | MVA | 2028 | 31.4577 | Zone Substation | None | Normal (N)
Eastern Hills | Kersbrook 11kV | 10% POE Forecast | MVA | 2028 | 0.59176 | Zone Substation | None | Normal (N)
Metro South | Keswick 11kV | 10% POE Forecast | MVA | 2028 | 33.2567 | Zone Substation | None | Normal (N)
Murraylands | Ki Ki 11kV | 10% POE Forecast | MVA | 2028 | 0.12091 | Zone Substation | None | Normal (N)
Metro West | Kilburn 11kV | 10% POE Forecast | MVA | 2028 | 52.9381 | Zone Substation | None | Normal (N)
Metro East | Kilburn South 11kV | 10% POE Forecast | MVA | 2028 | 17.3805 | Zone Substation | None | Normal (N)
Metro West | Kilkenny 11kV | 10% POE Forecast | MVA | 2028 | 20.5366 | Zone Substation | None | Normal (N)
South East | Kincraig 33kV | 10% POE Forecast | MVA | 2028 | 21.7378 | Connection Point | None | Normal (N)
Metro South | Kingscote 11kV | 10% POE Forecast | MVA | 2028 | 3.9107 | Zone Substation | None | Normal (N)
South East | Kingston SE 11kV | 10% POE Forecast | MVA | 2028 | 3.5349 | Zone Substation | None | Normal (N)
Metro South | Kingswood 11kV | 10% POE Forecast | MVA | 2028 | 59.7581 | Zone Substation | None | Normal (N)
South East | Kongorong 11kV | 10% POE Forecast | MVA | 2028 | 0.84619 | Zone Substation | None | Normal (N)
South East | Kumorna 11kV | 10% POE Forecast | MVA | 2028 | 0.68194 | Zone Substation | None | Normal (N)
Mid North | Kybunga 11kV | 10% POE Forecast | MVA | 2028 | 0.074811 | Zone Substation | None | Normal (N)
Murraylands | Lameroo 11kV | 10% POE Forecast | MVA | 2028 | 1.3944 | Zone Substation | None | Normal (N)
Eastern Hills | Langhorne Creek 11kV | 10% POE Forecast | MVA | 2028 | 4.0011 | Zone Substation | None | Normal (N)
Metro West | Largs North 11kV | 10% POE Forecast | MVA | 2028 | 17.2275 | Zone Substation | None | Normal (N)
Metro West | Lefevre 11kV | 10% POE Forecast | MVA | 2028 | 10.8941 | Zone Substation | None | Normal (N)
Upper North | Leigh Creek South 33kV | 10% POE Forecast | MVA | 2028 | 1.055 | Connection Point | None | Normal (N)
Metro East | Linden Park 11kV | 10% POE Forecast | MVA | 2028 | 40.978 | Zone Substation | None | Normal (N)
Eyre Peninsula | Little Swamp 11kV | 10% POE Forecast | MVA | 2028 | 0.20302 | Zone Substation | None | Normal (N)
Eastern Hills | Lobethal 11kV | 10% POE Forecast | MVA | 2028 | 7.9823 | Zone Substation | None | Normal (N)
Eyre Peninsula | Lock 11kV | 10% POE Forecast | MVA | 2028 | 0.81503 | Zone Substation | None | Normal (N)
Riverland | Loveday 11kV | 10% POE Forecast | MVA | 2028 | 11.9921 | Zone Substation | None | Normal (N)
Metro South | Lower Mitcham 11kV | 10% POE Forecast | MVA | 2028 | 24.4925 | Zone Substation | None | Normal (N)
Riverland | Loxton 11kV | 10% POE Forecast | MVA | 2028 | 13.7585 | Zone Substation | None | Normal (N)
South East | Lucindale 11kV | 10% POE Forecast | MVA | 2028 | 1.3285 | Zone Substation | None | Normal (N)
Mid North | Lyndoch 11kV | 10% POE Forecast | MVA | 2028 | 3.2509 | Zone Substation | None | Normal (N)
Mid North | Lyndoch South 7.6kV | 10% POE Forecast | MVA | 2028 | 0.36537 | Zone Substation | None | Normal (N)
Riverland | Lyrup 11kV | 10% POE Forecast | MVA | 2028 | 5.3513 | Zone Substation | None | Normal (N)
Metro South | MacGillivray 11kV | 10% POE Forecast | MVA | 2028 | 2.2826 | Zone Substation | None | Normal (N)
Yorke Peninsula | Maitland 11kV | 10% POE Forecast | MVA | 2028 | 4.1184 | Zone Substation | None | Normal (N)
Mid North | Mallala 11kV | 10% POE Forecast | MVA | 2028 | 4.8383 | Zone Substation | None | Normal (N)
Murraylands | Mannum 33kV | 10% POE Forecast | MVA | 2028 | 14.8818 | Connection Point | None | Normal (N)
Murraylands | Mannum Town 7.6kV | 10% POE Forecast | MVA | 2028 | 4.7771 | Zone Substation | None | Normal (N)
Yorke Peninsula | Marion Bay 11kV | 10% POE Forecast | MVA | 2028 | 0.61802 | Zone Substation | None | Normal (N)
Mid North | Marrabel 11kV | 10% POE Forecast | MVA | 2028 | 0.92415 | Zone Substation | None | Normal (N)
Metro South | McLaren Flat TF1 11kV | 10% POE Forecast | MVA | 2028 | 7.2459 | Zone Substation | None | Normal (N)
Metro South | McLaren Flat TF2 11kV | 10% POE Forecast | MVA | 2028 | 6.7045 | Zone Substation | None | Normal (N)
Metro South | McLaren Vale 11kV | 10% POE Forecast | MVA | 2028 | 0 | Zone Substation | None | Normal (N)
Metro South | McLaren Vale Vineyard 11kV | 10% POE Forecast | MVA | 2028 | 0 | Zone Substation | None | Normal (N)
Eastern Hills | Meadows 11kV | 10% POE Forecast | MVA | 2028 | 6.139 | Zone Substation | Reverse N-1 | Normal (N)
Upper North | Melrose 11kV | 10% POE Forecast | MVA | 2028 | 0.39315 | Zone Substation | None | Normal (N)
Murraylands | Meningie 11kV | 10% POE Forecast | MVA | 2028 | 2.168 | Zone Substation | None | Normal (N)
Metro East | Metro East 66kV | 10% POE Forecast | MVA | 2028 | 775.81 | Connection Point | None | Normal (N)
Metro North | Metro North 66kV | 10% POE Forecast | MVA | 2028 | 398.6383 | Connection Point | None | Normal (N)
Metro South | Metro South 66kV | 10% POE Forecast | MVA | 2028 | 823.9874 | Connection Point | None | Normal (N)
Metro West | Metro West 66kV | 10% POE Forecast | MVA | 2028 | 468.3542 | Connection Point | None | Normal (N)
Eastern Hills | Milang 11kV | 10% POE Forecast | MVA | 2028 | 4.0556 | Zone Substation | None | Normal (N)
South East | Millicent 11kV | 10% POE Forecast | MVA | 2028 | 5.5882 | Zone Substation | None | Normal (N)
Yorke Peninsula | Minlaton 11kV | 10% POE Forecast | MVA | 2028 | 2.0601 | Zone Substation | None | Normal (N)
Murraylands | Mobilong 33kV | 10% POE Forecast | MVA | 2028 | 43.6961 | Connection Point | None | Normal (N)
Murraylands | Monarto Central 11kV | 10% POE Forecast | MVA | 2028 | 2.0688 | Zone Substation | None | Normal (N)
Murraylands | Monarto South 11kV | 10% POE Forecast | MVA | 2028 | 4.537 | Zone Substation | None | Normal (N)
Yorke Peninsula | Moonta 11kV | 10% POE Forecast | MVA | 2028 | 11.5339 | Zone Substation | N-1 | Normal (N)
Eyre Peninsula | Moorkitabie 11kV | 10% POE Forecast | MVA | 2028 | 0.75139 | Zone Substation | None | Normal (N)
Riverland | Morgan 11kV | 10% POE Forecast | MVA | 2028 | 1.3748 | Zone Substation | N | Normal (N)
Metro South | Morphett Vale East 11kV | 10% POE Forecast | MVA | 2028 | 38.9415 | Zone Substation | None | Normal (N)
Metro South | Morphettville 11kV | 10% POE Forecast | MVA | 2028 | 28.4601 | Zone Substation | None | Normal (N)
Eastern Hills | Mount Barker 11kV | 10% POE Forecast | MVA | 2028 | 36.7107 | Zone Substation | None | Normal (N)
Eastern Hills | Mount Barker 66kV | 10% POE Forecast | MVA | 2028 | 112.9015 | Connection Point | None | Normal (N)
South East | Mount Burr 11kV | 10% POE Forecast | MVA | 2028 | 0.40225 | Zone Substation | None | Normal (N)
South East | Mount Gambier 11kV | 10% POE Forecast | MVA | 2028 | 14.2727 | Zone Substation | None | Normal (N)
South East | Mount Gambier 33kV | 10% POE Forecast | MVA | 2028 | 25.4706 | Connection Point | None | Normal (N)
South East | Mount Gambier North 11kV | 10% POE Forecast | MVA | 2028 | 11.8051 | Zone Substation | N-1 | Normal (N)
South East | Mount Gambier West 11kV | 10% POE Forecast | MVA | 2028 | 15.9394 | Zone Substation | None | Normal (N)
Upper North | Mount Gunson 33kV | 10% POE Forecast | MVA | 2028 | 0.76333 | Connection Point | None | Normal (N)
Eastern Hills | Mount Pleasant 11kV | 10% POE Forecast | MVA | 2028 | 2.3367 | Zone Substation | None | Normal (N)
South East | Mount Schank 11kV | 10% POE Forecast | MVA | 2028 | 2.9533 | Zone Substation | None | Normal (N)
Murraylands | Murray Bridge North 11kV | 10% POE Forecast | MVA | 2028 | 13.5934 | Zone Substation | None | Normal (N)
Murraylands | Murray Bridge South 11kV | 10% POE Forecast | MVA | 2028 | 16.2067 | Zone Substation | None | Normal (N)
Eastern Hills | Mylor 11kV | 10% POE Forecast | MVA | 2028 | 2.3547 | Zone Substation | None | Normal (N)
Murraylands | Mypolonga 11kV | 10% POE Forecast | MVA | 2028 | 2.9405 | Zone Substation | None | Normal (N)
Metro South | Myponga 11kV | 10% POE Forecast | MVA | 2028 | 6.7263 | Zone Substation | None | Normal (N)
Eastern Hills | Nairne 11kV | 10% POE Forecast | MVA | 2028 | 8.2342 | Zone Substation | Reverse N-1 | Normal (N)
South East | Nangwarry 11kV | 10% POE Forecast | MVA | 2028 | 0.55663 | Zone Substation | None | Normal (N)
South East | Naracoorte 11kV | 10% POE Forecast | MVA | 2028 | 11.4592 | Zone Substation | None | Normal (N)
South East | Naracoorte East 11kV | 10% POE Forecast | MVA | 2028 | 5.4576 | Zone Substation | None | Normal (N)
Murraylands | Narrung 11kV | 10% POE Forecast | MVA | 2028 | 1.5778 | Zone Substation | None | Normal (N)
Upper North | Neuroodla 33kV | 10% POE Forecast | MVA | 2028 | 0.97658 | Connection Point | None | Normal (N)
Metro West | New Osborne 11kV | 10% POE Forecast | MVA | 2028 | 0 | Zone Substation | None | Normal (N)
Metro West | New Richmond 11kV | 10% POE Forecast | MVA | 2028 | 34.9396 | Zone Substation | None | Normal (N)
Murraylands | Nildottie 11kV | 10% POE Forecast | MVA | 2028 | 2.1611 | Zone Substation | None | Normal (N)
Yorke Peninsula | Ninnes 11kV | 10% POE Forecast | MVA | 2028 | 1.199 | Zone Substation | None | Normal (N)
Metro South | Noarlunga Centre 11kV | 10% POE Forecast | MVA | 2028 | 21.8727 | Zone Substation | None | Normal (N)
Metro East | North Adelaide 11kV | 10% POE Forecast | MVA | 2028 | 21.8486 | Zone Substation | None | Normal (N)
Metro South | North Unley 11kV | 10% POE Forecast | MVA | 2028 | 18.6652 | Zone Substation | None | Normal (N)
Riverland | North West Bend 66kV | 10% POE Forecast | MVA | 2028 | 24.6384 | Connection Point | None | Normal (N)
Metro East | Northfield 11kV | 10% POE Forecast | MVA | 2028 | 25.5313 | Zone Substation | N | Normal (N)
Metro East | Norwood 11kV | 10% POE Forecast | MVA | 2028 | 63.9846 | Zone Substation | None | Normal (N)
Mid North | Nuriootpa 11kV | 10% POE Forecast | MVA | 2028 | 10.763 | Zone Substation | None | Normal (N)
Metro South | Oaklands 11kV | 10% POE Forecast | MVA | 2028 | 51.0523 | Zone Substation | None | Normal (N)
Upper North | Orroroo 11kV | 10% POE Forecast | MVA | 2028 | 1.3431 | Zone Substation | None | Normal (N)
South East | Padthaway 11kV | 10% POE Forecast | MVA | 2028 | 3.3064 | Zone Substation | None | Normal (N)
Murraylands | Palmer 11kV | 10% POE Forecast | MVA | 2028 | 0.029766 | Zone Substation | None | Normal (N)
Metro South | Panorama 11kV | 10% POE Forecast | MVA | 2028 | 32.5355 | Zone Substation | None | Normal (N)
Metro North | Parafield Gardens 11kV | 10% POE Forecast | MVA | 2028 | 34.3258 | Zone Substation | None | Normal (N)
Metro North | Paralowie 11kV | 10% POE Forecast | MVA | 2028 | 20.5844 | Zone Substation | None | Normal (N)
Murraylands | Parilla 11kV | 10% POE Forecast | MVA | 2028 | 2.5308 | Zone Substation | None | Normal (N)
Riverland | Paringa 11kV | 10% POE Forecast | MVA | 2028 | 3.0109 | Zone Substation | None | Normal (N)
Riverland | Paringa 33kV | 10% POE Forecast | MVA | 2028 | 16.5807 | Zone Substation | None | Normal (N)
Yorke Peninsula | Paskeville 11kV | 10% POE Forecast | MVA | 2028 | 0.36678 | Zone Substation | None | Normal (N)
Murraylands | Peake 11kV | 10% POE Forecast | MVA | 2028 | 0.17349 | Zone Substation | None | Normal (N)
Murraylands | Pellaring Flat 11kV | 10% POE Forecast | MVA | 2028 | 0.096987 | Zone Substation | None | Normal (N)
Metro North | Penfield 11kV | 10% POE Forecast | MVA | 2028 | 23.4365 | Zone Substation | None | Normal (N)
Metro South | Penneshaw 11kV | 10% POE Forecast | MVA | 2028 | 1.9577 | Zone Substation | None | Normal (N)
South East | Penola 11kV | 10% POE Forecast | MVA | 2028 | 2.8807 | Zone Substation | None | Normal (N)
South East | Penola West 33kV | 10% POE Forecast | MVA | 2028 | 8.3628 | Connection Point | None | Normal (N)
Upper North | Peterborough 11kV | 10% POE Forecast | MVA | 2028 | 1.9012 | Zone Substation | None | Normal (N)
Eastern Hills | Piccadilly 11kV | 10% POE Forecast | MVA | 2028 | 1.6852 | Zone Substation | None | Normal (N)
Murraylands | Pinnaroo 11kV | 10% POE Forecast | MVA | 2028 | 1.9147 | Zone Substation | None | Normal (N)
Murraylands | Pinnaroo South 11kV | 10% POE Forecast | MVA | 2028 | 0.029097 | Zone Substation | None | Normal (N)
Metro South | Plympton 11kV | 10% POE Forecast | MVA | 2028 | 25.2077 | Zone Substation | None | Normal (N)
Eyre Peninsula | Point Boston 11kV | 10% POE Forecast | MVA | 2028 | 1.4073 | Zone Substation | None | Normal (N)
Eyre Peninsula | Polda 11kV | 10% POE Forecast | MVA | 2028 | 0.8138 | Zone Substation | None | Normal (N)
Eyre Peninsula | Poonindie 11kV | 10% POE Forecast | MVA | 2028 | 0.54011 | Zone Substation | None | Normal (N)
Metro West | Port Adelaide 11kV | 10% POE Forecast | MVA | 2028 | 13.4299 | Zone Substation | None | Normal (N)
Metro West | Port Adelaide North 11kV | 10% POE Forecast | MVA | 2028 | 22.4411 | Zone Substation | None | Normal (N)
Upper North | Port Augusta 11kV | 10% POE Forecast | MVA | 2028 | 15.4658 | Zone Substation | None | Normal (N)
Upper North | Port Augusta West TF1 11kV | 10% POE Forecast | MVA | 2028 | 6.3755 | Zone Substation | None | Normal (N)
Upper North | Port Augusta West TF2 11kV | 10% POE Forecast | MVA | 2028 | 3.6926 | Zone Substation | None | Normal (N)
Upper North | Port Broughton 11kV | 10% POE Forecast | MVA | 2028 | 3.7 | Zone Substation | None | Normal (N)
Yorke Peninsula | Port Clinton 11kV | 10% POE Forecast | MVA | 2028 | 0.63555 | Zone Substation | None | Normal (N)
Upper North | Port Germein 11kV | 10% POE Forecast | MVA | 2028 | 0.90702 | Zone Substation | None | Normal (N)
Yorke Peninsula | Port Giles 11kV | 10% POE Forecast | MVA | 2028 | 1.6319 | Zone Substation | None | Normal (N)
Yorke Peninsula | Port Julia 11kV | 10% POE Forecast | MVA | 2028 | 0.31655 | Zone Substation | None | Normal (N)
Eyre Peninsula | Port Lincoln City 11kV | 10% POE Forecast | MVA | 2028 | 12.4203 | Zone Substation | None | Normal (N)
Eyre Peninsula | Port Lincoln Docks 11kV | 10% POE Forecast | MVA | 2028 | 6.7257 | Zone Substation | None | Normal (N)
Eyre Peninsula | Port Lincoln Marina 11kV | 10% POE Forecast | MVA | 2028 | 8.7584 | Zone Substation | None | Normal (N)
Eyre Peninsula | Port Lincoln Terminal 33kV | 10% POE Forecast | MVA | 2028 | 39.9508 | Connection Point | None | Normal (N)
Metro South | Port Noarlunga 11kV | 10% POE Forecast | MVA | 2028 | 38.4305 | Zone Substation | None | Normal (N)
Upper North | Port Pirie Bungama 33kV | 10% POE Forecast | MVA | 2028 | 63.6399 | Connection Point | None | Normal (N)
Upper North | Port Pirie South 11kV | 10% POE Forecast | MVA | 2028 | 23.8237 | Zone Substation | None | Normal (N)
Metro South | Port Stanvac 11kV | 10% POE Forecast | MVA | 2028 | 35.2747 | Zone Substation | None | Normal (N)
Metro South | Port Stanvac TF2 11kV | 10% POE Forecast | MVA | 2028 | 0.25798 | Zone Substation | None | Normal (N)
Yorke Peninsula | Port Vincent 11kV | 10% POE Forecast | MVA | 2028 | 1.4732 | Zone Substation | None | Normal (N)
Riverland | Portee 11kV | 10% POE Forecast | MVA | 2028 | 0.6767 | Zone Substation | N | Normal (N)
Metro East | Prospect 11kV | 10% POE Forecast | MVA | 2028 | 34.1762 | Zone Substation | None | Normal (N)
Murraylands | Punyelroo 11kV | 10% POE Forecast | MVA | 2028 | 0.60243 | Zone Substation | None | Normal (N)
Riverland | Pyap 11kV | 10% POE Forecast | MVA | 2028 | 9.9362 | Zone Substation | None | Normal (N)
Riverland | Qualco 11kV | 10% POE Forecast | MVA | 2028 | 3.6616 | Zone Substation | N | Normal (N)
Metro West | Queenstown 11kV | 10% POE Forecast | MVA | 2028 | 17.267 | Zone Substation | None | Normal (N)
Upper North | Quorn 11kV | 10% POE Forecast | MVA | 2028 | 1.7757 | Zone Substation | None | Normal (N)
Riverland | Ramco 11kV | 10% POE Forecast | MVA | 2028 | 6.3225 | Zone Substation | None | Normal (N)
Metro South | Rapid Bay 11kV | 10% POE Forecast | MVA | 2028 | 0.038974 | Zone Substation | None | Normal (N)
Riverland | Renmark 11kV | 10% POE Forecast | MVA | 2028 | 19.6191 | Zone Substation | None | Normal (N)
Mid North | Riverton 11kV | 10% POE Forecast | MVA | 2028 | 1.9757 | Zone Substation | None | Normal (N)
South East | Robe 7.6kV | 10% POE Forecast | MVA | 2028 | 3.4192 | Zone Substation | None | Normal (N)
Mid North | Robertstown 11kV | 10% POE Forecast | MVA | 2028 | 0.98271 | Zone Substation | None | Normal (N)
Riverland | Roonka 11kV | 10% POE Forecast | MVA | 2028 | 3.5411 | Zone Substation | None | Normal (N)
Eyre Peninsula | Rudall 11kV | 10% POE Forecast | MVA | 2028 | 0.38042 | Zone Substation | None | Normal (N)
Metro North | Salisbury 11kV | 10% POE Forecast | MVA | 2028 | 69.1697 | Zone Substation | N | Normal (N)
Metro South | Salt Cliffs 11kV | 10% POE Forecast | MVA | 2028 | 0.12802 | Zone Substation | None | Normal (N)
Mid North | Sandy Creek 11kV | 10% POE Forecast | MVA | 2028 | 2.7109 | Zone Substation | None | Normal (N)
Metro South | Seacombe 11kV | 10% POE Forecast | MVA | 2028 | 50.4895 | Zone Substation | None | Normal (N)
Metro South | Seaford 11kV | 10% POE Forecast | MVA | 2028 | 12.6206 | Zone Substation | None | Normal (N)
Metro South | Second Valley 11kV | 10% POE Forecast | MVA | 2028 | 0.31734 | Zone Substation | None | Normal (N)
Metro South | Sheidow Park 11kV | 10% POE Forecast | MVA | 2028 | 32.4934 | Zone Substation | Reverse N-1 | Normal (N)
Murraylands | Sherlock 11kV | 10% POE Forecast | MVA | 2028 | 0.027338 | Zone Substation | None | Normal (N)
Metro North | Smithfield West 11kV | 10% POE Forecast | MVA | 2028 | 31.1436 | Zone Substation | N-1 | Normal (N)
South East | Snuggery Rural 33kV | 10% POE Forecast | MVA | 2028 | 15.0273 | Connection Point | None | Normal (N)
South East | South End 11kV | 10% POE Forecast | MVA | 2028 | 0.40212 | Zone Substation | Reverse N-1 | Normal (N)
Mid North | Spalding 11kV | 10% POE Forecast | MVA | 2028 | 1.0197 | Zone Substation | None | Normal (N)
Metro South | Square Water Hole 11kV | 10% POE Forecast | MVA | 2028 | 4.9045 | Zone Substation | None | Normal (N)
Yorke Peninsula | Stansbury 11kV | 10% POE Forecast | MVA | 2028 | 1.3693 | Zone Substation | None | Normal (N)
Eastern Hills | Stirling East 11kV | 10% POE Forecast | MVA | 2028 | 7.373 | Zone Substation | None | Normal (N)
Upper North | Stirling North 1 11kV | 10% POE Forecast | MVA | 2028 | 1.7697 | Zone Substation | None | Normal (N)
Upper North | Stirling North 2 11kV | 10% POE Forecast | MVA | 2028 | 1.9342 | Zone Substation | None | Normal (N)
Mid North | Stockwell TF1 11kV | 10% POE Forecast | MVA | 2028 | 2.9067 | Zone Substation | None | Normal (N)
Mid North | Stockwell TF2 11kV | 10% POE Forecast | MVA | 2028 | 5.31 | Zone Substation | None | Normal (N)
Eyre Peninsula | Stony Point 11kV | 10% POE Forecast | MVA | 2028 | 0.17475 | Connection Point | None | Normal (N)
Eastern Hills | Strathalbyn 11kV | 10% POE Forecast | MVA | 2028 | 12.3224 | Zone Substation | None | Normal (N)
Eyre Peninsula | Streaky Bay 11kV | 10% POE Forecast | MVA | 2028 | 3.6186 | Zone Substation | Reverse N-1 | Normal (N)
Riverland | Swan Reach 11kV | 10% POE Forecast | MVA | 2028 | 1.6688 | Zone Substation | None | Normal (N)
Riverland | Swan Reach 33kV | 10% POE Forecast | MVA | 2028 | 2.1995 | Zone Substation | None | Normal (N)
Murraylands | Tailem Bend 33kV | 10% POE Forecast | MVA | 2028 | 29.5702 | Connection Point | None | Normal (N)
Murraylands | Tailem Bend Town 11kV | 10% POE Forecast | MVA | 2028 | 3.0775 | Zone Substation | None | Normal (N)
South East | Tantanoola 11kV | 10% POE Forecast | MVA | 2028 | 0.55781 | Zone Substation | None | Normal (N)
Eyre Peninsula | Tarlton 11kV | 10% POE Forecast | MVA | 2028 | 0.65897 | Zone Substation | None | Normal (N)
South East | Tarpeena South 11kV | 10% POE Forecast | MVA | 2028 | 7.6237 | Zone Substation | N-1 | Normal (N)
Metro East | Tea Tree Gully 11kV | 10% POE Forecast | MVA | 2028 | 35.6443 | Zone Substation | None | Normal (N)
Murraylands | Teal Flat 11kV | 10% POE Forecast | MVA | 2028 | 3.0718 | Zone Substation | None | Normal (N)
Upper North | Telowie 11kV | 10% POE Forecast | MVA | 2028 | 0.5804 | Zone Substation | None | Normal (N)
Mid North | Templers 33kV | 10% POE Forecast | MVA | 2028 | 37.5611 | Connection Point | None | Normal (N)
Metro West | Thebarton 11kV | 10% POE Forecast | MVA | 2028 | 26.2962 | Zone Substation | None | Normal (N)
South East | Tintinara 11kV | 10% POE Forecast | MVA | 2028 | 1.2285 | Zone Substation | None | Normal (N)
Metro South | Tonsley Park 11kV | 10% POE Forecast | MVA | 2028 | 21.1187 | Zone Substation | None | Normal (N)
Eyre Peninsula | Tumby Bay 11kV | 10% POE Forecast | MVA | 2028 | 2.6431 | Zone Substation | None | Normal (N)
Metro North | Two Wells 11kV | 10% POE Forecast | MVA | 2028 | 9.9318 | Zone Substation | N-1 | Normal (N)
Eyre Peninsula | Uley 11kV | 10% POE Forecast | MVA | 2028 | 0.32737 | Zone Substation | None | Normal (N)
Eyre Peninsula | Uley South 11kV | 10% POE Forecast | MVA | 2028 | 0.65953 | Zone Substation | None | Normal (N)
Eastern Hills | Uraidla 11kV | 10% POE Forecast | MVA | 2028 | 5.3227 | Zone Substation | None | Normal (N)
Eastern Hills | Uraidla 33kV | 10% POE Forecast | MVA | 2028 | 16.4735 | Zone Substation | None | Normal (N)
Eastern Hills | Verdun 11kV | 10% POE Forecast | MVA | 2028 | 1.0357 | Zone Substation | None | Normal (N)
Metro South | Victor Harbor 11kV | 10% POE Forecast | MVA | 2028 | 26.8635 | Zone Substation | None | Normal (N)
Metro North | Virginia 11kV | 10% POE Forecast | MVA | 2028 | 8.6346 | Zone Substation | None | Normal (N)
Riverland | Waikerie 11kV | 10% POE Forecast | MVA | 2028 | 8.2729 | Zone Substation | None | Normal (N)
Murraylands | Walker Flat 11kV | 10% POE Forecast | MVA | 2028 | 1.4324 | Zone Substation | None | Normal (N)
Yorke Peninsula | Wallaroo 11kV | 10% POE Forecast | MVA | 2028 | 11.0799 | Zone Substation | None | Normal (N)
Yorke Peninsula | Warooka 11kV | 10% POE Forecast | MVA | 2028 | 2.5414 | Zone Substation | None | Normal (N)
Mid North | Wasleys 11kV | 10% POE Forecast | MVA | 2028 | 1.8336 | Zone Substation | None | Normal (N)
Mid North | Waterloo 33kV | 10% POE Forecast | MVA | 2028 | 9.706 | Connection Point | None | Normal (N)
Mid North | Waterloo Town 11kV | 10% POE Forecast | MVA | 2028 | 0.30866 | Zone Substation | None | Normal (N)
Murraylands | White Sands 11kV | 10% POE Forecast | MVA | 2028 | 4.6096 | Zone Substation | None | Normal (N)
Adelaide Central | Whitmore Square 11kV | 10% POE Forecast | MVA | 2028 | 44.6578 | Zone Substation | None | Normal (N)
Eyre Peninsula | Whyalla Central 33kV | 10% POE Forecast | MVA | 2028 | 84.7941 | Connection Point | None | Normal (N)
Eyre Peninsula | Whyalla City 11kV | 10% POE Forecast | MVA | 2028 | 20.4829 | Zone Substation | None | Normal (N)
Eyre Peninsula | Whyalla North 11kV | 10% POE Forecast | MVA | 2028 | 0.5069 | Zone Substation | None | Normal (N)
Eyre Peninsula | Whyalla Stuart 11kV | 10% POE Forecast | MVA | 2028 | 18.8451 | Zone Substation | None | Normal (N)
Mid North | Williamstown 11kV | 10% POE Forecast | MVA | 2028 | 1.0327 | Zone Substation | None | Normal (N)
Mid North | Williamstown South 11kV | 10% POE Forecast | MVA | 2028 | 2.7395 | Zone Substation | None | Normal (N)
Metro South | Willunga 11kV | 10% POE Forecast | MVA | 2028 | 5.0774 | Zone Substation | None | Normal (N)
Metro South | Willunga 33kV | 10% POE Forecast | MVA | 2028 | 0 | Zone Substation | None | Normal (N)
Upper North | Wilmington 11kV | 10% POE Forecast | MVA | 2028 | 0.91745 | Zone Substation | None | Normal (N)
Upper North | Wirrabara Forest 11kV | 10% POE Forecast | MVA | 2028 | 0.46798 | Zone Substation | None | Normal (N)
Upper North | Wirrabara South 11kV | 10% POE Forecast | MVA | 2028 | 0.069908 | Zone Substation | None | Normal (N)
Metro South | Wirrina Cove 11kV | 10% POE Forecast | MVA | 2028 | 0.82966 | Zone Substation | None | Normal (N)
Upper North | Wongyarra 11kV | 10% POE Forecast | MVA | 2028 | 0.13982 | Zone Substation | None | Normal (N)
Metro East | Woodforde 11kV | 10% POE Forecast | MVA | 2028 | 39.8954 | Zone Substation | None | Normal (N)
Murraylands | Woods Point 11kV | 10% POE Forecast | MVA | 2028 | 2.5996 | Zone Substation | None | Normal (N)
Eastern Hills | Woodside 11kV | 10% POE Forecast | MVA | 2028 | 9.4409 | Zone Substation | Reverse N-1 | Normal (N)
Metro West | Woodville 11kV | 10% POE Forecast | MVA | 2028 | 10.9628 | Zone Substation | None | Normal (N)
Metro West | Woodville 33kV | 10% POE Forecast | MVA | 2028 | 0 | Zone Substation | None | Normal (N)
Riverland | Woolpunda 11kV | 10% POE Forecast | MVA | 2028 | 8.6068 | Zone Substation | None | Normal (N)
Eyre Peninsula | Wudinna 11kV | 10% POE Forecast | MVA | 2028 | 2.1207 | Zone Substation | None | Normal (N)
Eyre Peninsula | Wudinna 66kV | 10% POE Forecast | MVA | 2028 | 15.6486 | Connection Point | None | Normal (N)
Eyre Peninsula | Yadnarie 66kV | 10% POE Forecast | MVA | 2028 | 13.8316 | Connection Point | None | Normal (N)
Metro South | Yankalilla 11kV | 10% POE Forecast | MVA | 2028 | 8.5533 | Zone Substation | None | Normal (N)
Metro South | Yankalilla 33kV | 10% POE Forecast | MVA | 2028 | 1.4625 | Zone Substation | None | Normal (N)
Metro South | Yankalilla Hill 11kV | 10% POE Forecast | MVA | 2028 | 0.1536 | Zone Substation | None | Normal (N)
Upper North | Yongala 11kV | 10% POE Forecast | MVA | 2028 | 0.072202 | Zone Substation | None | Normal (N)
Yorke Peninsula | Yorketown 11kV | 10% POE Forecast | MVA | 2028 | 1.4615 | Zone Substation | None | Normal (N)
Adelaide Central | ACR 66kV | 10% POE Forecast | MVA | 2029 | 216.809 | Connection Point | None | Normal (N)
Eastern Hills | Aldgate 11kV | 10% POE Forecast | MVA | 2029 | 7.6767 | Zone Substation | None | Normal (N)
Metro South | Aldinga 11kV | 10% POE Forecast | MVA | 2029 | 22.7254 | Zone Substation | None | Normal (N)
South East | Allendale East 11kV | 10% POE Forecast | MVA | 2029 | 4.1924 | Zone Substation | None | Normal (N)
Mid North | Alma 11kV | 10% POE Forecast | MVA | 2029 | 0.12572 | Zone Substation | None | Normal (N)
Metro South | American River 11kV | 10% POE Forecast | MVA | 2029 | 0.57126 | Zone Substation | None | Normal (N)
Eastern Hills | Angas Creek 33kV | 10% POE Forecast | MVA | 2029 | 20.3736 | Connection Point | None | Normal (N)
Mid North | Angaston 11kV | 10% POE Forecast | MVA | 2029 | 18.0854 | Zone Substation | None | Normal (N)
Metro North | Angle Vale 11kV | 10% POE Forecast | MVA | 2029 | 27.7653 | Zone Substation | None | Normal (N)
Yorke Peninsula | Ardrossan 11kV | 10% POE Forecast | MVA | 2029 | 2.2856 | Zone Substation | None | Normal (N)
Yorke Peninsula | Ardrossan West 33kV | 10% POE Forecast | MVA | 2029 | 15.9475 | Connection Point | None | Normal (N)
Eyre Peninsula | Arno Bay 11kV | 10% POE Forecast | MVA | 2029 | 0.93271 | Zone Substation | None | Normal (N)
Metro South | Ascot Park 11kV | 10% POE Forecast | MVA | 2029 | 24.7301 | Zone Substation | N | Normal (N)
Metro West | Athol Park 11kV | 10% POE Forecast | MVA | 2029 | 19.9616 | Zone Substation | None | Normal (N)
Mid North | Auburn 11kV | 10% POE Forecast | MVA | 2029 | 3.3216 | Zone Substation | None | Normal (N)
Yorke Peninsula | Balaklava 7.6kV | 10% POE Forecast | MVA | 2029 | 3.449 | Zone Substation | None | Normal (N)
Eastern Hills | Balhannah 33kV | 10% POE Forecast | MVA | 2029 | 23.222 | Zone Substation | None | Normal (N)
Upper North | Baroota 33kV | 10% POE Forecast | MVA | 2029 | 10.0184 | Connection Point | None | Normal (N)
Upper North | Baroota Town 11kV | 10% POE Forecast | MVA | 2029 | 0.24276 | Zone Substation | None | Normal (N)
Mid North | Barossa South TF1 11kV | 10% POE Forecast | MVA | 2029 | 2.8786 | Zone Substation | None | Normal (N)
Mid North | Barossa South TF2 11kV | 10% POE Forecast | MVA | 2029 | 4.2925 | Zone Substation | None | Normal (N)
South East | Beachport 11kV | 10% POE Forecast | MVA | 2029 | 1.3109 | Zone Substation | None | Normal (N)
Murraylands | Belvedere Road 7.6kV | 10% POE Forecast | MVA | 2029 | 0.15543 | Zone Substation | None | Normal (N)
Riverland | Berri 11kV | 10% POE Forecast | MVA | 2029 | 16.9053 | Zone Substation | None | Normal (N)
Riverland | Berri 66kV | 10% POE Forecast | MVA | 2029 | 98.7907 | Connection Point | None | Normal (N)
Murraylands | Binnies 11kV | 10% POE Forecast | MVA | 2029 | 1.0001 | Zone Substation | None | Normal (N)
Eastern Hills | Birdwood 11kV | 10% POE Forecast | MVA | 2029 | 3.5799 | Zone Substation | None | Normal (N)
Yorke Peninsula | Black Point 11kV | 10% POE Forecast | MVA | 2029 | 0.4507 | Zone Substation | None | Normal (N)
Metro West | Blackpool 11kV | 10% POE Forecast | MVA | 2029 | 20.7957 | Zone Substation | None | Normal (N)
Metro South | Blackwood 11kV | 10% POE Forecast | MVA | 2029 | 35.4813 | Zone Substation | None | Normal (N)
South East | Blanche 33kV | 10% POE Forecast | MVA | 2029 | 40.9777 | Connection Point | None | Normal (N)
Upper North | Booleroo Centre 11kV | 10% POE Forecast | MVA | 2029 | 0.64624 | Zone Substation | None | Normal (N)
Eyre Peninsula | Boothby 33kV | 10% POE Forecast | MVA | 2029 | 1.1186 | Zone Substation | N-1 | Normal (N)
Upper North | Booyoolie 11kV | 10% POE Forecast | MVA | 2029 | 0.025768 | Zone Substation | None | Normal (N)
South East | Bordertown 11kV | 10% POE Forecast | MVA | 2029 | 12.516 | Zone Substation | N-1 | Normal (N)
Mid North | Brinkworth 33kV | 10% POE Forecast | MVA | 2029 | 5.6255 | Connection Point | None | Normal (N)
Mid North | Brinkworth Town 11kV | 10% POE Forecast | MVA | 2029 | 0.84065 | Zone Substation | None | Normal (N)
Eastern Hills | Brukunga 11kV | 10% POE Forecast | MVA | 2029 | 0.44248 | Zone Substation | None | Normal (N)
Upper North | Bungama Napperby 11kV | 10% POE Forecast | MVA | 2029 | 1.2307 | Zone Substation | None | Normal (N)
Metro East | Burnside 11kV | 10% POE Forecast | MVA | 2029 | 14.5045 | Zone Substation | None | Normal (N)
Mid North | Burra TF2 11kV | 10% POE Forecast | MVA | 2029 | 2.0795 | Zone Substation | None | Normal (N)
Riverland | Cadell 11kV | 10% POE Forecast | MVA | 2029 | 1.3666 | Zone Substation | None | Normal (N)
Murraylands | Caloote 11kV | 10% POE Forecast | MVA | 2029 | 1.9044 | Zone Substation | None | Normal (N)
Upper North | Caltowie 11kV | 10% POE Forecast | MVA | 2029 | 0.11187 | Zone Substation | None | Normal (N)
Murraylands | Cambrai 11kV | 10% POE Forecast | MVA | 2029 | 0.77062 | Zone Substation | None | Normal (N)
Murraylands | Campbell Park 11kV | 10% POE Forecast | MVA | 2029 | 0.5759 | Zone Substation | None | Normal (N)
Metro East | Campbelltown 11kV | 10% POE Forecast | MVA | 2029 | 60.8535 | Zone Substation | None | Normal (N)
Metro South | Cape Jervis 11kV | 10% POE Forecast | MVA | 2029 | 0.69747 | Zone Substation | None | Normal (N)
Metro South | Cape Jervis 33kV | 10% POE Forecast | MVA | 2029 | 13.9008 | Zone Substation | N-1 | Normal (N)
Eyre Peninsula | Caralue 11kV | 10% POE Forecast | MVA | 2029 | 2.7137 | Zone Substation | None | Normal (N)
Metro West | Cavan 11kV | 10% POE Forecast | MVA | 2029 | 44.1295 | Zone Substation | None | Normal (N)
Adelaide Central | CBD 33kV | 10% POE Forecast | MVA | 2029 | 22.152 | Zone Substation | None | Normal (N)
Eyre Peninsula | Ceduna 11kV | 10% POE Forecast | MVA | 2029 | 7.8882 | Zone Substation | None | Normal (N)
Eastern Hills | Chain of Ponds 11kV | 10% POE Forecast | MVA | 2029 | 0.45303 | Zone Substation | None | Normal (N)
Metro West | Cheltenham 11kV | 10% POE Forecast | MVA | 2029 | 14.4934 | Zone Substation | None | Normal (N)
Metro West | Cheltenham 33kV | 10% POE Forecast | MVA | 2029 | 0 | Zone Substation | None | Normal (N)
Mid North | Clare 11kV | 10% POE Forecast | MVA | 2029 | 10.7828 | Zone Substation | None | Normal (N)
Mid North | Clare North 33kV | 10% POE Forecast | MVA | 2029 | 13.4641 | Connection Point | None | Normal (N)
Metro South | Clarence Gardens 11kV | 10% POE Forecast | MVA | 2029 | 22.5233 | Zone Substation | None | Normal (N)
Metro South | Clarendon 11kV | 10% POE Forecast | MVA | 2029 | 3.8409 | Zone Substation | None | Normal (N)
Metro East | Clearview 11kV | 10% POE Forecast | MVA | 2029 | 30.083 | Zone Substation | N | Normal (N)
Eyre Peninsula | Cleve 11kV | 10% POE Forecast | MVA | 2029 | 1.9681 | Zone Substation | None | Normal (N)
Eyre Peninsula | Cleve 33kV | 10% POE Forecast | MVA | 2029 | 7.8008 | Zone Substation | N-1 | Normal (N)
Eyre Peninsula | Coffin Bay 11kV | 10% POE Forecast | MVA | 2029 | 1.9198 | Zone Substation | None | Normal (N)
Mid North | Collinsfield 11kV | 10% POE Forecast | MVA | 2029 | 0.66494 | Zone Substation | None | Normal (N)
Murraylands | Coomandook 11kV | 10% POE Forecast | MVA | 2029 | 0.48073 | Zone Substation | None | Normal (N)
Murraylands | Coonalpyn 11kV | 10% POE Forecast | MVA | 2029 | 0.48712 | Zone Substation | None | Normal (N)
South East | Coonawarra 11kV | 10% POE Forecast | MVA | 2029 | 4.37 | Zone Substation | None | Normal (N)
Upper North | Copley Nepabunna 33kV | 10% POE Forecast | MVA | 2029 | 0.26263 | Zone Substation | N-1 | Normal (N)
Riverland | Cordola 11kV | 10% POE Forecast | MVA | 2029 | 2.1235 | Zone Substation | None | Normal (N)
Adelaide Central | Coromandel Place 11kV | 10% POE Forecast | MVA | 2029 | 51.2733 | Zone Substation | None | Normal (N)
Eyre Peninsula | Cowell 11kV | 10% POE Forecast | MVA | 2029 | 2.4595 | Zone Substation | None | Normal (N)
Metro West | Croydon 11kV | 10% POE Forecast | MVA | 2029 | 28.0352 | Zone Substation | None | Normal (N)
Metro West | Croydon Park 11kV | 10% POE Forecast | MVA | 2029 | 18.1953 | Zone Substation | None | Normal (N)
Upper North | Crystal Brook 11kV | 10% POE Forecast | MVA | 2029 | 2.2287 | Zone Substation | None | Normal (N)
Metro South | Cudmore Park 11kV | 10% POE Forecast | MVA | 2029 | 12.8792 | Zone Substation | None | Normal (N)
Eyre Peninsula | Cummins 11kV | 10% POE Forecast | MVA | 2029 | 2.9948 | Zone Substation | None | Normal (N)
Yorke Peninsula | Curramulka 7.6kV | 10% POE Forecast | MVA | 2029 | 0.20223 | Zone Substation | None | Normal (N)
Yorke Peninsula | Curramulka South 11kV | 10% POE Forecast | MVA | 2029 | 0.11042 | Zone Substation | None | Normal (N)
Yorke Peninsula | Dalrymple 33kV | 10% POE Forecast | MVA | 2029 | 7.6696 | Connection Point | None | Normal (N)
Eyre Peninsula | Darke Peak 11kV | 10% POE Forecast | MVA | 2029 | 0.34564 | Zone Substation | None | Normal (N)
Upper North | Davenport West 33kV | 10% POE Forecast | MVA | 2029 | 50.6881 | Connection Point | None | Normal (N)
Eastern Hills | Deloraine 11kV | 10% POE Forecast | MVA | 2029 | 0.36647 | Zone Substation | None | Normal (N)
Metro North | Direk 11kV | 10% POE Forecast | MVA | 2029 | 25.948 | Zone Substation | None | Normal (N)
Mid North | Dorrien 33kV | 10% POE Forecast | MVA | 2029 | 70.0902 | Connection Point | None | Normal (N)
Mid North | Dorrien TF4 11kV | 10% POE Forecast | MVA | 2029 | 9.6233 | Zone Substation | None | Normal (N)
Mid North | Dorrien TF5 11kV | 10% POE Forecast | MVA | 2029 | 5.7322 | Zone Substation | None | Normal (N)
Yorke Peninsula | Dowlingville 11kV | 10% POE Forecast | MVA | 2029 | 0.032539 | Zone Substation | None | Normal (N)
Adelaide Central | East Terrace 11kV | 10% POE Forecast | MVA | 2029 | 35.9914 | Zone Substation | None | Normal (N)
Metro North | Edinburgh 11kV | 10% POE Forecast | MVA | 2029 | 9.6568 | Zone Substation | None | Normal (N)
Yorke Peninsula | Edithburgh 11kV | 10% POE Forecast | MVA | 2029 | 1.5308 | Zone Substation | None | Normal (N)
Metro North | Elizabeth Downs 11kV | 10% POE Forecast | MVA | 2029 | 51.667 | Zone Substation | None | Normal (N)
Metro North | Elizabeth Heights 11kV | 10% POE Forecast | MVA | 2029 | 20.8345 | Zone Substation | None | Normal (N)
Metro North | Elizabeth South 11kV | 10% POE Forecast | MVA | 2029 | 11.8605 | Zone Substation | None | Normal (N)
Mid North | Eudunda 11kV | 10% POE Forecast | MVA | 2029 | 1.7485 | Zone Substation | None | Normal (N)
Metro North | Evanston 11kV | 10% POE Forecast | MVA | 2029 | 47.9114 | Zone Substation | N-1 | Normal (N)
Metro North | Evanston 33kV | 10% POE Forecast | MVA | 2029 | 0 | Zone Substation | None | Normal (N)
Metro West | Findon 11kV | 10% POE Forecast | MVA | 2029 | 20.3282 | Zone Substation | None | Normal (N)
Metro West | Flinders Park 11kV | 10% POE Forecast | MVA | 2029 | 22.0271 | Zone Substation | None | Normal (N)
Mid North | Florieton SWER 19kV | 10% POE Forecast | MVA | 2029 | 0.099353 | Connection Point | None | Normal (N)
Eastern Hills | Forreston 11kV | 10% POE Forecast | MVA | 2029 | 0.97002 | Zone Substation | None | Normal (N)
Mid North | Freeling 11kV | 10% POE Forecast | MVA | 2029 | 0.67074 | Zone Substation | None | Normal (N)
Mid North | Freeling North 11kV | 10% POE Forecast | MVA | 2029 | 3.4831 | Zone Substation | None | Normal (N)
Metro West | Fulham Gardens 11kV | 10% POE Forecast | MVA | 2029 | 46.5604 | Zone Substation | None | Normal (N)
Upper North | Fullerville 11kV | 10% POE Forecast | MVA | 2029 | 0.10246 | Zone Substation | None | Normal (N)
Mid North | Gawler Belt TF1 11kV | 10% POE Forecast | MVA | 2029 | 5.7049 | Zone Substation | None | Normal (N)
Mid North | Gawler Belt TF2 11kV | 10% POE Forecast | MVA | 2029 | 5.8859 | Zone Substation | None | Normal (N)
Mid North | Georgetown 11kV | 10% POE Forecast | MVA | 2029 | 0.17716 | Zone Substation | None | Normal (N)
Murraylands | Geranium 11kV | 10% POE Forecast | MVA | 2029 | 0.095512 | Zone Substation | None | Normal (N)
Upper North | Gladstone 11kV | 10% POE Forecast | MVA | 2029 | 2.4336 | Zone Substation | None | Normal (N)
Metro West | Glanville 11kV | 10% POE Forecast | MVA | 2029 | 16.9263 | Zone Substation | None | Normal (N)
South East | Glencoe 11kV | 10% POE Forecast | MVA | 2029 | 1.2047 | Zone Substation | None | Normal (N)
Metro South | Glenelg North 11kV | 10% POE Forecast | MVA | 2029 | 23.9861 | Zone Substation | None | Normal (N)
Riverland | Glossop 11kV | 10% POE Forecast | MVA | 2029 | 12.5923 | Zone Substation | None | Normal (N)
Metro East | Golden Grove 11kV | 10% POE Forecast | MVA | 2029 | 54.5586 | Zone Substation | None | Normal (N)
Mid North | Gomersal North 11kV | 10% POE Forecast | MVA | 2029 | 0.32783 | Zone Substation | None | Normal (N)
Metro South | Goolwa 11kV | 10% POE Forecast | MVA | 2029 | 17.555 | Zone Substation | None | Normal (N)
Mid North | Gulnare 11kV | 10% POE Forecast | MVA | 2029 | 0.12194 | Zone Substation | None | Normal (N)
Eastern Hills | Gumeracha 11kV | 10% POE Forecast | MVA | 2029 | 0 | Zone Substation | None | Normal (N)
Eastern Hills | Gumeracha Weir 11kV | 10% POE Forecast | MVA | 2029 | 0.14554 | Zone Substation | None | Normal (N)
Eastern Hills | Gumhaven 11kV | 10% POE Forecast | MVA | 2029 | 0.067794 | Zone Substation | None | Normal (N)
Metro South | Hackham 11kV | 10% POE Forecast | MVA | 2029 | 19.6303 | Zone Substation | N-1 | Normal (N)
Eastern Hills | Hahndorf 11kV | 10% POE Forecast | MVA | 2029 | 5.7572 | Zone Substation | None | Normal (N)
Mid North | Halbury 11kV | 10% POE Forecast | MVA | 2029 | 0.1173 | Zone Substation | None | Normal (N)
Mid North | Hamley Bridge 11kV | 10% POE Forecast | MVA | 2029 | 2.721 | Zone Substation | None | Normal (N)
Metro South | Happy Valley 11kV | 10% POE Forecast | MVA | 2029 | 44.3129 | Zone Substation | None | Normal (N)
Metro East | Harrow 11kV | 10% POE Forecast | MVA | 2029 | 24.1791 | Zone Substation | None | Normal (N)
South East | Hatherleigh 11kV | 10% POE Forecast | MVA | 2029 | 0.081673 | Zone Substation | None | Normal (N)
Upper North | Hawker 11kV | 10% POE Forecast | MVA | 2029 | 1.0302 | Zone Substation | None | Normal (N)
Metro South | Hay Flat 11kV | 10% POE Forecast | MVA | 2029 | 0.10526 | Zone Substation | None | Normal (N)
Metro West | Henley South 11kV | 10% POE Forecast | MVA | 2029 | 38.9718 | Zone Substation | None | Normal (N)
Eastern Hills | Hermitage 11kV | 10% POE Forecast | MVA | 2029 | 0.17187 | Zone Substation | None | Normal (N)
Metro East | Hillcrest 11kV | 10% POE Forecast | MVA | 2029 | 44.003 | Zone Substation | None | Normal (N)
Adelaide Central | Hindley Street 11kV | 10% POE Forecast | MVA | 2029 | 53.9916 | Zone Substation | None | Normal (N)
Metro East | Holden Hill 11kV | 10% POE Forecast | MVA | 2029 | 42.9459 | Zone Substation | None | Normal (N)
Metro East | Hope Valley 11kV | 10% POE Forecast | MVA | 2029 | 21.2099 | Zone Substation | None | Normal (N)
Eastern Hills | Houghton 7.6kV | 10% POE Forecast | MVA | 2029 | 2.2067 | Zone Substation | None | Normal (N)
Mid North | Hoyleton 11kV | 10% POE Forecast | MVA | 2029 | 0.11897 | Zone Substation | None | Normal (N)
Yorke Peninsula | Hummocks 33kV | 10% POE Forecast | MVA | 2029 | 16.2952 | Connection Point | None | Normal (N)
Metro East | Ingle Farm 11kV | 10% POE Forecast | MVA | 2029 | 38.4415 | Zone Substation | None | Normal (N)
South East | Inverness 11kV | 10% POE Forecast | MVA | 2029 | 0.88175 | Zone Substation | None | Normal (N)
Murraylands | Jabuk 11kV | 10% POE Forecast | MVA | 2029 | 0.094629 | Zone Substation | None | Normal (N)
Yorke Peninsula | James Well 11kV | 10% POE Forecast | MVA | 2029 | 0.47768 | Zone Substation | None | Normal (N)
Upper North | Jamestown 11kV | 10% POE Forecast | MVA | 2029 | 2.734 | Zone Substation | Reverse N-1 | Normal (N)
Murraylands | Jervois 11kV | 10% POE Forecast | MVA | 2029 | 3.7583 | Zone Substation | None | Normal (N)
Yorke Peninsula | Kadina 11kV | 10% POE Forecast | MVA | 2029 | 10.5895 | Zone Substation | None | Normal (N)
Yorke Peninsula | Kadina East 33kV | 10% POE Forecast | MVA | 2029 | 34.7153 | Connection Point | None | Normal (N)
South East | Kalangadoo 11kV | 10% POE Forecast | MVA | 2029 | 0.63449 | Zone Substation | None | Normal (N)
South East | Kalangadoo West 11kV | 10% POE Forecast | MVA | 2029 | 0.88445 | Zone Substation | None | Normal (N)
Eastern Hills | Kanmantoo Copper Mine 11kV | 10% POE Forecast | MVA | 2029 | 2.003 | Connection Point | None | Normal (N)
Mid North | Kapunda TF1 11kV | 10% POE Forecast | MVA | 2029 | 4.2537 | Zone Substation | None | Normal (N)
Mid North | Kapunda TF2 11kV | 10% POE Forecast | MVA | 2029 | 3.3061 | Zone Substation | None | Normal (N)
Murraylands | Karoonda 11kV | 10% POE Forecast | MVA | 2029 | 0.96368 | Zone Substation | Reverse N | Normal (N)
South East | Keith 11kV | 10% POE Forecast | MVA | 2029 | 6.2305 | Zone Substation | None | Normal (N)
South East | Keith 33kV | 10% POE Forecast | MVA | 2029 | 25.1435 | Connection Point | None | Normal (N)
Metro East | Kent Town 11kV | 10% POE Forecast | MVA | 2029 | 32.5329 | Zone Substation | None | Normal (N)
Eastern Hills | Kersbrook 11kV | 10% POE Forecast | MVA | 2029 | 0.62661 | Zone Substation | None | Normal (N)
Metro South | Keswick 11kV | 10% POE Forecast | MVA | 2029 | 34.7919 | Zone Substation | None | Normal (N)
Murraylands | Ki Ki 11kV | 10% POE Forecast | MVA | 2029 | 0.12479 | Zone Substation | None | Normal (N)
Metro West | Kilburn 11kV | 10% POE Forecast | MVA | 2029 | 55.7123 | Zone Substation | None | Normal (N)
Metro East | Kilburn South 11kV | 10% POE Forecast | MVA | 2029 | 18.1175 | Zone Substation | None | Normal (N)
Metro West | Kilkenny 11kV | 10% POE Forecast | MVA | 2029 | 21.5665 | Zone Substation | None | Normal (N)
South East | Kincraig 33kV | 10% POE Forecast | MVA | 2029 | 22.43 | Connection Point | None | Normal (N)
Metro South | Kingscote 11kV | 10% POE Forecast | MVA | 2029 | 4.1219 | Zone Substation | None | Normal (N)
South East | Kingston SE 11kV | 10% POE Forecast | MVA | 2029 | 3.6956 | Zone Substation | None | Normal (N)
Metro South | Kingswood 11kV | 10% POE Forecast | MVA | 2029 | 60.7255 | Zone Substation | None | Normal (N)
South East | Kongorong 11kV | 10% POE Forecast | MVA | 2029 | 0.88772 | Zone Substation | None | Normal (N)
South East | Kumorna 11kV | 10% POE Forecast | MVA | 2029 | 0.70981 | Zone Substation | None | Normal (N)
Mid North | Kybunga 11kV | 10% POE Forecast | MVA | 2029 | 0.078914 | Zone Substation | None | Normal (N)
Murraylands | Lameroo 11kV | 10% POE Forecast | MVA | 2029 | 1.4407 | Zone Substation | None | Normal (N)
Eastern Hills | Langhorne Creek 11kV | 10% POE Forecast | MVA | 2029 | 4.2209 | Zone Substation | None | Normal (N)
Metro West | Largs North 11kV | 10% POE Forecast | MVA | 2029 | 18.1708 | Zone Substation | None | Normal (N)
Metro West | Lefevre 11kV | 10% POE Forecast | MVA | 2029 | 11.5519 | Zone Substation | None | Normal (N)
Upper North | Leigh Creek South 33kV | 10% POE Forecast | MVA | 2029 | 1.0908 | Connection Point | None | Normal (N)
Metro East | Linden Park 11kV | 10% POE Forecast | MVA | 2029 | 41.8668 | Zone Substation | None | Normal (N)
Eyre Peninsula | Little Swamp 11kV | 10% POE Forecast | MVA | 2029 | 0.212 | Zone Substation | None | Normal (N)
Eastern Hills | Lobethal 11kV | 10% POE Forecast | MVA | 2029 | 8.4943 | Zone Substation | None | Normal (N)
Eyre Peninsula | Lock 11kV | 10% POE Forecast | MVA | 2029 | 0.83512 | Zone Substation | None | Normal (N)
Riverland | Loveday 11kV | 10% POE Forecast | MVA | 2029 | 12.6061 | Zone Substation | None | Normal (N)
Metro South | Lower Mitcham 11kV | 10% POE Forecast | MVA | 2029 | 24.8088 | Zone Substation | None | Normal (N)
Riverland | Loxton 11kV | 10% POE Forecast | MVA | 2029 | 14.418 | Zone Substation | None | Normal (N)
South East | Lucindale 11kV | 10% POE Forecast | MVA | 2029 | 1.3837 | Zone Substation | None | Normal (N)
Mid North | Lyndoch 11kV | 10% POE Forecast | MVA | 2029 | 3.4071 | Zone Substation | None | Normal (N)
Mid North | Lyndoch South 7.6kV | 10% POE Forecast | MVA | 2029 | 0.38334 | Zone Substation | None | Normal (N)
Riverland | Lyrup 11kV | 10% POE Forecast | MVA | 2029 | 5.5807 | Zone Substation | None | Normal (N)
Metro South | MacGillivray 11kV | 10% POE Forecast | MVA | 2029 | 2.3132 | Zone Substation | None | Normal (N)
Yorke Peninsula | Maitland 11kV | 10% POE Forecast | MVA | 2029 | 4.241 | Zone Substation | None | Normal (N)
Mid North | Mallala 11kV | 10% POE Forecast | MVA | 2029 | 5.0745 | Zone Substation | None | Normal (N)
Murraylands | Mannum 33kV | 10% POE Forecast | MVA | 2029 | 15.3952 | Connection Point | None | Normal (N)
Murraylands | Mannum Town 7.6kV | 10% POE Forecast | MVA | 2029 | 4.9975 | Zone Substation | None | Normal (N)
Yorke Peninsula | Marion Bay 11kV | 10% POE Forecast | MVA | 2029 | 0.65183 | Zone Substation | None | Normal (N)
Mid North | Marrabel 11kV | 10% POE Forecast | MVA | 2029 | 0.97526 | Zone Substation | None | Normal (N)
Metro South | McLaren Flat TF1 11kV | 10% POE Forecast | MVA | 2029 | 7.361 | Zone Substation | None | Normal (N)
Metro South | McLaren Flat TF2 11kV | 10% POE Forecast | MVA | 2029 | 6.9208 | Zone Substation | None | Normal (N)
Metro South | McLaren Vale 11kV | 10% POE Forecast | MVA | 2029 | 0 | Zone Substation | None | Normal (N)
Metro South | McLaren Vale Vineyard 11kV | 10% POE Forecast | MVA | 2029 | 0 | Zone Substation | None | Normal (N)
Eastern Hills | Meadows 11kV | 10% POE Forecast | MVA | 2029 | 6.3129 | Zone Substation | Reverse N-1 | Normal (N)
Upper North | Melrose 11kV | 10% POE Forecast | MVA | 2029 | 0.40746 | Zone Substation | None | Normal (N)
Murraylands | Meningie 11kV | 10% POE Forecast | MVA | 2029 | 2.2528 | Zone Substation | None | Normal (N)
Metro East | Metro East 66kV | 10% POE Forecast | MVA | 2029 | 795.922 | Connection Point | None | Normal (N)
Metro North | Metro North 66kV | 10% POE Forecast | MVA | 2029 | 415.4383 | Connection Point | None | Normal (N)
Metro South | Metro South 66kV | 10% POE Forecast | MVA | 2029 | 833.0289 | Connection Point | None | Normal (N)
Metro West | Metro West 66kV | 10% POE Forecast | MVA | 2029 | 485.3003 | Connection Point | None | Normal (N)
Eastern Hills | Milang 11kV | 10% POE Forecast | MVA | 2029 | 4.2607 | Zone Substation | None | Normal (N)
South East | Millicent 11kV | 10% POE Forecast | MVA | 2029 | 5.914 | Zone Substation | None | Normal (N)
Yorke Peninsula | Minlaton 11kV | 10% POE Forecast | MVA | 2029 | 2.1317 | Zone Substation | None | Normal (N)
Murraylands | Mobilong 33kV | 10% POE Forecast | MVA | 2029 | 45.2289 | Connection Point | None | Normal (N)
Murraylands | Monarto Central 11kV | 10% POE Forecast | MVA | 2029 | 2.1674 | Zone Substation | None | Normal (N)
Murraylands | Monarto South 11kV | 10% POE Forecast | MVA | 2029 | 4.7878 | Zone Substation | None | Normal (N)
Yorke Peninsula | Moonta 11kV | 10% POE Forecast | MVA | 2029 | 12.0374 | Zone Substation | N-1 | Normal (N)
Eyre Peninsula | Moorkitabie 11kV | 10% POE Forecast | MVA | 2029 | 0.78589 | Zone Substation | None | Normal (N)
Riverland | Morgan 11kV | 10% POE Forecast | MVA | 2029 | 1.4441 | Zone Substation | N | Normal (N)
Metro South | Morphett Vale East 11kV | 10% POE Forecast | MVA | 2029 | 38.8934 | Zone Substation | None | Normal (N)
Metro South | Morphettville 11kV | 10% POE Forecast | MVA | 2029 | 28.6086 | Zone Substation | None | Normal (N)
Eastern Hills | Mount Barker 11kV | 10% POE Forecast | MVA | 2029 | 38.1063 | Zone Substation | None | Normal (N)
Eastern Hills | Mount Barker 66kV | 10% POE Forecast | MVA | 2029 | 116.7546 | Connection Point | None | Normal (N)
South East | Mount Burr 11kV | 10% POE Forecast | MVA | 2029 | 0.41901 | Zone Substation | None | Normal (N)
South East | Mount Gambier 11kV | 10% POE Forecast | MVA | 2029 | 15.0233 | Zone Substation | None | Normal (N)
South East | Mount Gambier 33kV | 10% POE Forecast | MVA | 2029 | 26.4857 | Connection Point | None | Normal (N)
South East | Mount Gambier North 11kV | 10% POE Forecast | MVA | 2029 | 12.4479 | Zone Substation | N-1 | Normal (N)
South East | Mount Gambier West 11kV | 10% POE Forecast | MVA | 2029 | 16.7281 | Zone Substation | None | Normal (N)
Upper North | Mount Gunson 33kV | 10% POE Forecast | MVA | 2029 | 0.78923 | Connection Point | None | Normal (N)
Eastern Hills | Mount Pleasant 11kV | 10% POE Forecast | MVA | 2029 | 2.4751 | Zone Substation | None | Normal (N)
South East | Mount Schank 11kV | 10% POE Forecast | MVA | 2029 | 3.0706 | Zone Substation | None | Normal (N)
Murraylands | Murray Bridge North 11kV | 10% POE Forecast | MVA | 2029 | 14.0894 | Zone Substation | None | Normal (N)
Murraylands | Murray Bridge South 11kV | 10% POE Forecast | MVA | 2029 | 16.7426 | Zone Substation | None | Normal (N)
Eastern Hills | Mylor 11kV | 10% POE Forecast | MVA | 2029 | 2.432 | Zone Substation | None | Normal (N)
Murraylands | Mypolonga 11kV | 10% POE Forecast | MVA | 2029 | 3.0854 | Zone Substation | None | Normal (N)
Metro South | Myponga 11kV | 10% POE Forecast | MVA | 2029 | 6.7795 | Zone Substation | None | Normal (N)
Eastern Hills | Nairne 11kV | 10% POE Forecast | MVA | 2029 | 8.5604 | Zone Substation | Reverse N-1 | Normal (N)
South East | Nangwarry 11kV | 10% POE Forecast | MVA | 2029 | 0.58178 | Zone Substation | None | Normal (N)
South East | Naracoorte 11kV | 10% POE Forecast | MVA | 2029 | 11.9549 | Zone Substation | None | Normal (N)
South East | Naracoorte East 11kV | 10% POE Forecast | MVA | 2029 | 5.6761 | Zone Substation | None | Normal (N)
Murraylands | Narrung 11kV | 10% POE Forecast | MVA | 2029 | 1.6277 | Zone Substation | None | Normal (N)
Upper North | Neuroodla 33kV | 10% POE Forecast | MVA | 2029 | 1.0089 | Connection Point | None | Normal (N)
Metro West | New Osborne 11kV | 10% POE Forecast | MVA | 2029 | 0 | Zone Substation | None | Normal (N)
Metro West | New Richmond 11kV | 10% POE Forecast | MVA | 2029 | 36.8306 | Zone Substation | None | Normal (N)
Murraylands | Nildottie 11kV | 10% POE Forecast | MVA | 2029 | 2.2413 | Zone Substation | None | Normal (N)
Yorke Peninsula | Ninnes 11kV | 10% POE Forecast | MVA | 2029 | 1.2395 | Zone Substation | None | Normal (N)
Metro South | Noarlunga Centre 11kV | 10% POE Forecast | MVA | 2029 | 22.8012 | Zone Substation | None | Normal (N)
Metro East | North Adelaide 11kV | 10% POE Forecast | MVA | 2029 | 22.2805 | Zone Substation | None | Normal (N)
Metro South | North Unley 11kV | 10% POE Forecast | MVA | 2029 | 19.4582 | Zone Substation | None | Normal (N)
Riverland | North West Bend 66kV | 10% POE Forecast | MVA | 2029 | 25.6908 | Connection Point | None | Normal (N)
Metro East | Northfield 11kV | 10% POE Forecast | MVA | 2029 | 26.648 | Zone Substation | N | Normal (N)
Metro East | Norwood 11kV | 10% POE Forecast | MVA | 2029 | 65.8531 | Zone Substation | None | Normal (N)
Mid North | Nuriootpa 11kV | 10% POE Forecast | MVA | 2029 | 11.247 | Zone Substation | None | Normal (N)
Metro South | Oaklands 11kV | 10% POE Forecast | MVA | 2029 | 51.3791 | Zone Substation | None | Normal (N)
Upper North | Orroroo 11kV | 10% POE Forecast | MVA | 2029 | 1.3941 | Zone Substation | None | Normal (N)
South East | Padthaway 11kV | 10% POE Forecast | MVA | 2029 | 3.3976 | Zone Substation | None | Normal (N)
Murraylands | Palmer 11kV | 10% POE Forecast | MVA | 2029 | 0.029614 | Zone Substation | None | Normal (N)
Metro South | Panorama 11kV | 10% POE Forecast | MVA | 2029 | 33.0418 | Zone Substation | None | Normal (N)
Metro North | Parafield Gardens 11kV | 10% POE Forecast | MVA | 2029 | 35.818 | Zone Substation | None | Normal (N)
Metro North | Paralowie 11kV | 10% POE Forecast | MVA | 2029 | 21.4137 | Zone Substation | None | Normal (N)
Murraylands | Parilla 11kV | 10% POE Forecast | MVA | 2029 | 2.6043 | Zone Substation | None | Normal (N)
Riverland | Paringa 11kV | 10% POE Forecast | MVA | 2029 | 3.1307 | Zone Substation | None | Normal (N)
Riverland | Paringa 33kV | 10% POE Forecast | MVA | 2029 | 17.1967 | Zone Substation | None | Normal (N)
Yorke Peninsula | Paskeville 11kV | 10% POE Forecast | MVA | 2029 | 0.38224 | Zone Substation | None | Normal (N)
Murraylands | Peake 11kV | 10% POE Forecast | MVA | 2029 | 0.1796 | Zone Substation | None | Normal (N)
Murraylands | Pellaring Flat 11kV | 10% POE Forecast | MVA | 2029 | 0.1013 | Zone Substation | None | Normal (N)
Metro North | Penfield 11kV | 10% POE Forecast | MVA | 2029 | 24.7021 | Zone Substation | None | Normal (N)
Metro South | Penneshaw 11kV | 10% POE Forecast | MVA | 2029 | 2.0248 | Zone Substation | None | Normal (N)
South East | Penola 11kV | 10% POE Forecast | MVA | 2029 | 3.0151 | Zone Substation | None | Normal (N)
South East | Penola West 33kV | 10% POE Forecast | MVA | 2029 | 8.6724 | Connection Point | None | Normal (N)
Upper North | Peterborough 11kV | 10% POE Forecast | MVA | 2029 | 1.9938 | Zone Substation | None | Normal (N)
Eastern Hills | Piccadilly 11kV | 10% POE Forecast | MVA | 2029 | 1.7546 | Zone Substation | None | Normal (N)
Murraylands | Pinnaroo 11kV | 10% POE Forecast | MVA | 2029 | 1.9706 | Zone Substation | None | Normal (N)
Murraylands | Pinnaroo South 11kV | 10% POE Forecast | MVA | 2029 | 0.030022 | Zone Substation | None | Normal (N)
Metro South | Plympton 11kV | 10% POE Forecast | MVA | 2029 | 25.4355 | Zone Substation | None | Normal (N)
Eyre Peninsula | Point Boston 11kV | 10% POE Forecast | MVA | 2029 | 1.4771 | Zone Substation | None | Normal (N)
Eyre Peninsula | Polda 11kV | 10% POE Forecast | MVA | 2029 | 0.85005 | Zone Substation | None | Normal (N)
Eyre Peninsula | Poonindie 11kV | 10% POE Forecast | MVA | 2029 | 0.56315 | Zone Substation | None | Normal (N)
Metro West | Port Adelaide 11kV | 10% POE Forecast | MVA | 2029 | 14.1573 | Zone Substation | None | Normal (N)
Metro West | Port Adelaide North 11kV | 10% POE Forecast | MVA | 2029 | 23.4958 | Zone Substation | None | Normal (N)
Upper North | Port Augusta 11kV | 10% POE Forecast | MVA | 2029 | 16.0392 | Zone Substation | None | Normal (N)
Upper North | Port Augusta West TF1 11kV | 10% POE Forecast | MVA | 2029 | 6.5795 | Zone Substation | None | Normal (N)
Upper North | Port Augusta West TF2 11kV | 10% POE Forecast | MVA | 2029 | 3.8299 | Zone Substation | None | Normal (N)
Upper North | Port Broughton 11kV | 10% POE Forecast | MVA | 2029 | 3.8549 | Zone Substation | None | Normal (N)
Yorke Peninsula | Port Clinton 11kV | 10% POE Forecast | MVA | 2029 | 0.66403 | Zone Substation | None | Normal (N)
Upper North | Port Germein 11kV | 10% POE Forecast | MVA | 2029 | 0.94386 | Zone Substation | None | Normal (N)
Yorke Peninsula | Port Giles 11kV | 10% POE Forecast | MVA | 2029 | 1.7218 | Zone Substation | None | Normal (N)
Yorke Peninsula | Port Julia 11kV | 10% POE Forecast | MVA | 2029 | 0.32739 | Zone Substation | None | Normal (N)
Eyre Peninsula | Port Lincoln City 11kV | 10% POE Forecast | MVA | 2029 | 12.9859 | Zone Substation | None | Normal (N)
Eyre Peninsula | Port Lincoln Docks 11kV | 10% POE Forecast | MVA | 2029 | 7.0913 | Zone Substation | None | Normal (N)
Eyre Peninsula | Port Lincoln Marina 11kV | 10% POE Forecast | MVA | 2029 | 9.2524 | Zone Substation | None | Normal (N)
Eyre Peninsula | Port Lincoln Terminal 33kV | 10% POE Forecast | MVA | 2029 | 41.1677 | Connection Point | None | Normal (N)
Metro South | Port Noarlunga 11kV | 10% POE Forecast | MVA | 2029 | 38.9057 | Zone Substation | None | Normal (N)
Upper North | Port Pirie Bungama 33kV | 10% POE Forecast | MVA | 2029 | 66.0452 | Connection Point | None | Normal (N)
Upper North | Port Pirie South 11kV | 10% POE Forecast | MVA | 2029 | 25.0567 | Zone Substation | None | Normal (N)
Metro South | Port Stanvac 11kV | 10% POE Forecast | MVA | 2029 | 37.2092 | Zone Substation | None | Normal (N)
Metro South | Port Stanvac TF2 11kV | 10% POE Forecast | MVA | 2029 | 0.27328 | Zone Substation | None | Normal (N)
Yorke Peninsula | Port Vincent 11kV | 10% POE Forecast | MVA | 2029 | 1.5158 | Zone Substation | None | Normal (N)
Riverland | Portee 11kV | 10% POE Forecast | MVA | 2029 | 0.71286 | Zone Substation | N | Normal (N)
Metro East | Prospect 11kV | 10% POE Forecast | MVA | 2029 | 35.461 | Zone Substation | None | Normal (N)
Murraylands | Punyelroo 11kV | 10% POE Forecast | MVA | 2029 | 0.62691 | Zone Substation | None | Normal (N)
Riverland | Pyap 11kV | 10% POE Forecast | MVA | 2029 | 10.3907 | Zone Substation | None | Normal (N)
Riverland | Qualco 11kV | 10% POE Forecast | MVA | 2029 | 3.8614 | Zone Substation | N | Normal (N)
Metro West | Queenstown 11kV | 10% POE Forecast | MVA | 2029 | 18.2466 | Zone Substation | None | Normal (N)
Upper North | Quorn 11kV | 10% POE Forecast | MVA | 2029 | 1.8746 | Zone Substation | None | Normal (N)
Riverland | Ramco 11kV | 10% POE Forecast | MVA | 2029 | 6.6603 | Zone Substation | None | Normal (N)
Metro South | Rapid Bay 11kV | 10% POE Forecast | MVA | 2029 | 0.040544 | Zone Substation | None | Normal (N)
Riverland | Renmark 11kV | 10% POE Forecast | MVA | 2029 | 20.5355 | Zone Substation | None | Normal (N)
Mid North | Riverton 11kV | 10% POE Forecast | MVA | 2029 | 2.097 | Zone Substation | None | Normal (N)
South East | Robe 7.6kV | 10% POE Forecast | MVA | 2029 | 3.5547 | Zone Substation | None | Normal (N)
Mid North | Robertstown 11kV | 10% POE Forecast | MVA | 2029 | 1.0325 | Zone Substation | None | Normal (N)
Riverland | Roonka 11kV | 10% POE Forecast | MVA | 2029 | 3.7303 | Zone Substation | None | Normal (N)
Eyre Peninsula | Rudall 11kV | 10% POE Forecast | MVA | 2029 | 0.39144 | Zone Substation | None | Normal (N)
Metro North | Salisbury 11kV | 10% POE Forecast | MVA | 2029 | 71.9579 | Zone Substation | N | Normal (N)
Metro South | Salt Cliffs 11kV | 10% POE Forecast | MVA | 2029 | 0.12996 | Zone Substation | None | Normal (N)
Mid North | Sandy Creek 11kV | 10% POE Forecast | MVA | 2029 | 2.8561 | Zone Substation | None | Normal (N)
Metro South | Seacombe 11kV | 10% POE Forecast | MVA | 2029 | 50.8293 | Zone Substation | None | Normal (N)
Metro South | Seaford 11kV | 10% POE Forecast | MVA | 2029 | 12.8456 | Zone Substation | None | Normal (N)
Metro South | Second Valley 11kV | 10% POE Forecast | MVA | 2029 | 0.33615 | Zone Substation | None | Normal (N)
Metro South | Sheidow Park 11kV | 10% POE Forecast | MVA | 2029 | 32.8916 | Zone Substation | Reverse N-1 | Normal (N)
Murraylands | Sherlock 11kV | 10% POE Forecast | MVA | 2029 | 0.028398 | Zone Substation | None | Normal (N)
Metro North | Smithfield West 11kV | 10% POE Forecast | MVA | 2029 | 32.6591 | Zone Substation | N-1 | Normal (N)
South East | Snuggery Rural 33kV | 10% POE Forecast | MVA | 2029 | 15.651 | Connection Point | None | Normal (N)
South East | South End 11kV | 10% POE Forecast | MVA | 2029 | 0.42409 | Zone Substation | Reverse N-1 | Normal (N)
Mid North | Spalding 11kV | 10% POE Forecast | MVA | 2029 | 1.0792 | Zone Substation | None | Normal (N)
Metro South | Square Water Hole 11kV | 10% POE Forecast | MVA | 2029 | 4.9698 | Zone Substation | None | Normal (N)
Yorke Peninsula | Stansbury 11kV | 10% POE Forecast | MVA | 2029 | 1.4409 | Zone Substation | None | Normal (N)
Eastern Hills | Stirling East 11kV | 10% POE Forecast | MVA | 2029 | 7.5842 | Zone Substation | None | Normal (N)
Upper North | Stirling North 1 11kV | 10% POE Forecast | MVA | 2029 | 1.878 | Zone Substation | None | Normal (N)
Upper North | Stirling North 2 11kV | 10% POE Forecast | MVA | 2029 | 2.0553 | Zone Substation | None | Normal (N)
Mid North | Stockwell TF1 11kV | 10% POE Forecast | MVA | 2029 | 3.0555 | Zone Substation | None | Normal (N)
Mid North | Stockwell TF2 11kV | 10% POE Forecast | MVA | 2029 | 5.5461 | Zone Substation | None | Normal (N)
Eyre Peninsula | Stony Point 11kV | 10% POE Forecast | MVA | 2029 | 0.17475 | Connection Point | None | Normal (N)
Eastern Hills | Strathalbyn 11kV | 10% POE Forecast | MVA | 2029 | 12.7366 | Zone Substation | None | Normal (N)
Eyre Peninsula | Streaky Bay 11kV | 10% POE Forecast | MVA | 2029 | 3.7742 | Zone Substation | Reverse N-1 | Normal (N)
Riverland | Swan Reach 11kV | 10% POE Forecast | MVA | 2029 | 1.758 | Zone Substation | None | Normal (N)
Riverland | Swan Reach 33kV | 10% POE Forecast | MVA | 2029 | 2.3171 | Zone Substation | None | Normal (N)
Murraylands | Tailem Bend 33kV | 10% POE Forecast | MVA | 2029 | 30.3351 | Connection Point | None | Normal (N)
Murraylands | Tailem Bend Town 11kV | 10% POE Forecast | MVA | 2029 | 3.1743 | Zone Substation | None | Normal (N)
South East | Tantanoola 11kV | 10% POE Forecast | MVA | 2029 | 0.58452 | Zone Substation | None | Normal (N)
Eyre Peninsula | Tarlton 11kV | 10% POE Forecast | MVA | 2029 | 0.68232 | Zone Substation | None | Normal (N)
South East | Tarpeena South 11kV | 10% POE Forecast | MVA | 2029 | 8.0466 | Zone Substation | N-1 | Normal (N)
Metro East | Tea Tree Gully 11kV | 10% POE Forecast | MVA | 2029 | 37.1003 | Zone Substation | None | Normal (N)
Murraylands | Teal Flat 11kV | 10% POE Forecast | MVA | 2029 | 3.1965 | Zone Substation | None | Normal (N)
Upper North | Telowie 11kV | 10% POE Forecast | MVA | 2029 | 0.60057 | Zone Substation | None | Normal (N)
Mid North | Templers 33kV | 10% POE Forecast | MVA | 2029 | 38.6505 | Connection Point | None | Normal (N)
Metro West | Thebarton 11kV | 10% POE Forecast | MVA | 2029 | 27.5465 | Zone Substation | None | Normal (N)
South East | Tintinara 11kV | 10% POE Forecast | MVA | 2029 | 1.2689 | Zone Substation | None | Normal (N)
Metro South | Tonsley Park 11kV | 10% POE Forecast | MVA | 2029 | 21.6645 | Zone Substation | None | Normal (N)
Eyre Peninsula | Tumby Bay 11kV | 10% POE Forecast | MVA | 2029 | 2.7961 | Zone Substation | None | Normal (N)
Metro North | Two Wells 11kV | 10% POE Forecast | MVA | 2029 | 10.566 | Zone Substation | N-1 | Normal (N)
Eyre Peninsula | Uley 11kV | 10% POE Forecast | MVA | 2029 | 0.34185 | Zone Substation | None | Normal (N)
Eyre Peninsula | Uley South 11kV | 10% POE Forecast | MVA | 2029 | 0.6887 | Zone Substation | None | Normal (N)
Eastern Hills | Uraidla 11kV | 10% POE Forecast | MVA | 2029 | 5.4858 | Zone Substation | None | Normal (N)
Eastern Hills | Uraidla 33kV | 10% POE Forecast | MVA | 2029 | 16.9199 | Zone Substation | None | Normal (N)
Eastern Hills | Verdun 11kV | 10% POE Forecast | MVA | 2029 | 1.0868 | Zone Substation | None | Normal (N)
Metro South | Victor Harbor 11kV | 10% POE Forecast | MVA | 2029 | 28.3992 | Zone Substation | None | Normal (N)
Metro North | Virginia 11kV | 10% POE Forecast | MVA | 2029 | 9.1546 | Zone Substation | None | Normal (N)
Riverland | Waikerie 11kV | 10% POE Forecast | MVA | 2029 | 8.7701 | Zone Substation | None | Normal (N)
Murraylands | Walker Flat 11kV | 10% POE Forecast | MVA | 2029 | 1.4975 | Zone Substation | None | Normal (N)
Yorke Peninsula | Wallaroo 11kV | 10% POE Forecast | MVA | 2029 | 11.5512 | Zone Substation | None | Normal (N)
Yorke Peninsula | Warooka 11kV | 10% POE Forecast | MVA | 2029 | 2.6836 | Zone Substation | None | Normal (N)
Mid North | Wasleys 11kV | 10% POE Forecast | MVA | 2029 | 1.913 | Zone Substation | None | Normal (N)
Mid North | Waterloo 33kV | 10% POE Forecast | MVA | 2029 | 10.0965 | Connection Point | None | Normal (N)
Mid North | Waterloo Town 11kV | 10% POE Forecast | MVA | 2029 | 0.32592 | Zone Substation | None | Normal (N)
Murraylands | White Sands 11kV | 10% POE Forecast | MVA | 2029 | 4.8371 | Zone Substation | None | Normal (N)
Adelaide Central | Whitmore Square 11kV | 10% POE Forecast | MVA | 2029 | 44.5576 | Zone Substation | None | Normal (N)
Eyre Peninsula | Whyalla Central 33kV | 10% POE Forecast | MVA | 2029 | 87.9293 | Connection Point | None | Normal (N)
Eyre Peninsula | Whyalla City 11kV | 10% POE Forecast | MVA | 2029 | 21.4228 | Zone Substation | None | Normal (N)
Eyre Peninsula | Whyalla North 11kV | 10% POE Forecast | MVA | 2029 | 0.53069 | Zone Substation | None | Normal (N)
Eyre Peninsula | Whyalla Stuart 11kV | 10% POE Forecast | MVA | 2029 | 19.7115 | Zone Substation | None | Normal (N)
Mid North | Williamstown 11kV | 10% POE Forecast | MVA | 2029 | 1.0801 | Zone Substation | None | Normal (N)
Mid North | Williamstown South 11kV | 10% POE Forecast | MVA | 2029 | 2.8677 | Zone Substation | None | Normal (N)
Metro South | Willunga 11kV | 10% POE Forecast | MVA | 2029 | 5.1619 | Zone Substation | None | Normal (N)
Metro South | Willunga 33kV | 10% POE Forecast | MVA | 2029 | 0 | Zone Substation | None | Normal (N)
Upper North | Wilmington 11kV | 10% POE Forecast | MVA | 2029 | 0.95361 | Zone Substation | None | Normal (N)
Upper North | Wirrabara Forest 11kV | 10% POE Forecast | MVA | 2029 | 0.48666 | Zone Substation | None | Normal (N)
Upper North | Wirrabara South 11kV | 10% POE Forecast | MVA | 2029 | 0.073082 | Zone Substation | None | Normal (N)
Metro South | Wirrina Cove 11kV | 10% POE Forecast | MVA | 2029 | 0.84085 | Zone Substation | None | Normal (N)
Upper North | Wongyarra 11kV | 10% POE Forecast | MVA | 2029 | 0.14602 | Zone Substation | None | Normal (N)
Metro East | Woodforde 11kV | 10% POE Forecast | MVA | 2029 | 41.6562 | Zone Substation | None | Normal (N)
Murraylands | Woods Point 11kV | 10% POE Forecast | MVA | 2029 | 2.6914 | Zone Substation | None | Normal (N)
Eastern Hills | Woodside 11kV | 10% POE Forecast | MVA | 2029 | 9.7392 | Zone Substation | Reverse N-1 | Normal (N)
Metro West | Woodville 11kV | 10% POE Forecast | MVA | 2029 | 11.5552 | Zone Substation | None | Normal (N)
Metro West | Woodville 33kV | 10% POE Forecast | MVA | 2029 | 0 | Zone Substation | None | Normal (N)
Riverland | Woolpunda 11kV | 10% POE Forecast | MVA | 2029 | 9.0075 | Zone Substation | None | Normal (N)
Eyre Peninsula | Wudinna 11kV | 10% POE Forecast | MVA | 2029 | 2.2071 | Zone Substation | None | Normal (N)
Eyre Peninsula | Wudinna 66kV | 10% POE Forecast | MVA | 2029 | 16.2013 | Connection Point | None | Normal (N)
Eyre Peninsula | Yadnarie 66kV | 10% POE Forecast | MVA | 2029 | 14.2404 | Connection Point | None | Normal (N)
Metro South | Yankalilla 11kV | 10% POE Forecast | MVA | 2029 | 9.0008 | Zone Substation | None | Normal (N)
Metro South | Yankalilla 33kV | 10% POE Forecast | MVA | 2029 | 1.4896 | Zone Substation | None | Normal (N)
Metro South | Yankalilla Hill 11kV | 10% POE Forecast | MVA | 2029 | 0.15543 | Zone Substation | None | Normal (N)
Upper North | Yongala 11kV | 10% POE Forecast | MVA | 2029 | 0.075318 | Zone Substation | None | Normal (N)
Yorke Peninsula | Yorketown 11kV | 10% POE Forecast | MVA | 2029 | 1.5396 | Zone Substation | None | Normal (N)
Adelaide Central | ACR 66kV | 50% POE Forecast | MVA | 2025 | 193.6516 | Connection Point | None | Contingent (N-1)
Eastern Hills | Aldgate 11kV | 50% POE Forecast | MVA | 2025 | 6.1808 | Zone Substation | None | Contingent (N-1)
Metro South | Aldinga 11kV | 50% POE Forecast | MVA | 2025 | 17.5657 | Zone Substation | None | Contingent (N-1)
South East | Allendale East 11kV | 50% POE Forecast | MVA | 2025 | 3.7746 | Zone Substation | None | Contingent (N-1)
Mid North | Alma 11kV | 50% POE Forecast | MVA | 2025 | 0.099739 | Zone Substation | None | Contingent (N-1)
Metro South | American River 11kV | 50% POE Forecast | MVA | 2025 | 0.43058 | Zone Substation | None | Contingent (N-1)
Eastern Hills | Angas Creek 33kV | 50% POE Forecast | MVA | 2025 | 16.1945 | Connection Point | None | Contingent (N-1)
Mid North | Angaston 11kV | 50% POE Forecast | MVA | 2025 | 16.0963 | Zone Substation | None | Contingent (N-1)
Metro North | Angle Vale 11kV | 50% POE Forecast | MVA | 2025 | 22.8068 | Zone Substation | None | Contingent (N-1)
Yorke Peninsula | Ardrossan 11kV | 50% POE Forecast | MVA | 2025 | 1.8534 | Zone Substation | None | Contingent (N-1)
Yorke Peninsula | Ardrossan West 33kV | 50% POE Forecast | MVA | 2025 | 13.3562 | Connection Point | None | Contingent (N-1)
Eyre Peninsula | Arno Bay 11kV | 50% POE Forecast | MVA | 2025 | 0.81997 | Zone Substation | None | Contingent (N-1)
Metro South | Ascot Park 11kV | 50% POE Forecast | MVA | 2025 | 18.4795 | Zone Substation | N | Contingent (N-1)
Metro West | Athol Park 11kV | 50% POE Forecast | MVA | 2025 | 15.4214 | Zone Substation | None | Contingent (N-1)
Mid North | Auburn 11kV | 50% POE Forecast | MVA | 2025 | 2.7935 | Zone Substation | None | Contingent (N-1)
Yorke Peninsula | Balaklava 7.6kV | 50% POE Forecast | MVA | 2025 | 2.6776 | Zone Substation | None | Contingent (N-1)
Eastern Hills | Balhannah 33kV | 50% POE Forecast | MVA | 2025 | 18.4246 | Zone Substation | None | Contingent (N-1)
Upper North | Baroota 33kV | 50% POE Forecast | MVA | 2025 | 8.1483 | Connection Point | None | Contingent (N-1)
Upper North | Baroota Town 11kV | 50% POE Forecast | MVA | 2025 | 0.1977 | Zone Substation | None | Contingent (N-1)
Mid North | Barossa South TF1 11kV | 50% POE Forecast | MVA | 2025 | 2.3346 | Zone Substation | None | Contingent (N-1)
Mid North | Barossa South TF2 11kV | 50% POE Forecast | MVA | 2025 | 3.7062 | Zone Substation | None | Contingent (N-1)
South East | Beachport 11kV | 50% POE Forecast | MVA | 2025 | 1.114 | Zone Substation | None | Contingent (N-1)
Murraylands | Belvedere Road 7.6kV | 50% POE Forecast | MVA | 2025 | 0.12789 | Zone Substation | None | Contingent (N-1)
Riverland | Berri 11kV | 50% POE Forecast | MVA | 2025 | 14.093 | Zone Substation | None | Contingent (N-1)
Riverland | Berri 66kV | 50% POE Forecast | MVA | 2025 | 83.3842 | Connection Point | None | Contingent (N-1)
Murraylands | Binnies 11kV | 50% POE Forecast | MVA | 2025 | 0.89297 | Zone Substation | None | Contingent (N-1)
Eastern Hills | Birdwood 11kV | 50% POE Forecast | MVA | 2025 | 2.8849 | Zone Substation | None | Contingent (N-1)
Yorke Peninsula | Black Point 11kV | 50% POE Forecast | MVA | 2025 | 0.3793 | Zone Substation | None | Contingent (N-1)
Metro West | Blackpool 11kV | 50% POE Forecast | MVA | 2025 | 14.1014 | Zone Substation | None | Contingent (N-1)
Metro South | Blackwood 11kV | 50% POE Forecast | MVA | 2025 | 26.4069 | Zone Substation | None | Contingent (N-1)
South East | Blanche 33kV | 50% POE Forecast | MVA | 2025 | 34.2145 | Connection Point | None | Contingent (N-1)
Upper North | Booleroo Centre 11kV | 50% POE Forecast | MVA | 2025 | 0.51736 | Zone Substation | None | Contingent (N-1)
Eyre Peninsula | Boothby 33kV | 50% POE Forecast | MVA | 2025 | 0.8929 | Zone Substation | N-1 | Contingent (N-1)
Upper North | Booyoolie 11kV | 50% POE Forecast | MVA | 2025 | 0.021455 | Zone Substation | None | Contingent (N-1)
South East | Bordertown 11kV | 50% POE Forecast | MVA | 2025 | 10.4713 | Zone Substation | N-1 | Contingent (N-1)
Mid North | Brinkworth 33kV | 50% POE Forecast | MVA | 2025 | 4.6322 | Connection Point | None | Contingent (N-1)
Mid North | Brinkworth Town 11kV | 50% POE Forecast | MVA | 2025 | 0.71603 | Zone Substation | None | Contingent (N-1)
Eastern Hills | Brukunga 11kV | 50% POE Forecast | MVA | 2025 | 0.34711 | Zone Substation | None | Contingent (N-1)
Upper North | Bungama Napperby 11kV | 50% POE Forecast | MVA | 2025 | 1.0304 | Zone Substation | None | Contingent (N-1)
Metro East | Burnside 11kV | 50% POE Forecast | MVA | 2025 | 11.7259 | Zone Substation | None | Contingent (N-1)
Mid North | Burra TF2 11kV | 50% POE Forecast | MVA | 2025 | 1.7017 | Zone Substation | None | Contingent (N-1)
Riverland | Cadell 11kV | 50% POE Forecast | MVA | 2025 | 1.126 | Zone Substation | None | Contingent (N-1)
Murraylands | Caloote 11kV | 50% POE Forecast | MVA | 2025 | 1.63 | Zone Substation | None | Contingent (N-1)
Upper North | Caltowie 11kV | 50% POE Forecast | MVA | 2025 | 0.096657 | Zone Substation | None | Contingent (N-1)
Murraylands | Cambrai 11kV | 50% POE Forecast | MVA | 2025 | 0.70397 | Zone Substation | None | Contingent (N-1)
Murraylands | Campbell Park 11kV | 50% POE Forecast | MVA | 2025 | 0.46126 | Zone Substation | None | Contingent (N-1)
Metro East | Campbelltown 11kV | 50% POE Forecast | MVA | 2025 | 49.0685 | Zone Substation | None | Contingent (N-1)
Metro South | Cape Jervis 11kV | 50% POE Forecast | MVA | 2025 | 0.54197 | Zone Substation | None | Contingent (N-1)
Metro South | Cape Jervis 33kV | 50% POE Forecast | MVA | 2025 | 12.9567 | Zone Substation | N-1 | Contingent (N-1)
Eyre Peninsula | Caralue 11kV | 50% POE Forecast | MVA | 2025 | 2.4739 | Zone Substation | None | Contingent (N-1)
Metro West | Cavan 11kV | 50% POE Forecast | MVA | 2025 | 36.6082 | Zone Substation | None | Contingent (N-1)
Adelaide Central | CBD 33kV | 50% POE Forecast | MVA | 2025 | 21.8011 | Zone Substation | None | Contingent (N-1)
Eyre Peninsula | Ceduna 11kV | 50% POE Forecast | MVA | 2025 | 6.5875 | Zone Substation | None | Contingent (N-1)
Eastern Hills | Chain of Ponds 11kV | 50% POE Forecast | MVA | 2025 | 0.39842 | Zone Substation | None | Contingent (N-1)
Metro West | Cheltenham 11kV | 50% POE Forecast | MVA | 2025 | 10.1116 | Zone Substation | None | Contingent (N-1)
Metro West | Cheltenham 33kV | 50% POE Forecast | MVA | 2025 | 3.3242 | Zone Substation | None | Contingent (N-1)
Mid North | Clare 11kV | 50% POE Forecast | MVA | 2025 | 8.9145 | Zone Substation | None | Contingent (N-1)
Mid North | Clare North 33kV | 50% POE Forecast | MVA | 2025 | 11.148 | Connection Point | None | Contingent (N-1)
Metro South | Clarence Gardens 11kV | 50% POE Forecast | MVA | 2025 | 17.8802 | Zone Substation | None | Contingent (N-1)
Metro South | Clarendon 11kV | 50% POE Forecast | MVA | 2025 | 2.9711 | Zone Substation | None | Contingent (N-1)
Metro East | Clearview 11kV | 50% POE Forecast | MVA | 2025 | 23.9236 | Zone Substation | N | Contingent (N-1)
Eyre Peninsula | Cleve 11kV | 50% POE Forecast | MVA | 2025 | 1.5964 | Zone Substation | None | Contingent (N-1)
Eyre Peninsula | Cleve 33kV | 50% POE Forecast | MVA | 2025 | 6.6932 | Zone Substation | N-1 | Contingent (N-1)
Eyre Peninsula | Coffin Bay 11kV | 50% POE Forecast | MVA | 2025 | 1.452 | Zone Substation | None | Contingent (N-1)
Mid North | Collinsfield 11kV | 50% POE Forecast | MVA | 2025 | 0.58241 | Zone Substation | None | Contingent (N-1)
Murraylands | Coomandook 11kV | 50% POE Forecast | MVA | 2025 | 0.39725 | Zone Substation | None | Contingent (N-1)
Murraylands | Coonalpyn 11kV | 50% POE Forecast | MVA | 2025 | 0.3933 | Zone Substation | None | Contingent (N-1)
South East | Coonawarra 11kV | 50% POE Forecast | MVA | 2025 | 3.5265 | Zone Substation | None | Contingent (N-1)
Upper North | Copley Nepabunna 33kV | 50% POE Forecast | MVA | 2025 | 0.23232 | Zone Substation | N-1 | Contingent (N-1)
Riverland | Cordola 11kV | 50% POE Forecast | MVA | 2025 | 1.7395 | Zone Substation | None | Contingent (N-1)
Adelaide Central | Coromandel Place 11kV | 50% POE Forecast | MVA | 2025 | 48.9499 | Zone Substation | None | Contingent (N-1)
Eyre Peninsula | Cowell 11kV | 50% POE Forecast | MVA | 2025 | 2.0642 | Zone Substation | None | Contingent (N-1)
Metro West | Croydon 11kV | 50% POE Forecast | MVA | 2025 | 20.7536 | Zone Substation | None | Contingent (N-1)
Metro West | Croydon Park 11kV | 50% POE Forecast | MVA | 2025 | 15.4906 | Zone Substation | None | Contingent (N-1)
Upper North | Crystal Brook 11kV | 50% POE Forecast | MVA | 2025 | 1.8961 | Zone Substation | None | Contingent (N-1)
Metro South | Cudmore Park 11kV | 50% POE Forecast | MVA | 2025 | 9.78 | Zone Substation | None | Contingent (N-1)
Eyre Peninsula | Cummins 11kV | 50% POE Forecast | MVA | 2025 | 2.3009 | Zone Substation | None | Contingent (N-1)
Yorke Peninsula | Curramulka 7.6kV | 50% POE Forecast | MVA | 2025 | 0.17912 | Zone Substation | None | Contingent (N-1)
Yorke Peninsula | Curramulka South 11kV | 50% POE Forecast | MVA | 2025 | 0.094826 | Zone Substation | None | Contingent (N-1)
Yorke Peninsula | Dalrymple 33kV | 50% POE Forecast | MVA | 2025 | 6.1206 | Connection Point | None | Contingent (N-1)
Eyre Peninsula | Darke Peak 11kV | 50% POE Forecast | MVA | 2025 | 0.28419 | Zone Substation | None | Contingent (N-1)
Upper North | Davenport West 33kV | 50% POE Forecast | MVA | 2025 | 27.7805 | Connection Point | None | Contingent (N-1)
Eastern Hills | Deloraine 11kV | 50% POE Forecast | MVA | 2025 | 0.29019 | Zone Substation | None | Contingent (N-1)
Metro North | Direk 11kV | 50% POE Forecast | MVA | 2025 | 22.0392 | Zone Substation | None | Contingent (N-1)
Mid North | Dorrien 33kV | 50% POE Forecast | MVA | 2025 | 57.6314 | Connection Point | None | Contingent (N-1)
Mid North | Dorrien TF4 11kV | 50% POE Forecast | MVA | 2025 | 7.8103 | Zone Substation | None | Contingent (N-1)
Mid North | Dorrien TF5 11kV | 50% POE Forecast | MVA | 2025 | 4.7686 | Zone Substation | None | Contingent (N-1)
Yorke Peninsula | Dowlingville 11kV | 50% POE Forecast | MVA | 2025 | 0.02715 | Zone Substation | None | Contingent (N-1)
Adelaide Central | East Terrace 11kV | 50% POE Forecast | MVA | 2025 | 31.1644 | Zone Substation | None | Contingent (N-1)
Metro North | Edinburgh 11kV | 50% POE Forecast | MVA | 2025 | 8.4371 | Zone Substation | None | Contingent (N-1)
Yorke Peninsula | Edithburgh 11kV | 50% POE Forecast | MVA | 2025 | 1.1942 | Zone Substation | None | Contingent (N-1)
Metro North | Elizabeth Downs 11kV | 50% POE Forecast | MVA | 2025 | 41.8704 | Zone Substation | None | Contingent (N-1)
Metro North | Elizabeth Heights 11kV | 50% POE Forecast | MVA | 2025 | 17.2997 | Zone Substation | None | Contingent (N-1)
Metro North | Elizabeth South 11kV | 50% POE Forecast | MVA | 2025 | 9.5779 | Zone Substation | None | Contingent (N-1)
Mid North | Eudunda 11kV | 50% POE Forecast | MVA | 2025 | 1.4418 | Zone Substation | None | Contingent (N-1)
Metro North | Evanston 11kV | 50% POE Forecast | MVA | 2025 | 39.2737 | Zone Substation | N-1 | Contingent (N-1)
Metro North | Evanston 33kV | 50% POE Forecast | MVA | 2025 | 0 | Zone Substation | None | Contingent (N-1)
Metro West | Findon 11kV | 50% POE Forecast | MVA | 2025 | 16.331 | Zone Substation | None | Contingent (N-1)
Metro West | Flinders Park 11kV | 50% POE Forecast | MVA | 2025 | 18.2651 | Zone Substation | None | Contingent (N-1)
Mid North | Florieton SWER 19kV | 50% POE Forecast | MVA | 2025 | 0.097172 | Connection Point | None | Contingent (N-1)
Eastern Hills | Forreston 11kV | 50% POE Forecast | MVA | 2025 | 0.80089 | Zone Substation | None | Contingent (N-1)
Mid North | Freeling 11kV | 50% POE Forecast | MVA | 2025 | 0.52008 | Zone Substation | None | Contingent (N-1)
Mid North | Freeling North 11kV | 50% POE Forecast | MVA | 2025 | 2.7877 | Zone Substation | None | Contingent (N-1)
Metro West | Fulham Gardens 11kV | 50% POE Forecast | MVA | 2025 | 35.8729 | Zone Substation | None | Contingent (N-1)
Upper North | Fullerville 11kV | 50% POE Forecast | MVA | 2025 | 0.079165 | Zone Substation | None | Contingent (N-1)
Mid North | Gawler Belt TF1 11kV | 50% POE Forecast | MVA | 2025 | 4.1528 | Zone Substation | None | Contingent (N-1)
Mid North | Gawler Belt TF2 11kV | 50% POE Forecast | MVA | 2025 | 4.5908 | Zone Substation | None | Contingent (N-1)
Mid North | Georgetown 11kV | 50% POE Forecast | MVA | 2025 | 0.13947 | Zone Substation | None | Contingent (N-1)
Murraylands | Geranium 11kV | 50% POE Forecast | MVA | 2025 | 0.077164 | Zone Substation | None | Contingent (N-1)
Upper North | Gladstone 11kV | 50% POE Forecast | MVA | 2025 | 2.049 | Zone Substation | None | Contingent (N-1)
Metro West | Glanville 11kV | 50% POE Forecast | MVA | 2025 | 13.4209 | Zone Substation | None | Contingent (N-1)
South East | Glencoe 11kV | 50% POE Forecast | MVA | 2025 | 1.01 | Zone Substation | None | Contingent (N-1)
Metro South | Glenelg North 11kV | 50% POE Forecast | MVA | 2025 | 17.8944 | Zone Substation | None | Contingent (N-1)
Riverland | Glossop 11kV | 50% POE Forecast | MVA | 2025 | 10.9176 | Zone Substation | None | Contingent (N-1)
Metro East | Golden Grove 11kV | 50% POE Forecast | MVA | 2025 | 43.5032 | Zone Substation | None | Contingent (N-1)
Mid North | Gomersal North 11kV | 50% POE Forecast | MVA | 2025 | 0.28603 | Zone Substation | None | Contingent (N-1)
Metro South | Goolwa 11kV | 50% POE Forecast | MVA | 2025 | 12.7961 | Zone Substation | None | Contingent (N-1)
Mid North | Gulnare 11kV | 50% POE Forecast | MVA | 2025 | 0.10315 | Zone Substation | None | Contingent (N-1)
Eastern Hills | Gumeracha 11kV | 50% POE Forecast | MVA | 2025 | 0 | Zone Substation | None | Contingent (N-1)
Eastern Hills | Gumeracha Weir 11kV | 50% POE Forecast | MVA | 2025 | 0.10204 | Zone Substation | None | Contingent (N-1)
Eastern Hills | Gumhaven 11kV | 50% POE Forecast | MVA | 2025 | 0.050913 | Zone Substation | None | Contingent (N-1)
Metro South | Hackham 11kV | 50% POE Forecast | MVA | 2025 | 14.7897 | Zone Substation | N-1 | Contingent (N-1)
Eastern Hills | Hahndorf 11kV | 50% POE Forecast | MVA | 2025 | 4.4143 | Zone Substation | None | Contingent (N-1)
Mid North | Halbury 11kV | 50% POE Forecast | MVA | 2025 | 0.10105 | Zone Substation | None | Contingent (N-1)
Mid North | Hamley Bridge 11kV | 50% POE Forecast | MVA | 2025 | 2.2459 | Zone Substation | None | Contingent (N-1)
Metro South | Happy Valley 11kV | 50% POE Forecast | MVA | 2025 | 32.9042 | Zone Substation | None | Contingent (N-1)
Metro East | Harrow 11kV | 50% POE Forecast | MVA | 2025 | 19.1564 | Zone Substation | None | Contingent (N-1)
South East | Hatherleigh 11kV | 50% POE Forecast | MVA | 2025 | 0.067724 | Zone Substation | None | Contingent (N-1)
Upper North | Hawker 11kV | 50% POE Forecast | MVA | 2025 | 0.8705 | Zone Substation | None | Contingent (N-1)
Metro South | Hay Flat 11kV | 50% POE Forecast | MVA | 2025 | 0.075112 | Zone Substation | None | Contingent (N-1)
Metro West | Henley South 11kV | 50% POE Forecast | MVA | 2025 | 30.2726 | Zone Substation | None | Contingent (N-1)
Eastern Hills | Hermitage 11kV | 50% POE Forecast | MVA | 2025 | 0.13818 | Zone Substation | None | Contingent (N-1)
Metro East | Hillcrest 11kV | 50% POE Forecast | MVA | 2025 | 35.5301 | Zone Substation | None | Contingent (N-1)
Adelaide Central | Hindley Street 11kV | 50% POE Forecast | MVA | 2025 | 43.1027 | Zone Substation | None | Contingent (N-1)
Metro East | Holden Hill 11kV | 50% POE Forecast | MVA | 2025 | 35.224 | Zone Substation | None | Contingent (N-1)
Metro East | Hope Valley 11kV | 50% POE Forecast | MVA | 2025 | 17.0872 | Zone Substation | None | Contingent (N-1)
Eastern Hills | Houghton 7.6kV | 50% POE Forecast | MVA | 2025 | 1.7791 | Zone Substation | None | Contingent (N-1)
Mid North | Hoyleton 11kV | 50% POE Forecast | MVA | 2025 | 0.095006 | Zone Substation | None | Contingent (N-1)
Yorke Peninsula | Hummocks 33kV | 50% POE Forecast | MVA | 2025 | 13.622 | Connection Point | None | Contingent (N-1)
Metro East | Ingle Farm 11kV | 50% POE Forecast | MVA | 2025 | 32.2983 | Zone Substation | None | Contingent (N-1)
South East | Inverness 11kV | 50% POE Forecast | MVA | 2025 | 0.74143 | Zone Substation | None | Contingent (N-1)
Murraylands | Jabuk 11kV | 50% POE Forecast | MVA | 2025 | 0.080338 | Zone Substation | None | Contingent (N-1)
Yorke Peninsula | James Well 11kV | 50% POE Forecast | MVA | 2025 | 0.40038 | Zone Substation | None | Contingent (N-1)
Upper North | Jamestown 11kV | 50% POE Forecast | MVA | 2025 | 2.1897 | Zone Substation | Reverse N-1 | Contingent (N-1)
Murraylands | Jervois 11kV | 50% POE Forecast | MVA | 2025 | 3.0729 | Zone Substation | None | Contingent (N-1)
Yorke Peninsula | Kadina 11kV | 50% POE Forecast | MVA | 2025 | 8.6667 | Zone Substation | None | Contingent (N-1)
Yorke Peninsula | Kadina East 33kV | 50% POE Forecast | MVA | 2025 | 27.8849 | Connection Point | None | Contingent (N-1)
South East | Kalangadoo 11kV | 50% POE Forecast | MVA | 2025 | 0.49735 | Zone Substation | None | Contingent (N-1)
South East | Kalangadoo West 11kV | 50% POE Forecast | MVA | 2025 | 0.71483 | Zone Substation | None | Contingent (N-1)
Eastern Hills | Kanmantoo Copper Mine 11kV | 50% POE Forecast | MVA | 2025 | 1.6531 | Connection Point | None | Contingent (N-1)
Mid North | Kapunda TF1 11kV | 50% POE Forecast | MVA | 2025 | 3.5873 | Zone Substation | None | Contingent (N-1)
Mid North | Kapunda TF2 11kV | 50% POE Forecast | MVA | 2025 | 2.6009 | Zone Substation | None | Contingent (N-1)
Murraylands | Karoonda 11kV | 50% POE Forecast | MVA | 2025 | 0.77702 | Zone Substation | Reverse N | Contingent (N-1)
South East | Keith 11kV | 50% POE Forecast | MVA | 2025 | 5.5384 | Zone Substation | None | Contingent (N-1)
South East | Keith 33kV | 50% POE Forecast | MVA | 2025 | 21.181 | Connection Point | None | Contingent (N-1)
Metro East | Kent Town 11kV | 50% POE Forecast | MVA | 2025 | 26.9241 | Zone Substation | None | Contingent (N-1)
Eastern Hills | Kersbrook 11kV | 50% POE Forecast | MVA | 2025 | 0.4798 | Zone Substation | None | Contingent (N-1)
Metro South | Keswick 11kV | 50% POE Forecast | MVA | 2025 | 27.3565 | Zone Substation | None | Contingent (N-1)
Murraylands | Ki Ki 11kV | 50% POE Forecast | MVA | 2025 | 0.10803 | Zone Substation | None | Contingent (N-1)
Metro West | Kilburn 11kV | 50% POE Forecast | MVA | 2025 | 47.4425 | Zone Substation | None | Contingent (N-1)
Metro East | Kilburn South 11kV | 50% POE Forecast | MVA | 2025 | 14.8971 | Zone Substation | None | Contingent (N-1)
Metro West | Kilkenny 11kV | 50% POE Forecast | MVA | 2025 | 18.3157 | Zone Substation | None | Contingent (N-1)
South East | Kincraig 33kV | 50% POE Forecast | MVA | 2025 | 18.7096 | Connection Point | None | Contingent (N-1)
Metro South | Kingscote 11kV | 50% POE Forecast | MVA | 2025 | 3.0389 | Zone Substation | None | Contingent (N-1)
South East | Kingston SE 11kV | 50% POE Forecast | MVA | 2025 | 3.1103 | Zone Substation | None | Contingent (N-1)
Metro South | Kingswood 11kV | 50% POE Forecast | MVA | 2025 | 45.1476 | Zone Substation | None | Contingent (N-1)
South East | Kongorong 11kV | 50% POE Forecast | MVA | 2025 | 0.74422 | Zone Substation | None | Contingent (N-1)
South East | Kumorna 11kV | 50% POE Forecast | MVA | 2025 | 0.61891 | Zone Substation | None | Contingent (N-1)
Mid North | Kybunga 11kV | 50% POE Forecast | MVA | 2025 | 0.064794 | Zone Substation | None | Contingent (N-1)
Murraylands | Lameroo 11kV | 50% POE Forecast | MVA | 2025 | 1.1942 | Zone Substation | None | Contingent (N-1)
Eastern Hills | Langhorne Creek 11kV | 50% POE Forecast | MVA | 2025 | 3.3637 | Zone Substation | None | Contingent (N-1)
Metro West | Largs North 11kV | 50% POE Forecast | MVA | 2025 | 14.3971 | Zone Substation | None | Contingent (N-1)
Metro West | Lefevre 11kV | 50% POE Forecast | MVA | 2025 | 9.5364 | Zone Substation | None | Contingent (N-1)
Upper North | Leigh Creek South 33kV | 50% POE Forecast | MVA | 2025 | 0.91888 | Connection Point | None | Contingent (N-1)
Metro East | Linden Park 11kV | 50% POE Forecast | MVA | 2025 | 34.8918 | Zone Substation | None | Contingent (N-1)
Eyre Peninsula | Little Swamp 11kV | 50% POE Forecast | MVA | 2025 | 0.17005 | Zone Substation | None | Contingent (N-1)
Eastern Hills | Lobethal 11kV | 50% POE Forecast | MVA | 2025 | 6.551 | Zone Substation | None | Contingent (N-1)
Eyre Peninsula | Lock 11kV | 50% POE Forecast | MVA | 2025 | 0.72037 | Zone Substation | None | Contingent (N-1)
Riverland | Loveday 11kV | 50% POE Forecast | MVA | 2025 | 10.5516 | Zone Substation | None | Contingent (N-1)
Metro South | Lower Mitcham 11kV | 50% POE Forecast | MVA | 2025 | 18.5442 | Zone Substation | None | Contingent (N-1)
Riverland | Loxton 11kV | 50% POE Forecast | MVA | 2025 | 12.323 | Zone Substation | None | Contingent (N-1)
South East | Lucindale 11kV | 50% POE Forecast | MVA | 2025 | 1.1856 | Zone Substation | None | Contingent (N-1)
Mid North | Lyndoch 11kV | 50% POE Forecast | MVA | 2025 | 2.7622 | Zone Substation | None | Contingent (N-1)
Mid North | Lyndoch South 7.6kV | 50% POE Forecast | MVA | 2025 | 0.32145 | Zone Substation | None | Contingent (N-1)
Riverland | Lyrup 11kV | 50% POE Forecast | MVA | 2025 | 4.7984 | Zone Substation | None | Contingent (N-1)
Metro South | MacGillivray 11kV | 50% POE Forecast | MVA | 2025 | 1.7347 | Zone Substation | None | Contingent (N-1)
Yorke Peninsula | Maitland 11kV | 50% POE Forecast | MVA | 2025 | 3.528 | Zone Substation | None | Contingent (N-1)
Mid North | Mallala 11kV | 50% POE Forecast | MVA | 2025 | 4.0815 | Zone Substation | None | Contingent (N-1)
Murraylands | Mannum 33kV | 50% POE Forecast | MVA | 2025 | 12.7813 | Connection Point | None | Contingent (N-1)
Murraylands | Mannum Town 7.6kV | 50% POE Forecast | MVA | 2025 | 3.9742 | Zone Substation | None | Contingent (N-1)
Yorke Peninsula | Marion Bay 11kV | 50% POE Forecast | MVA | 2025 | 0.52404 | Zone Substation | None | Contingent (N-1)
Mid North | Marrabel 11kV | 50% POE Forecast | MVA | 2025 | 0.75014 | Zone Substation | None | Contingent (N-1)
Metro South | McLaren Flat TF1 11kV | 50% POE Forecast | MVA | 2025 | 5.4649 | Zone Substation | None | Contingent (N-1)
Metro South | McLaren Flat TF2 11kV | 50% POE Forecast | MVA | 2025 | 5.6097 | Zone Substation | None | Contingent (N-1)
Metro South | McLaren Vale 11kV | 50% POE Forecast | MVA | 2025 | 0 | Zone Substation | None | Contingent (N-1)
Metro South | McLaren Vale Vineyard 11kV | 50% POE Forecast | MVA | 2025 | 0.18805 | Zone Substation | None | Contingent (N-1)
Eastern Hills | Meadows 11kV | 50% POE Forecast | MVA | 2025 | 5.1385 | Zone Substation | Reverse N-1 | Contingent (N-1)
Upper North | Melrose 11kV | 50% POE Forecast | MVA | 2025 | 0.32911 | Zone Substation | None | Contingent (N-1)
Murraylands | Meningie 11kV | 50% POE Forecast | MVA | 2025 | 1.9358 | Zone Substation | None | Contingent (N-1)
Metro East | Metro East 66kV | 50% POE Forecast | MVA | 2025 | 661.8098 | Connection Point | None | Contingent (N-1)
Metro North | Metro North 66kV | 50% POE Forecast | MVA | 2025 | 338.1314 | Connection Point | None | Contingent (N-1)
Metro South | Metro South 66kV | 50% POE Forecast | MVA | 2025 | 636.3666 | Connection Point | None | Contingent (N-1)
Metro West | Metro West 66kV | 50% POE Forecast | MVA | 2025 | 395.0497 | Connection Point | None | Contingent (N-1)
Eastern Hills | Milang 11kV | 50% POE Forecast | MVA | 2025 | 3.4345 | Zone Substation | None | Contingent (N-1)
South East | Millicent 11kV | 50% POE Forecast | MVA | 2025 | 4.845 | Zone Substation | None | Contingent (N-1)
Yorke Peninsula | Minlaton 11kV | 50% POE Forecast | MVA | 2025 | 1.8751 | Zone Substation | None | Contingent (N-1)
Murraylands | Mobilong 33kV | 50% POE Forecast | MVA | 2025 | 37.729 | Connection Point | None | Contingent (N-1)
Murraylands | Monarto Central 11kV | 50% POE Forecast | MVA | 2025 | 1.8599 | Zone Substation | None | Contingent (N-1)
Murraylands | Monarto South 11kV | 50% POE Forecast | MVA | 2025 | 3.8973 | Zone Substation | None | Contingent (N-1)
Yorke Peninsula | Moonta 11kV | 50% POE Forecast | MVA | 2025 | 9.4542 | Zone Substation | N-1 | Contingent (N-1)
Eyre Peninsula | Moorkitabie 11kV | 50% POE Forecast | MVA | 2025 | 0.64517 | Zone Substation | None | Contingent (N-1)
Riverland | Morgan 11kV | 50% POE Forecast | MVA | 2025 | 1.213 | Zone Substation | N | Contingent (N-1)
Metro South | Morphett Vale East 11kV | 50% POE Forecast | MVA | 2025 | 31.9008 | Zone Substation | None | Contingent (N-1)
Metro South | Morphettville 11kV | 50% POE Forecast | MVA | 2025 | 22.1724 | Zone Substation | None | Contingent (N-1)
Eastern Hills | Mount Barker 11kV | 50% POE Forecast | MVA | 2025 | 24.9822 | Zone Substation | None | Contingent (N-1)
Eastern Hills | Mount Barker 66kV | 50% POE Forecast | MVA | 2025 | 86.4197 | Connection Point | None | Contingent (N-1)
South East | Mount Burr 11kV | 50% POE Forecast | MVA | 2025 | 0.31746 | Zone Substation | None | Contingent (N-1)
South East | Mount Gambier 11kV | 50% POE Forecast | MVA | 2025 | 12.3239 | Zone Substation | None | Contingent (N-1)
South East | Mount Gambier 33kV | 50% POE Forecast | MVA | 2025 | 22.1217 | Connection Point | None | Contingent (N-1)
South East | Mount Gambier North 11kV | 50% POE Forecast | MVA | 2025 | 9.7081 | Zone Substation | N-1 | Contingent (N-1)
South East | Mount Gambier West 11kV | 50% POE Forecast | MVA | 2025 | 14.1095 | Zone Substation | None | Contingent (N-1)
Upper North | Mount Gunson 33kV | 50% POE Forecast | MVA | 2025 | 0.64942 | Connection Point | None | Contingent (N-1)
Eastern Hills | Mount Pleasant 11kV | 50% POE Forecast | MVA | 2025 | 1.9588 | Zone Substation | None | Contingent (N-1)
South East | Mount Schank 11kV | 50% POE Forecast | MVA | 2025 | 2.7856 | Zone Substation | None | Contingent (N-1)
Murraylands | Murray Bridge North 11kV | 50% POE Forecast | MVA | 2025 | 11.5315 | Zone Substation | None | Contingent (N-1)
Murraylands | Murray Bridge South 11kV | 50% POE Forecast | MVA | 2025 | 14.1196 | Zone Substation | None | Contingent (N-1)
Eastern Hills | Mylor 11kV | 50% POE Forecast | MVA | 2025 | 1.9503 | Zone Substation | None | Contingent (N-1)
Murraylands | Mypolonga 11kV | 50% POE Forecast | MVA | 2025 | 2.5143 | Zone Substation | None | Contingent (N-1)
Metro South | Myponga 11kV | 50% POE Forecast | MVA | 2025 | 5.5499 | Zone Substation | None | Contingent (N-1)
Eastern Hills | Nairne 11kV | 50% POE Forecast | MVA | 2025 | 6.4913 | Zone Substation | Reverse N-1 | Contingent (N-1)
South East | Nangwarry 11kV | 50% POE Forecast | MVA | 2025 | 0.5135 | Zone Substation | None | Contingent (N-1)
South East | Naracoorte 11kV | 50% POE Forecast | MVA | 2025 | 9.7881 | Zone Substation | None | Contingent (N-1)
South East | Naracoorte East 11kV | 50% POE Forecast | MVA | 2025 | 5.1854 | Zone Substation | None | Contingent (N-1)
Murraylands | Narrung 11kV | 50% POE Forecast | MVA | 2025 | 1.349 | Zone Substation | None | Contingent (N-1)
Upper North | Neuroodla 33kV | 50% POE Forecast | MVA | 2025 | 0.81697 | Connection Point | None | Contingent (N-1)
Metro West | New Osborne 11kV | 50% POE Forecast | MVA | 2025 | 0 | Zone Substation | None | Contingent (N-1)
Metro West | New Richmond 11kV | 50% POE Forecast | MVA | 2025 | 29.5983 | Zone Substation | None | Contingent (N-1)
Murraylands | Nildottie 11kV | 50% POE Forecast | MVA | 2025 | 2.0772 | Zone Substation | None | Contingent (N-1)
Yorke Peninsula | Ninnes 11kV | 50% POE Forecast | MVA | 2025 | 1.0457 | Zone Substation | None | Contingent (N-1)
Metro South | Noarlunga Centre 11kV | 50% POE Forecast | MVA | 2025 | 15.8246 | Zone Substation | None | Contingent (N-1)
Metro East | North Adelaide 11kV | 50% POE Forecast | MVA | 2025 | 18.6767 | Zone Substation | None | Contingent (N-1)
Metro South | North Unley 11kV | 50% POE Forecast | MVA | 2025 | 14.7505 | Zone Substation | None | Contingent (N-1)
Riverland | North West Bend 66kV | 50% POE Forecast | MVA | 2025 | 21.3862 | Connection Point | None | Contingent (N-1)
Metro East | Northfield 11kV | 50% POE Forecast | MVA | 2025 | 19.9676 | Zone Substation | N | Contingent (N-1)
Metro East | Norwood 11kV | 50% POE Forecast | MVA | 2025 | 52.6365 | Zone Substation | None | Contingent (N-1)
Mid North | Nuriootpa 11kV | 50% POE Forecast | MVA | 2025 | 9.0003 | Zone Substation | None | Contingent (N-1)
Metro South | Oaklands 11kV | 50% POE Forecast | MVA | 2025 | 39.0818 | Zone Substation | None | Contingent (N-1)
Upper North | Orroroo 11kV | 50% POE Forecast | MVA | 2025 | 1.1006 | Zone Substation | None | Contingent (N-1)
South East | Padthaway 11kV | 50% POE Forecast | MVA | 2025 | 3.1197 | Zone Substation | None | Contingent (N-1)
Murraylands | Palmer 11kV | 50% POE Forecast | MVA | 2025 | 0.027204 | Zone Substation | None | Contingent (N-1)
Metro South | Panorama 11kV | 50% POE Forecast | MVA | 2025 | 24.604 | Zone Substation | None | Contingent (N-1)
Metro North | Parafield Gardens 11kV | 50% POE Forecast | MVA | 2025 | 28.4621 | Zone Substation | None | Contingent (N-1)
Metro North | Paralowie 11kV | 50% POE Forecast | MVA | 2025 | 18.3605 | Zone Substation | None | Contingent (N-1)
Murraylands | Parilla 11kV | 50% POE Forecast | MVA | 2025 | 2.2359 | Zone Substation | None | Contingent (N-1)
Riverland | Paringa 11kV | 50% POE Forecast | MVA | 2025 | 2.6783 | Zone Substation | None | Contingent (N-1)
Riverland | Paringa 33kV | 50% POE Forecast | MVA | 2025 | 15.633 | Zone Substation | None | Contingent (N-1)
Yorke Peninsula | Paskeville 11kV | 50% POE Forecast | MVA | 2025 | 0.32399 | Zone Substation | None | Contingent (N-1)
Murraylands | Peake 11kV | 50% POE Forecast | MVA | 2025 | 0.15063 | Zone Substation | None | Contingent (N-1)
Murraylands | Pellaring Flat 11kV | 50% POE Forecast | MVA | 2025 | 0.08374 | Zone Substation | None | Contingent (N-1)
Metro North | Penfield 11kV | 50% POE Forecast | MVA | 2025 | 18.8989 | Zone Substation | None | Contingent (N-1)
Metro South | Penneshaw 11kV | 50% POE Forecast | MVA | 2025 | 1.6289 | Zone Substation | None | Contingent (N-1)
South East | Penola 11kV | 50% POE Forecast | MVA | 2025 | 2.4367 | Zone Substation | None | Contingent (N-1)
South East | Penola West 33kV | 50% POE Forecast | MVA | 2025 | 7.1165 | Connection Point | None | Contingent (N-1)
Upper North | Peterborough 11kV | 50% POE Forecast | MVA | 2025 | 1.6303 | Zone Substation | None | Contingent (N-1)
Eastern Hills | Piccadilly 11kV | 50% POE Forecast | MVA | 2025 | 1.407 | Zone Substation | None | Contingent (N-1)
Murraylands | Pinnaroo 11kV | 50% POE Forecast | MVA | 2025 | 1.7198 | Zone Substation | None | Contingent (N-1)
Murraylands | Pinnaroo South 11kV | 50% POE Forecast | MVA | 2025 | 0.018437 | Zone Substation | None | Contingent (N-1)
Metro South | Plympton 11kV | 50% POE Forecast | MVA | 2025 | 19.8756 | Zone Substation | None | Contingent (N-1)
Eyre Peninsula | Point Boston 11kV | 50% POE Forecast | MVA | 2025 | 1.262 | Zone Substation | None | Contingent (N-1)
Eyre Peninsula | Polda 11kV | 50% POE Forecast | MVA | 2025 | 0.71433 | Zone Substation | None | Contingent (N-1)
Eyre Peninsula | Poonindie 11kV | 50% POE Forecast | MVA | 2025 | 0.90724 | Zone Substation | None | Contingent (N-1)
Metro West | Port Adelaide 11kV | 50% POE Forecast | MVA | 2025 | 11.7958 | Zone Substation | None | Contingent (N-1)
Metro West | Port Adelaide North 11kV | 50% POE Forecast | MVA | 2025 | 19.5595 | Zone Substation | None | Contingent (N-1)
Upper North | Port Augusta 11kV | 50% POE Forecast | MVA | 2025 | 12.3152 | Zone Substation | None | Contingent (N-1)
Upper North | Port Augusta West TF1 11kV | 50% POE Forecast | MVA | 2025 | 5.1023 | Zone Substation | None | Contingent (N-1)
Upper North | Port Augusta West TF2 11kV | 50% POE Forecast | MVA | 2025 | 3.0154 | Zone Substation | None | Contingent (N-1)
Upper North | Port Broughton 11kV | 50% POE Forecast | MVA | 2025 | 3.2726 | Zone Substation | None | Contingent (N-1)
Yorke Peninsula | Port Clinton 11kV | 50% POE Forecast | MVA | 2025 | 0.55405 | Zone Substation | None | Contingent (N-1)
Upper North | Port Germein 11kV | 50% POE Forecast | MVA | 2025 | 0.71957 | Zone Substation | None | Contingent (N-1)
Yorke Peninsula | Port Giles 11kV | 50% POE Forecast | MVA | 2025 | 1.4927 | Zone Substation | None | Contingent (N-1)
Yorke Peninsula | Port Julia 11kV | 50% POE Forecast | MVA | 2025 | 0.27968 | Zone Substation | None | Contingent (N-1)
Eyre Peninsula | Port Lincoln City 11kV | 50% POE Forecast | MVA | 2025 | 8.8626 | Zone Substation | None | Contingent (N-1)
Eyre Peninsula | Port Lincoln Docks 11kV | 50% POE Forecast | MVA | 2025 | 5.3961 | Zone Substation | None | Contingent (N-1)
Eyre Peninsula | Port Lincoln Marina 11kV | 50% POE Forecast | MVA | 2025 | 5.1023 | Zone Substation | None | Contingent (N-1)
Eyre Peninsula | Port Lincoln Terminal 33kV | 50% POE Forecast | MVA | 2025 | 27.7031 | Connection Point | None | Contingent (N-1)
Metro South | Port Noarlunga 11kV | 50% POE Forecast | MVA | 2025 | 29.4463 | Zone Substation | None | Contingent (N-1)
Upper North | Port Pirie Bungama 33kV | 50% POE Forecast | MVA | 2025 | 56.816 | Connection Point | None | Contingent (N-1)
Upper North | Port Pirie South 11kV | 50% POE Forecast | MVA | 2025 | 20.1857 | Zone Substation | None | Contingent (N-1)
Metro South | Port Stanvac 11kV | 50% POE Forecast | MVA | 2025 | 28.0721 | Zone Substation | None | Contingent (N-1)
Metro South | Port Stanvac TF2 11kV | 50% POE Forecast | MVA | 2025 | 0.20529 | Zone Substation | None | Contingent (N-1)
Yorke Peninsula | Port Vincent 11kV | 50% POE Forecast | MVA | 2025 | 1.3067 | Zone Substation | None | Contingent (N-1)
Riverland | Portee 11kV | 50% POE Forecast | MVA | 2025 | 0.6 | Zone Substation | N | Contingent (N-1)
Metro East | Prospect 11kV | 50% POE Forecast | MVA | 2025 | 29.1793 | Zone Substation | None | Contingent (N-1)
Murraylands | Punyelroo 11kV | 50% POE Forecast | MVA | 2025 | 0.53879 | Zone Substation | None | Contingent (N-1)
Riverland | Pyap 11kV | 50% POE Forecast | MVA | 2025 | 8.6048 | Zone Substation | None | Contingent (N-1)
Riverland | Qualco 11kV | 50% POE Forecast | MVA | 2025 | 2.741 | Zone Substation | N | Contingent (N-1)
Metro West | Queenstown 11kV | 50% POE Forecast | MVA | 2025 | 14.5696 | Zone Substation | None | Contingent (N-1)
Upper North | Quorn 11kV | 50% POE Forecast | MVA | 2025 | 1.5027 | Zone Substation | None | Contingent (N-1)
Riverland | Ramco 11kV | 50% POE Forecast | MVA | 2025 | 5.4878 | Zone Substation | None | Contingent (N-1)
Metro South | Rapid Bay 11kV | 50% POE Forecast | MVA | 2025 | 0.032351 | Zone Substation | None | Contingent (N-1)
Riverland | Renmark 11kV | 50% POE Forecast | MVA | 2025 | 16.6695 | Zone Substation | None | Contingent (N-1)
Mid North | Riverton 11kV | 50% POE Forecast | MVA | 2025 | 1.6831 | Zone Substation | None | Contingent (N-1)
South East | Robe 7.6kV | 50% POE Forecast | MVA | 2025 | 2.8627 | Zone Substation | None | Contingent (N-1)
Mid North | Robertstown 11kV | 50% POE Forecast | MVA | 2025 | 0.8745 | Zone Substation | None | Contingent (N-1)
Riverland | Roonka 11kV | 50% POE Forecast | MVA | 2025 | 3.0843 | Zone Substation | None | Contingent (N-1)
Eyre Peninsula | Rudall 11kV | 50% POE Forecast | MVA | 2025 | 0.33051 | Zone Substation | None | Contingent (N-1)
Metro North | Salisbury 11kV | 50% POE Forecast | MVA | 2025 | 57.643 | Zone Substation | N | Contingent (N-1)
Metro South | Salt Cliffs 11kV | 50% POE Forecast | MVA | 2025 | 0.10255 | Zone Substation | None | Contingent (N-1)
Mid North | Sandy Creek 11kV | 50% POE Forecast | MVA | 2025 | 2.259 | Zone Substation | None | Contingent (N-1)
Metro South | Seacombe 11kV | 50% POE Forecast | MVA | 2025 | 39.7777 | Zone Substation | None | Contingent (N-1)
Metro South | Seaford 11kV | 50% POE Forecast | MVA | 2025 | 9.5187 | Zone Substation | None | Contingent (N-1)
Metro South | Second Valley 11kV | 50% POE Forecast | MVA | 2025 | 0.26316 | Zone Substation | None | Contingent (N-1)
Metro South | Sheidow Park 11kV | 50% POE Forecast | MVA | 2025 | 24.6621 | Zone Substation | Reverse N-1 | Contingent (N-1)
Murraylands | Sherlock 11kV | 50% POE Forecast | MVA | 2025 | 0.023595 | Zone Substation | None | Contingent (N-1)
Metro North | Smithfield West 11kV | 50% POE Forecast | MVA | 2025 | 26.0348 | Zone Substation | N-1 | Contingent (N-1)
South East | Snuggery Rural 33kV | 50% POE Forecast | MVA | 2025 | 12.5719 | Connection Point | None | Contingent (N-1)
South East | South End 11kV | 50% POE Forecast | MVA | 2025 | 0.35329 | Zone Substation | Reverse N-1 | Contingent (N-1)
Mid North | Spalding 11kV | 50% POE Forecast | MVA | 2025 | 0.90078 | Zone Substation | None | Contingent (N-1)
Metro South | Square Water Hole 11kV | 50% POE Forecast | MVA | 2025 | 3.9334 | Zone Substation | None | Contingent (N-1)
Yorke Peninsula | Stansbury 11kV | 50% POE Forecast | MVA | 2025 | 1.1895 | Zone Substation | None | Contingent (N-1)
Eastern Hills | Stirling East 11kV | 50% POE Forecast | MVA | 2025 | 5.9061 | Zone Substation | None | Contingent (N-1)
Upper North | Stirling North 1 11kV | 50% POE Forecast | MVA | 2025 | 1.4051 | Zone Substation | None | Contingent (N-1)
Upper North | Stirling North 2 11kV | 50% POE Forecast | MVA | 2025 | 1.612 | Zone Substation | None | Contingent (N-1)
Mid North | Stockwell TF1 11kV | 50% POE Forecast | MVA | 2025 | 2.2602 | Zone Substation | None | Contingent (N-1)
Mid North | Stockwell TF2 11kV | 50% POE Forecast | MVA | 2025 | 4.73 | Zone Substation | None | Contingent (N-1)
Eyre Peninsula | Stony Point 11kV | 50% POE Forecast | MVA | 2025 | 0.16066 | Connection Point | None | Contingent (N-1)
Eastern Hills | Strathalbyn 11kV | 50% POE Forecast | MVA | 2025 | 9.5593 | Zone Substation | None | Contingent (N-1)
Eyre Peninsula | Streaky Bay 11kV | 50% POE Forecast | MVA | 2025 | 3.1738 | Zone Substation | Reverse N-1 | Contingent (N-1)
Riverland | Swan Reach 11kV | 50% POE Forecast | MVA | 2025 | 1.4485 | Zone Substation | None | Contingent (N-1)
Riverland | Swan Reach 33kV | 50% POE Forecast | MVA | 2025 | 1.9092 | Zone Substation | None | Contingent (N-1)
Murraylands | Tailem Bend 33kV | 50% POE Forecast | MVA | 2025 | 25.9717 | Connection Point | None | Contingent (N-1)
Murraylands | Tailem Bend Town 11kV | 50% POE Forecast | MVA | 2025 | 2.6585 | Zone Substation | None | Contingent (N-1)
South East | Tantanoola 11kV | 50% POE Forecast | MVA | 2025 | 0.5003 | Zone Substation | None | Contingent (N-1)
Eyre Peninsula | Tarlton 11kV | 50% POE Forecast | MVA | 2025 | 0.59206 | Zone Substation | None | Contingent (N-1)
South East | Tarpeena South 11kV | 50% POE Forecast | MVA | 2025 | 7.0114 | Zone Substation | N-1 | Contingent (N-1)
Metro East | Tea Tree Gully 11kV | 50% POE Forecast | MVA | 2025 | 30.6279 | Zone Substation | None | Contingent (N-1)
Murraylands | Teal Flat 11kV | 50% POE Forecast | MVA | 2025 | 2.7158 | Zone Substation | None | Contingent (N-1)
Upper North | Telowie 11kV | 50% POE Forecast | MVA | 2025 | 0.47142 | Zone Substation | None | Contingent (N-1)
Mid North | Templers 33kV | 50% POE Forecast | MVA | 2025 | 30.8403 | Connection Point | None | Contingent (N-1)
Metro West | Thebarton 11kV | 50% POE Forecast | MVA | 2025 | 23.0645 | Zone Substation | None | Contingent (N-1)
South East | Tintinara 11kV | 50% POE Forecast | MVA | 2025 | 1.1028 | Zone Substation | None | Contingent (N-1)
Metro South | Tonsley Park 11kV | 50% POE Forecast | MVA | 2025 | 16.6389 | Zone Substation | None | Contingent (N-1)
Eyre Peninsula | Tumby Bay 11kV | 50% POE Forecast | MVA | 2025 | 2.1699 | Zone Substation | None | Contingent (N-1)
Metro North | Two Wells 11kV | 50% POE Forecast | MVA | 2025 | 8.3059 | Zone Substation | N-1 | Contingent (N-1)
Eyre Peninsula | Uley 11kV | 50% POE Forecast | MVA | 2025 | 0.26411 | Zone Substation | None | Contingent (N-1)
Eyre Peninsula | Uley South 11kV | 50% POE Forecast | MVA | 2025 | 0.56701 | Zone Substation | None | Contingent (N-1)
Eastern Hills | Uraidla 11kV | 50% POE Forecast | MVA | 2025 | 4.3473 | Zone Substation | None | Contingent (N-1)
Eastern Hills | Uraidla 33kV | 50% POE Forecast | MVA | 2025 | 13.5683 | Zone Substation | None | Contingent (N-1)
Eastern Hills | Verdun 11kV | 50% POE Forecast | MVA | 2025 | 0.89345 | Zone Substation | None | Contingent (N-1)
Metro South | Victor Harbor 11kV | 50% POE Forecast | MVA | 2025 | 20.8269 | Zone Substation | None | Contingent (N-1)
Metro North | Virginia 11kV | 50% POE Forecast | MVA | 2025 | 7.4253 | Zone Substation | None | Contingent (N-1)
Riverland | Waikerie 11kV | 50% POE Forecast | MVA | 2025 | 7.0531 | Zone Substation | None | Contingent (N-1)
Murraylands | Walker Flat 11kV | 50% POE Forecast | MVA | 2025 | 1.2611 | Zone Substation | None | Contingent (N-1)
Yorke Peninsula | Wallaroo 11kV | 50% POE Forecast | MVA | 2025 | 9.2351 | Zone Substation | None | Contingent (N-1)
Yorke Peninsula | Warooka 11kV | 50% POE Forecast | MVA | 2025 | 2.1035 | Zone Substation | None | Contingent (N-1)
Mid North | Wasleys 11kV | 50% POE Forecast | MVA | 2025 | 1.5697 | Zone Substation | None | Contingent (N-1)
Mid North | Waterloo 33kV | 50% POE Forecast | MVA | 2025 | 8.2069 | Connection Point | None | Contingent (N-1)
Mid North | Waterloo Town 11kV | 50% POE Forecast | MVA | 2025 | 0.26436 | Zone Substation | None | Contingent (N-1)
Murraylands | White Sands 11kV | 50% POE Forecast | MVA | 2025 | 4.0578 | Zone Substation | None | Contingent (N-1)
Adelaide Central | Whitmore Square 11kV | 50% POE Forecast | MVA | 2025 | 41.0638 | Zone Substation | None | Contingent (N-1)
Eyre Peninsula | Whyalla Central 33kV | 50% POE Forecast | MVA | 2025 | 76.4173 | Connection Point | None | Contingent (N-1)
Eyre Peninsula | Whyalla City 11kV | 50% POE Forecast | MVA | 2025 | 17.5555 | Zone Substation | None | Contingent (N-1)
Eyre Peninsula | Whyalla North 11kV | 50% POE Forecast | MVA | 2025 | 0.4269 | Zone Substation | None | Contingent (N-1)
Eyre Peninsula | Whyalla Stuart 11kV | 50% POE Forecast | MVA | 2025 | 16.2238 | Zone Substation | None | Contingent (N-1)
Mid North | Williamstown 11kV | 50% POE Forecast | MVA | 2025 | 0.73684 | Zone Substation | None | Contingent (N-1)
Mid North | Williamstown South 11kV | 50% POE Forecast | MVA | 2025 | 2.2326 | Zone Substation | None | Contingent (N-1)
Metro South | Willunga 11kV | 50% POE Forecast | MVA | 2025 | 3.6137 | Zone Substation | None | Contingent (N-1)
Metro South | Willunga 33kV | 50% POE Forecast | MVA | 2025 | 0.32434 | Zone Substation | None | Contingent (N-1)
Upper North | Wilmington 11kV | 50% POE Forecast | MVA | 2025 | 0.74728 | Zone Substation | None | Contingent (N-1)
Upper North | Wirrabara Forest 11kV | 50% POE Forecast | MVA | 2025 | 0.40048 | Zone Substation | None | Contingent (N-1)
Upper North | Wirrabara South 11kV | 50% POE Forecast | MVA | 2025 | 0.055989 | Zone Substation | None | Contingent (N-1)
Metro South | Wirrina Cove 11kV | 50% POE Forecast | MVA | 2025 | 0.64364 | Zone Substation | None | Contingent (N-1)
Upper North | Wongyarra 11kV | 50% POE Forecast | MVA | 2025 | 0.11228 | Zone Substation | None | Contingent (N-1)
Metro East | Woodforde 11kV | 50% POE Forecast | MVA | 2025 | 32.7731 | Zone Substation | None | Contingent (N-1)
Murraylands | Woods Point 11kV | 50% POE Forecast | MVA | 2025 | 2.3276 | Zone Substation | None | Contingent (N-1)
Eastern Hills | Woodside 11kV | 50% POE Forecast | MVA | 2025 | 7.8064 | Zone Substation | Reverse N-1 | Contingent (N-1)
Metro West | Woodville 11kV | 50% POE Forecast | MVA | 2025 | 8.6758 | Zone Substation | None | Contingent (N-1)
Metro West | Woodville 33kV | 50% POE Forecast | MVA | 2025 | 0 | Zone Substation | None | Contingent (N-1)
Riverland | Woolpunda 11kV | 50% POE Forecast | MVA | 2025 | 7.7928 | Zone Substation | None | Contingent (N-1)
Eyre Peninsula | Wudinna 11kV | 50% POE Forecast | MVA | 2025 | 1.8748 | Zone Substation | None | Contingent (N-1)
Eyre Peninsula | Wudinna 66kV | 50% POE Forecast | MVA | 2025 | 13.4024 | Connection Point | None | Contingent (N-1)
Eyre Peninsula | Yadnarie 66kV | 50% POE Forecast | MVA | 2025 | 12.5675 | Connection Point | None | Contingent (N-1)
Metro South | Yankalilla 11kV | 50% POE Forecast | MVA | 2025 | 6.9654 | Zone Substation | None | Contingent (N-1)
Metro South | Yankalilla 33kV | 50% POE Forecast | MVA | 2025 | 1.2553 | Zone Substation | None | Contingent (N-1)
Metro South | Yankalilla Hill 11kV | 50% POE Forecast | MVA | 2025 | 0.11937 | Zone Substation | None | Contingent (N-1)
Upper North | Yongala 11kV | 50% POE Forecast | MVA | 2025 | 0.060041 | Zone Substation | None | Contingent (N-1)
Yorke Peninsula | Yorketown 11kV | 50% POE Forecast | MVA | 2025 | 1.3432 | Zone Substation | None | Contingent (N-1)
Adelaide Central | ACR 66kV | 50% POE Forecast | MVA | 2026 | 198.6499 | Connection Point | None | Contingent (N-1)
Eastern Hills | Aldgate 11kV | 50% POE Forecast | MVA | 2026 | 6.3514 | Zone Substation | None | Contingent (N-1)
Metro South | Aldinga 11kV | 50% POE Forecast | MVA | 2026 | 18.2241 | Zone Substation | None | Contingent (N-1)
South East | Allendale East 11kV | 50% POE Forecast | MVA | 2026 | 3.75 | Zone Substation | None | Contingent (N-1)
Mid North | Alma 11kV | 50% POE Forecast | MVA | 2026 | 0.10105 | Zone Substation | None | Contingent (N-1)
Metro South | American River 11kV | 50% POE Forecast | MVA | 2026 | 0.43579 | Zone Substation | None | Contingent (N-1)
Eastern Hills | Angas Creek 33kV | 50% POE Forecast | MVA | 2026 | 16.4863 | Connection Point | None | Contingent (N-1)
Mid North | Angaston 11kV | 50% POE Forecast | MVA | 2026 | 16.0438 | Zone Substation | None | Contingent (N-1)
Metro North | Angle Vale 11kV | 50% POE Forecast | MVA | 2026 | 23.2326 | Zone Substation | None | Contingent (N-1)
Yorke Peninsula | Ardrossan 11kV | 50% POE Forecast | MVA | 2026 | 1.8583 | Zone Substation | None | Contingent (N-1)
Yorke Peninsula | Ardrossan West 33kV | 50% POE Forecast | MVA | 2026 | 13.4695 | Connection Point | None | Contingent (N-1)
Eyre Peninsula | Arno Bay 11kV | 50% POE Forecast | MVA | 2026 | 0.81935 | Zone Substation | None | Contingent (N-1)
Metro South | Ascot Park 11kV | 50% POE Forecast | MVA | 2026 | 19.3264 | Zone Substation | N | Contingent (N-1)
Metro West | Athol Park 11kV | 50% POE Forecast | MVA | 2026 | 16.5885 | Zone Substation | None | Contingent (N-1)
Mid North | Auburn 11kV | 50% POE Forecast | MVA | 2026 | 2.7826 | Zone Substation | None | Contingent (N-1)
Yorke Peninsula | Balaklava 7.6kV | 50% POE Forecast | MVA | 2026 | 2.7071 | Zone Substation | None | Contingent (N-1)
Eastern Hills | Balhannah 33kV | 50% POE Forecast | MVA | 2026 | 18.7815 | Zone Substation | None | Contingent (N-1)
Upper North | Baroota 33kV | 50% POE Forecast | MVA | 2026 | 8.2495 | Connection Point | None | Contingent (N-1)
Upper North | Baroota Town 11kV | 50% POE Forecast | MVA | 2026 | 0.19676 | Zone Substation | None | Contingent (N-1)
Mid North | Barossa South TF1 11kV | 50% POE Forecast | MVA | 2026 | 2.3515 | Zone Substation | None | Contingent (N-1)
Mid North | Barossa South TF2 11kV | 50% POE Forecast | MVA | 2026 | 3.7106 | Zone Substation | None | Contingent (N-1)
South East | Beachport 11kV | 50% POE Forecast | MVA | 2026 | 1.1181 | Zone Substation | None | Contingent (N-1)
Murraylands | Belvedere Road 7.6kV | 50% POE Forecast | MVA | 2026 | 0.12796 | Zone Substation | None | Contingent (N-1)
Riverland | Berri 11kV | 50% POE Forecast | MVA | 2026 | 14.1169 | Zone Substation | None | Contingent (N-1)
Riverland | Berri 66kV | 50% POE Forecast | MVA | 2026 | 83.96 | Connection Point | None | Contingent (N-1)
Murraylands | Binnies 11kV | 50% POE Forecast | MVA | 2026 | 0.89763 | Zone Substation | None | Contingent (N-1)
Eastern Hills | Birdwood 11kV | 50% POE Forecast | MVA | 2026 | 2.9166 | Zone Substation | None | Contingent (N-1)
Yorke Peninsula | Black Point 11kV | 50% POE Forecast | MVA | 2026 | 0.37945 | Zone Substation | None | Contingent (N-1)
Metro West | Blackpool 11kV | 50% POE Forecast | MVA | 2026 | 14.4511 | Zone Substation | None | Contingent (N-1)
Metro South | Blackwood 11kV | 50% POE Forecast | MVA | 2026 | 27.4461 | Zone Substation | None | Contingent (N-1)
South East | Blanche 33kV | 50% POE Forecast | MVA | 2026 | 34.497 | Connection Point | None | Contingent (N-1)
Upper North | Booleroo Centre 11kV | 50% POE Forecast | MVA | 2026 | 0.53475 | Zone Substation | None | Contingent (N-1)
Eyre Peninsula | Boothby 33kV | 50% POE Forecast | MVA | 2026 | 0.92122 | Zone Substation | N-1 | Contingent (N-1)
Upper North | Booyoolie 11kV | 50% POE Forecast | MVA | 2026 | 0.021658 | Zone Substation | None | Contingent (N-1)
South East | Bordertown 11kV | 50% POE Forecast | MVA | 2026 | 10.5707 | Zone Substation | N-1 | Contingent (N-1)
Mid North | Brinkworth 33kV | 50% POE Forecast | MVA | 2026 | 4.6894 | Connection Point | None | Contingent (N-1)
Mid North | Brinkworth Town 11kV | 50% POE Forecast | MVA | 2026 | 0.71506 | Zone Substation | None | Contingent (N-1)
Eastern Hills | Brukunga 11kV | 50% POE Forecast | MVA | 2026 | 0.35485 | Zone Substation | None | Contingent (N-1)
Upper North | Bungama Napperby 11kV | 50% POE Forecast | MVA | 2026 | 1.0624 | Zone Substation | None | Contingent (N-1)
Metro East | Burnside 11kV | 50% POE Forecast | MVA | 2026 | 11.659 | Zone Substation | None | Contingent (N-1)
Mid North | Burra TF2 11kV | 50% POE Forecast | MVA | 2026 | 1.7118 | Zone Substation | None | Contingent (N-1)
Riverland | Cadell 11kV | 50% POE Forecast | MVA | 2026 | 1.1242 | Zone Substation | None | Contingent (N-1)
Murraylands | Caloote 11kV | 50% POE Forecast | MVA | 2026 | 1.6242 | Zone Substation | None | Contingent (N-1)
Upper North | Caltowie 11kV | 50% POE Forecast | MVA | 2026 | 0.098192 | Zone Substation | None | Contingent (N-1)
Murraylands | Cambrai 11kV | 50% POE Forecast | MVA | 2026 | 0.68675 | Zone Substation | None | Contingent (N-1)
Murraylands | Campbell Park 11kV | 50% POE Forecast | MVA | 2026 | 0.46312 | Zone Substation | None | Contingent (N-1)
Metro East | Campbelltown 11kV | 50% POE Forecast | MVA | 2026 | 49.1573 | Zone Substation | None | Contingent (N-1)
Metro South | Cape Jervis 11kV | 50% POE Forecast | MVA | 2026 | 0.54853 | Zone Substation | None | Contingent (N-1)
Metro South | Cape Jervis 33kV | 50% POE Forecast | MVA | 2026 | 12.9567 | Zone Substation | N-1 | Contingent (N-1)
Eyre Peninsula | Caralue 11kV | 50% POE Forecast | MVA | 2026 | 2.4609 | Zone Substation | None | Contingent (N-1)
Metro West | Cavan 11kV | 50% POE Forecast | MVA | 2026 | 36.7444 | Zone Substation | None | Contingent (N-1)
Adelaide Central | CBD 33kV | 50% POE Forecast | MVA | 2026 | 21.7214 | Zone Substation | None | Contingent (N-1)
Eyre Peninsula | Ceduna 11kV | 50% POE Forecast | MVA | 2026 | 6.6222 | Zone Substation | None | Contingent (N-1)
Eastern Hills | Chain of Ponds 11kV | 50% POE Forecast | MVA | 2026 | 0.39744 | Zone Substation | None | Contingent (N-1)
Metro West | Cheltenham 11kV | 50% POE Forecast | MVA | 2026 | 11.6701 | Zone Substation | None | Contingent (N-1)
Metro West | Cheltenham 33kV | 50% POE Forecast | MVA | 2026 | 0 | Zone Substation | None | Contingent (N-1)
Mid North | Clare 11kV | 50% POE Forecast | MVA | 2026 | 8.9578 | Zone Substation | None | Contingent (N-1)
Mid North | Clare North 33kV | 50% POE Forecast | MVA | 2026 | 11.2393 | Connection Point | None | Contingent (N-1)
Metro South | Clarence Gardens 11kV | 50% POE Forecast | MVA | 2026 | 18.6138 | Zone Substation | None | Contingent (N-1)
Metro South | Clarendon 11kV | 50% POE Forecast | MVA | 2026 | 3.1121 | Zone Substation | None | Contingent (N-1)
Metro East | Clearview 11kV | 50% POE Forecast | MVA | 2026 | 23.9456 | Zone Substation | N | Contingent (N-1)
Eyre Peninsula | Cleve 11kV | 50% POE Forecast | MVA | 2026 | 1.6117 | Zone Substation | None | Contingent (N-1)
Eyre Peninsula | Cleve 33kV | 50% POE Forecast | MVA | 2026 | 6.6923 | Zone Substation | N-1 | Contingent (N-1)
Eyre Peninsula | Coffin Bay 11kV | 50% POE Forecast | MVA | 2026 | 1.4995 | Zone Substation | None | Contingent (N-1)
Mid North | Collinsfield 11kV | 50% POE Forecast | MVA | 2026 | 0.57956 | Zone Substation | None | Contingent (N-1)
Murraylands | Coomandook 11kV | 50% POE Forecast | MVA | 2026 | 0.40354 | Zone Substation | None | Contingent (N-1)
Murraylands | Coonalpyn 11kV | 50% POE Forecast | MVA | 2026 | 0.39876 | Zone Substation | None | Contingent (N-1)
South East | Coonawarra 11kV | 50% POE Forecast | MVA | 2026 | 3.5553 | Zone Substation | None | Contingent (N-1)
Upper North | Copley Nepabunna 33kV | 50% POE Forecast | MVA | 2026 | 0.23232 | Zone Substation | N-1 | Contingent (N-1)
Riverland | Cordola 11kV | 50% POE Forecast | MVA | 2026 | 1.7366 | Zone Substation | None | Contingent (N-1)
Adelaide Central | Coromandel Place 11kV | 50% POE Forecast | MVA | 2026 | 49.8381 | Zone Substation | None | Contingent (N-1)
Eyre Peninsula | Cowell 11kV | 50% POE Forecast | MVA | 2026 | 2.0724 | Zone Substation | None | Contingent (N-1)
Metro West | Croydon 11kV | 50% POE Forecast | MVA | 2026 | 22.1811 | Zone Substation | None | Contingent (N-1)
Metro West | Croydon Park 11kV | 50% POE Forecast | MVA | 2026 | 14.8307 | Zone Substation | None | Contingent (N-1)
Upper North | Crystal Brook 11kV | 50% POE Forecast | MVA | 2026 | 1.879 | Zone Substation | None | Contingent (N-1)
Metro South | Cudmore Park 11kV | 50% POE Forecast | MVA | 2026 | 9.8214 | Zone Substation | None | Contingent (N-1)
Eyre Peninsula | Cummins 11kV | 50% POE Forecast | MVA | 2026 | 2.3686 | Zone Substation | None | Contingent (N-1)
Yorke Peninsula | Curramulka 7.6kV | 50% POE Forecast | MVA | 2026 | 0.17918 | Zone Substation | None | Contingent (N-1)
Yorke Peninsula | Curramulka South 11kV | 50% POE Forecast | MVA | 2026 | 0.094862 | Zone Substation | None | Contingent (N-1)
Yorke Peninsula | Dalrymple 33kV | 50% POE Forecast | MVA | 2026 | 6.1976 | Connection Point | None | Contingent (N-1)
Eyre Peninsula | Darke Peak 11kV | 50% POE Forecast | MVA | 2026 | 0.28332 | Zone Substation | None | Contingent (N-1)
Upper North | Davenport West 33kV | 50% POE Forecast | MVA | 2026 | 43.6369 | Connection Point | None | Contingent (N-1)
Eastern Hills | Deloraine 11kV | 50% POE Forecast | MVA | 2026 | 0.29144 | Zone Substation | None | Contingent (N-1)
Metro North | Direk 11kV | 50% POE Forecast | MVA | 2026 | 22.4565 | Zone Substation | None | Contingent (N-1)
Mid North | Dorrien 33kV | 50% POE Forecast | MVA | 2026 | 58.0948 | Connection Point | None | Contingent (N-1)
Mid North | Dorrien TF4 11kV | 50% POE Forecast | MVA | 2026 | 7.8814 | Zone Substation | None | Contingent (N-1)
Mid North | Dorrien TF5 11kV | 50% POE Forecast | MVA | 2026 | 4.7431 | Zone Substation | None | Contingent (N-1)
Yorke Peninsula | Dowlingville 11kV | 50% POE Forecast | MVA | 2026 | 0.027182 | Zone Substation | None | Contingent (N-1)
Adelaide Central | East Terrace 11kV | 50% POE Forecast | MVA | 2026 | 35.4426 | Zone Substation | None | Contingent (N-1)
Metro North | Edinburgh 11kV | 50% POE Forecast | MVA | 2026 | 8.2659 | Zone Substation | None | Contingent (N-1)
Yorke Peninsula | Edithburgh 11kV | 50% POE Forecast | MVA | 2026 | 1.2076 | Zone Substation | None | Contingent (N-1)
Metro North | Elizabeth Downs 11kV | 50% POE Forecast | MVA | 2026 | 42.6916 | Zone Substation | None | Contingent (N-1)
Metro North | Elizabeth Heights 11kV | 50% POE Forecast | MVA | 2026 | 17.5447 | Zone Substation | None | Contingent (N-1)
Metro North | Elizabeth South 11kV | 50% POE Forecast | MVA | 2026 | 9.6375 | Zone Substation | None | Contingent (N-1)
Mid North | Eudunda 11kV | 50% POE Forecast | MVA | 2026 | 1.4365 | Zone Substation | None | Contingent (N-1)
Metro North | Evanston 11kV | 50% POE Forecast | MVA | 2026 | 39.958 | Zone Substation | N-1 | Contingent (N-1)
Metro North | Evanston 33kV | 50% POE Forecast | MVA | 2026 | 0 | Zone Substation | None | Contingent (N-1)
Metro West | Findon 11kV | 50% POE Forecast | MVA | 2026 | 16.4185 | Zone Substation | None | Contingent (N-1)
Metro West | Flinders Park 11kV | 50% POE Forecast | MVA | 2026 | 18.1156 | Zone Substation | None | Contingent (N-1)
Mid North | Florieton SWER 19kV | 50% POE Forecast | MVA | 2026 | 0.097172 | Connection Point | None | Contingent (N-1)
Eastern Hills | Forreston 11kV | 50% POE Forecast | MVA | 2026 | 0.80665 | Zone Substation | None | Contingent (N-1)
Mid North | Freeling 11kV | 50% POE Forecast | MVA | 2026 | 0.52185 | Zone Substation | None | Contingent (N-1)
Mid North | Freeling North 11kV | 50% POE Forecast | MVA | 2026 | 2.8003 | Zone Substation | None | Contingent (N-1)
Metro West | Fulham Gardens 11kV | 50% POE Forecast | MVA | 2026 | 36.1431 | Zone Substation | None | Contingent (N-1)
Upper North | Fullerville 11kV | 50% POE Forecast | MVA | 2026 | 0.081838 | Zone Substation | None | Contingent (N-1)
Mid North | Gawler Belt TF1 11kV | 50% POE Forecast | MVA | 2026 | 4.2556 | Zone Substation | None | Contingent (N-1)
Mid North | Gawler Belt TF2 11kV | 50% POE Forecast | MVA | 2026 | 4.6287 | Zone Substation | None | Contingent (N-1)
Mid North | Georgetown 11kV | 50% POE Forecast | MVA | 2026 | 0.13982 | Zone Substation | None | Contingent (N-1)
Murraylands | Geranium 11kV | 50% POE Forecast | MVA | 2026 | 0.077475 | Zone Substation | None | Contingent (N-1)
Upper North | Gladstone 11kV | 50% POE Forecast | MVA | 2026 | 2.032 | Zone Substation | None | Contingent (N-1)
Metro West | Glanville 11kV | 50% POE Forecast | MVA | 2026 | 13.456 | Zone Substation | None | Contingent (N-1)
South East | Glencoe 11kV | 50% POE Forecast | MVA | 2026 | 1.0113 | Zone Substation | None | Contingent (N-1)
Metro South | Glenelg North 11kV | 50% POE Forecast | MVA | 2026 | 18.5768 | Zone Substation | None | Contingent (N-1)
Riverland | Glossop 11kV | 50% POE Forecast | MVA | 2026 | 10.969 | Zone Substation | None | Contingent (N-1)
Metro East | Golden Grove 11kV | 50% POE Forecast | MVA | 2026 | 43.4666 | Zone Substation | None | Contingent (N-1)
Mid North | Gomersal North 11kV | 50% POE Forecast | MVA | 2026 | 0.28637 | Zone Substation | None | Contingent (N-1)
Metro South | Goolwa 11kV | 50% POE Forecast | MVA | 2026 | 12.8789 | Zone Substation | None | Contingent (N-1)
Mid North | Gulnare 11kV | 50% POE Forecast | MVA | 2026 | 0.10416 | Zone Substation | None | Contingent (N-1)
Eastern Hills | Gumeracha 11kV | 50% POE Forecast | MVA | 2026 | 0 | Zone Substation | None | Contingent (N-1)
Eastern Hills | Gumeracha Weir 11kV | 50% POE Forecast | MVA | 2026 | 0.10247 | Zone Substation | None | Contingent (N-1)
Eastern Hills | Gumhaven 11kV | 50% POE Forecast | MVA | 2026 | 0.051131 | Zone Substation | None | Contingent (N-1)
Metro South | Hackham 11kV | 50% POE Forecast | MVA | 2026 | 15.4054 | Zone Substation | N-1 | Contingent (N-1)
Eastern Hills | Hahndorf 11kV | 50% POE Forecast | MVA | 2026 | 4.5712 | Zone Substation | None | Contingent (N-1)
Mid North | Halbury 11kV | 50% POE Forecast | MVA | 2026 | 0.10129 | Zone Substation | None | Contingent (N-1)
Mid North | Hamley Bridge 11kV | 50% POE Forecast | MVA | 2026 | 2.2586 | Zone Substation | None | Contingent (N-1)
Metro South | Happy Valley 11kV | 50% POE Forecast | MVA | 2026 | 34.2543 | Zone Substation | None | Contingent (N-1)
Metro East | Harrow 11kV | 50% POE Forecast | MVA | 2026 | 19.2092 | Zone Substation | None | Contingent (N-1)
South East | Hatherleigh 11kV | 50% POE Forecast | MVA | 2026 | 0.068725 | Zone Substation | None | Contingent (N-1)
Upper North | Hawker 11kV | 50% POE Forecast | MVA | 2026 | 0.88096 | Zone Substation | None | Contingent (N-1)
Metro South | Hay Flat 11kV | 50% POE Forecast | MVA | 2026 | 0.078677 | Zone Substation | None | Contingent (N-1)
Metro West | Henley South 11kV | 50% POE Forecast | MVA | 2026 | 30.3661 | Zone Substation | None | Contingent (N-1)
Eastern Hills | Hermitage 11kV | 50% POE Forecast | MVA | 2026 | 0.13859 | Zone Substation | None | Contingent (N-1)
Metro East | Hillcrest 11kV | 50% POE Forecast | MVA | 2026 | 35.5772 | Zone Substation | None | Contingent (N-1)
Adelaide Central | Hindley Street 11kV | 50% POE Forecast | MVA | 2026 | 43.1081 | Zone Substation | None | Contingent (N-1)
Metro East | Holden Hill 11kV | 50% POE Forecast | MVA | 2026 | 35.5747 | Zone Substation | None | Contingent (N-1)
Metro East | Hope Valley 11kV | 50% POE Forecast | MVA | 2026 | 16.9842 | Zone Substation | None | Contingent (N-1)
Eastern Hills | Houghton 7.6kV | 50% POE Forecast | MVA | 2026 | 1.7824 | Zone Substation | None | Contingent (N-1)
Mid North | Hoyleton 11kV | 50% POE Forecast | MVA | 2026 | 0.09524 | Zone Substation | None | Contingent (N-1)
Yorke Peninsula | Hummocks 33kV | 50% POE Forecast | MVA | 2026 | 13.7379 | Connection Point | None | Contingent (N-1)
Metro East | Ingle Farm 11kV | 50% POE Forecast | MVA | 2026 | 32.0533 | Zone Substation | None | Contingent (N-1)
South East | Inverness 11kV | 50% POE Forecast | MVA | 2026 | 0.74253 | Zone Substation | None | Contingent (N-1)
Murraylands | Jabuk 11kV | 50% POE Forecast | MVA | 2026 | 0.081154 | Zone Substation | None | Contingent (N-1)
Yorke Peninsula | James Well 11kV | 50% POE Forecast | MVA | 2026 | 0.40053 | Zone Substation | None | Contingent (N-1)
Upper North | Jamestown 11kV | 50% POE Forecast | MVA | 2026 | 2.2077 | Zone Substation | Reverse N-1 | Contingent (N-1)
Murraylands | Jervois 11kV | 50% POE Forecast | MVA | 2026 | 3.172 | Zone Substation | None | Contingent (N-1)
Yorke Peninsula | Kadina 11kV | 50% POE Forecast | MVA | 2026 | 8.7319 | Zone Substation | None | Contingent (N-1)
Yorke Peninsula | Kadina East 33kV | 50% POE Forecast | MVA | 2026 | 28.2233 | Connection Point | None | Contingent (N-1)
South East | Kalangadoo 11kV | 50% POE Forecast | MVA | 2026 | 0.5047 | Zone Substation | None | Contingent (N-1)
South East | Kalangadoo West 11kV | 50% POE Forecast | MVA | 2026 | 0.717 | Zone Substation | None | Contingent (N-1)
Eastern Hills | Kanmantoo Copper Mine 11kV | 50% POE Forecast | MVA | 2026 | 1.663 | Connection Point | None | Contingent (N-1)
Mid North | Kapunda TF1 11kV | 50% POE Forecast | MVA | 2026 | 3.5813 | Zone Substation | None | Contingent (N-1)
Mid North | Kapunda TF2 11kV | 50% POE Forecast | MVA | 2026 | 2.6098 | Zone Substation | None | Contingent (N-1)
Murraylands | Karoonda 11kV | 50% POE Forecast | MVA | 2026 | 0.79215 | Zone Substation | Reverse N | Contingent (N-1)
South East | Keith 11kV | 50% POE Forecast | MVA | 2026 | 5.5139 | Zone Substation | None | Contingent (N-1)
South East | Keith 33kV | 50% POE Forecast | MVA | 2026 | 21.2378 | Connection Point | None | Contingent (N-1)
Metro East | Kent Town 11kV | 50% POE Forecast | MVA | 2026 | 26.6149 | Zone Substation | None | Contingent (N-1)
Eastern Hills | Kersbrook 11kV | 50% POE Forecast | MVA | 2026 | 0.48089 | Zone Substation | None | Contingent (N-1)
Metro South | Keswick 11kV | 50% POE Forecast | MVA | 2026 | 27.4125 | Zone Substation | None | Contingent (N-1)
Murraylands | Ki Ki 11kV | 50% POE Forecast | MVA | 2026 | 0.10861 | Zone Substation | None | Contingent (N-1)
Metro West | Kilburn 11kV | 50% POE Forecast | MVA | 2026 | 48.0915 | Zone Substation | None | Contingent (N-1)
Metro East | Kilburn South 11kV | 50% POE Forecast | MVA | 2026 | 14.9641 | Zone Substation | None | Contingent (N-1)
Metro West | Kilkenny 11kV | 50% POE Forecast | MVA | 2026 | 18.4641 | Zone Substation | None | Contingent (N-1)
South East | Kincraig 33kV | 50% POE Forecast | MVA | 2026 | 18.7714 | Connection Point | None | Contingent (N-1)
Metro South | Kingscote 11kV | 50% POE Forecast | MVA | 2026 | 3.0757 | Zone Substation | None | Contingent (N-1)
South East | Kingston SE 11kV | 50% POE Forecast | MVA | 2026 | 3.1095 | Zone Substation | None | Contingent (N-1)
Metro South | Kingswood 11kV | 50% POE Forecast | MVA | 2026 | 47.1057 | Zone Substation | None | Contingent (N-1)
South East | Kongorong 11kV | 50% POE Forecast | MVA | 2026 | 0.74521 | Zone Substation | None | Contingent (N-1)
South East | Kumorna 11kV | 50% POE Forecast | MVA | 2026 | 0.61888 | Zone Substation | None | Contingent (N-1)
Mid North | Kybunga 11kV | 50% POE Forecast | MVA | 2026 | 0.064954 | Zone Substation | None | Contingent (N-1)
Murraylands | Lameroo 11kV | 50% POE Forecast | MVA | 2026 | 1.2001 | Zone Substation | None | Contingent (N-1)
Eastern Hills | Langhorne Creek 11kV | 50% POE Forecast | MVA | 2026 | 3.3953 | Zone Substation | None | Contingent (N-1)
Metro West | Largs North 11kV | 50% POE Forecast | MVA | 2026 | 14.4477 | Zone Substation | None | Contingent (N-1)
Metro West | Lefevre 11kV | 50% POE Forecast | MVA | 2026 | 9.6073 | Zone Substation | None | Contingent (N-1)
Upper North | Leigh Creek South 33kV | 50% POE Forecast | MVA | 2026 | 0.92412 | Connection Point | None | Contingent (N-1)
Metro East | Linden Park 11kV | 50% POE Forecast | MVA | 2026 | 35.079 | Zone Substation | None | Contingent (N-1)
Eyre Peninsula | Little Swamp 11kV | 50% POE Forecast | MVA | 2026 | 0.17328 | Zone Substation | None | Contingent (N-1)
Eastern Hills | Lobethal 11kV | 50% POE Forecast | MVA | 2026 | 6.5834 | Zone Substation | None | Contingent (N-1)
Eyre Peninsula | Lock 11kV | 50% POE Forecast | MVA | 2026 | 0.71817 | Zone Substation | None | Contingent (N-1)
Riverland | Loveday 11kV | 50% POE Forecast | MVA | 2026 | 10.7119 | Zone Substation | None | Contingent (N-1)
Metro South | Lower Mitcham 11kV | 50% POE Forecast | MVA | 2026 | 19.3078 | Zone Substation | None | Contingent (N-1)
Riverland | Loxton 11kV | 50% POE Forecast | MVA | 2026 | 12.4556 | Zone Substation | None | Contingent (N-1)
South East | Lucindale 11kV | 50% POE Forecast | MVA | 2026 | 1.1815 | Zone Substation | None | Contingent (N-1)
Mid North | Lyndoch 11kV | 50% POE Forecast | MVA | 2026 | 2.7722 | Zone Substation | None | Contingent (N-1)
Mid North | Lyndoch South 7.6kV | 50% POE Forecast | MVA | 2026 | 0.32183 | Zone Substation | None | Contingent (N-1)
Riverland | Lyrup 11kV | 50% POE Forecast | MVA | 2026 | 4.8124 | Zone Substation | None | Contingent (N-1)
Metro South | MacGillivray 11kV | 50% POE Forecast | MVA | 2026 | 1.817 | Zone Substation | None | Contingent (N-1)
Yorke Peninsula | Maitland 11kV | 50% POE Forecast | MVA | 2026 | 3.5328 | Zone Substation | None | Contingent (N-1)
Mid North | Mallala 11kV | 50% POE Forecast | MVA | 2026 | 4.108 | Zone Substation | None | Contingent (N-1)
Murraylands | Mannum 33kV | 50% POE Forecast | MVA | 2026 | 12.836 | Connection Point | None | Contingent (N-1)
Murraylands | Mannum Town 7.6kV | 50% POE Forecast | MVA | 2026 | 3.9901 | Zone Substation | None | Contingent (N-1)
Yorke Peninsula | Marion Bay 11kV | 50% POE Forecast | MVA | 2026 | 0.52616 | Zone Substation | None | Contingent (N-1)
Mid North | Marrabel 11kV | 50% POE Forecast | MVA | 2026 | 0.75259 | Zone Substation | None | Contingent (N-1)
Metro South | McLaren Flat TF1 11kV | 50% POE Forecast | MVA | 2026 | 5.7037 | Zone Substation | None | Contingent (N-1)
Metro South | McLaren Flat TF2 11kV | 50% POE Forecast | MVA | 2026 | 5.7843 | Zone Substation | None | Contingent (N-1)
Metro South | McLaren Vale 11kV | 50% POE Forecast | MVA | 2026 | 0 | Zone Substation | None | Contingent (N-1)
Metro South | McLaren Vale Vineyard 11kV | 50% POE Forecast | MVA | 2026 | 0 | Zone Substation | None | Contingent (N-1)
Eastern Hills | Meadows 11kV | 50% POE Forecast | MVA | 2026 | 5.3014 | Zone Substation | Reverse N-1 | Contingent (N-1)
Upper North | Melrose 11kV | 50% POE Forecast | MVA | 2026 | 0.33914 | Zone Substation | None | Contingent (N-1)
Murraylands | Meningie 11kV | 50% POE Forecast | MVA | 2026 | 1.9708 | Zone Substation | None | Contingent (N-1)
Metro East | Metro East 66kV | 50% POE Forecast | MVA | 2026 | 669.3671 | Connection Point | None | Contingent (N-1)
Metro North | Metro North 66kV | 50% POE Forecast | MVA | 2026 | 348.3771 | Connection Point | None | Contingent (N-1)
Metro South | Metro South 66kV | 50% POE Forecast | MVA | 2026 | 662.9602 | Connection Point | None | Contingent (N-1)
Metro West | Metro West 66kV | 50% POE Forecast | MVA | 2026 | 403.0101 | Connection Point | None | Contingent (N-1)
Eastern Hills | Milang 11kV | 50% POE Forecast | MVA | 2026 | 3.4505 | Zone Substation | None | Contingent (N-1)
South East | Millicent 11kV | 50% POE Forecast | MVA | 2026 | 4.8492 | Zone Substation | None | Contingent (N-1)
Yorke Peninsula | Minlaton 11kV | 50% POE Forecast | MVA | 2026 | 1.8784 | Zone Substation | None | Contingent (N-1)
Murraylands | Mobilong 33kV | 50% POE Forecast | MVA | 2026 | 38.1609 | Connection Point | None | Contingent (N-1)
Murraylands | Monarto Central 11kV | 50% POE Forecast | MVA | 2026 | 1.8633 | Zone Substation | None | Contingent (N-1)
Murraylands | Monarto South 11kV | 50% POE Forecast | MVA | 2026 | 3.9393 | Zone Substation | None | Contingent (N-1)
Yorke Peninsula | Moonta 11kV | 50% POE Forecast | MVA | 2026 | 9.5947 | Zone Substation | N-1 | Contingent (N-1)
Eyre Peninsula | Moorkitabie 11kV | 50% POE Forecast | MVA | 2026 | 0.65344 | Zone Substation | None | Contingent (N-1)
Riverland | Morgan 11kV | 50% POE Forecast | MVA | 2026 | 1.2046 | Zone Substation | N | Contingent (N-1)
Metro South | Morphett Vale East 11kV | 50% POE Forecast | MVA | 2026 | 32.7543 | Zone Substation | None | Contingent (N-1)
Metro South | Morphettville 11kV | 50% POE Forecast | MVA | 2026 | 23.3255 | Zone Substation | None | Contingent (N-1)
Eastern Hills | Mount Barker 11kV | 50% POE Forecast | MVA | 2026 | 29.3032 | Zone Substation | None | Contingent (N-1)
Eastern Hills | Mount Barker 66kV | 50% POE Forecast | MVA | 2026 | 92.8641 | Connection Point | None | Contingent (N-1)
South East | Mount Burr 11kV | 50% POE Forecast | MVA | 2026 | 0.32215 | Zone Substation | None | Contingent (N-1)
South East | Mount Gambier 11kV | 50% POE Forecast | MVA | 2026 | 12.4027 | Zone Substation | None | Contingent (N-1)
South East | Mount Gambier 33kV | 50% POE Forecast | MVA | 2026 | 22.3491 | Connection Point | None | Contingent (N-1)
South East | Mount Gambier North 11kV | 50% POE Forecast | MVA | 2026 | 9.9454 | Zone Substation | N-1 | Contingent (N-1)
South East | Mount Gambier West 11kV | 50% POE Forecast | MVA | 2026 | 14.0831 | Zone Substation | None | Contingent (N-1)
Upper North | Mount Gunson 33kV | 50% POE Forecast | MVA | 2026 | 0.65313 | Connection Point | None | Contingent (N-1)
Eastern Hills | Mount Pleasant 11kV | 50% POE Forecast | MVA | 2026 | 1.9692 | Zone Substation | None | Contingent (N-1)
South East | Mount Schank 11kV | 50% POE Forecast | MVA | 2026 | 2.7621 | Zone Substation | None | Contingent (N-1)
Murraylands | Murray Bridge North 11kV | 50% POE Forecast | MVA | 2026 | 11.6325 | Zone Substation | None | Contingent (N-1)
Murraylands | Murray Bridge South 11kV | 50% POE Forecast | MVA | 2026 | 14.2045 | Zone Substation | None | Contingent (N-1)
Eastern Hills | Mylor 11kV | 50% POE Forecast | MVA | 2026 | 2.0179 | Zone Substation | None | Contingent (N-1)
Murraylands | Mypolonga 11kV | 50% POE Forecast | MVA | 2026 | 2.5283 | Zone Substation | None | Contingent (N-1)
Metro South | Myponga 11kV | 50% POE Forecast | MVA | 2026 | 5.7307 | Zone Substation | None | Contingent (N-1)
Eastern Hills | Nairne 11kV | 50% POE Forecast | MVA | 2026 | 6.7753 | Zone Substation | Reverse N-1 | Contingent (N-1)
South East | Nangwarry 11kV | 50% POE Forecast | MVA | 2026 | 0.51469 | Zone Substation | None | Contingent (N-1)
South East | Naracoorte 11kV | 50% POE Forecast | MVA | 2026 | 9.7715 | Zone Substation | None | Contingent (N-1)
South East | Naracoorte East 11kV | 50% POE Forecast | MVA | 2026 | 5.1727 | Zone Substation | None | Contingent (N-1)
Murraylands | Narrung 11kV | 50% POE Forecast | MVA | 2026 | 1.3544 | Zone Substation | None | Contingent (N-1)
Upper North | Neuroodla 33kV | 50% POE Forecast | MVA | 2026 | 0.82164 | Connection Point | None | Contingent (N-1)
Metro West | New Osborne 11kV | 50% POE Forecast | MVA | 2026 | 0 | Zone Substation | None | Contingent (N-1)
Metro West | New Richmond 11kV | 50% POE Forecast | MVA | 2026 | 29.6689 | Zone Substation | None | Contingent (N-1)
Murraylands | Nildottie 11kV | 50% POE Forecast | MVA | 2026 | 2.0735 | Zone Substation | None | Contingent (N-1)
Yorke Peninsula | Ninnes 11kV | 50% POE Forecast | MVA | 2026 | 1.0505 | Zone Substation | None | Contingent (N-1)
Metro South | Noarlunga Centre 11kV | 50% POE Forecast | MVA | 2026 | 17.5158 | Zone Substation | None | Contingent (N-1)
Metro East | North Adelaide 11kV | 50% POE Forecast | MVA | 2026 | 18.6493 | Zone Substation | None | Contingent (N-1)
Metro South | North Unley 11kV | 50% POE Forecast | MVA | 2026 | 14.7274 | Zone Substation | None | Contingent (N-1)
Riverland | North West Bend 66kV | 50% POE Forecast | MVA | 2026 | 21.7043 | Connection Point | None | Contingent (N-1)
Metro East | Northfield 11kV | 50% POE Forecast | MVA | 2026 | 22.1151 | Zone Substation | N | Contingent (N-1)
Metro East | Norwood 11kV | 50% POE Forecast | MVA | 2026 | 53.2592 | Zone Substation | None | Contingent (N-1)
Mid North | Nuriootpa 11kV | 50% POE Forecast | MVA | 2026 | 9.0136 | Zone Substation | None | Contingent (N-1)
Metro South | Oaklands 11kV | 50% POE Forecast | MVA | 2026 | 40.3949 | Zone Substation | None | Contingent (N-1)
Upper North | Orroroo 11kV | 50% POE Forecast | MVA | 2026 | 1.136 | Zone Substation | None | Contingent (N-1)
South East | Padthaway 11kV | 50% POE Forecast | MVA | 2026 | 3.1128 | Zone Substation | None | Contingent (N-1)
Murraylands | Palmer 11kV | 50% POE Forecast | MVA | 2026 | 0.027249 | Zone Substation | None | Contingent (N-1)
Metro South | Panorama 11kV | 50% POE Forecast | MVA | 2026 | 25.665 | Zone Substation | None | Contingent (N-1)
Metro North | Parafield Gardens 11kV | 50% POE Forecast | MVA | 2026 | 28.8682 | Zone Substation | None | Contingent (N-1)
Metro North | Paralowie 11kV | 50% POE Forecast | MVA | 2026 | 18.5891 | Zone Substation | None | Contingent (N-1)
Murraylands | Parilla 11kV | 50% POE Forecast | MVA | 2026 | 2.249 | Zone Substation | None | Contingent (N-1)
Riverland | Paringa 11kV | 50% POE Forecast | MVA | 2026 | 2.688 | Zone Substation | None | Contingent (N-1)
Riverland | Paringa 33kV | 50% POE Forecast | MVA | 2026 | 15.6821 | Zone Substation | None | Contingent (N-1)
Yorke Peninsula | Paskeville 11kV | 50% POE Forecast | MVA | 2026 | 0.32437 | Zone Substation | None | Contingent (N-1)
Murraylands | Peake 11kV | 50% POE Forecast | MVA | 2026 | 0.15268 | Zone Substation | None | Contingent (N-1)
Murraylands | Pellaring Flat 11kV | 50% POE Forecast | MVA | 2026 | 0.084038 | Zone Substation | None | Contingent (N-1)
Metro North | Penfield 11kV | 50% POE Forecast | MVA | 2026 | 20.5319 | Zone Substation | None | Contingent (N-1)
Metro South | Penneshaw 11kV | 50% POE Forecast | MVA | 2026 | 1.6907 | Zone Substation | None | Contingent (N-1)
South East | Penola 11kV | 50% POE Forecast | MVA | 2026 | 2.4429 | Zone Substation | None | Contingent (N-1)
South East | Penola West 33kV | 50% POE Forecast | MVA | 2026 | 7.1559 | Connection Point | None | Contingent (N-1)
Upper North | Peterborough 11kV | 50% POE Forecast | MVA | 2026 | 1.6398 | Zone Substation | None | Contingent (N-1)
Eastern Hills | Piccadilly 11kV | 50% POE Forecast | MVA | 2026 | 1.42 | Zone Substation | None | Contingent (N-1)
Murraylands | Pinnaroo 11kV | 50% POE Forecast | MVA | 2026 | 1.7221 | Zone Substation | None | Contingent (N-1)
Murraylands | Pinnaroo South 11kV | 50% POE Forecast | MVA | 2026 | 0.018511 | Zone Substation | None | Contingent (N-1)
Metro South | Plympton 11kV | 50% POE Forecast | MVA | 2026 | 20.5968 | Zone Substation | None | Contingent (N-1)
Eyre Peninsula | Point Boston 11kV | 50% POE Forecast | MVA | 2026 | 1.294 | Zone Substation | None | Contingent (N-1)
Eyre Peninsula | Polda 11kV | 50% POE Forecast | MVA | 2026 | 0.7223 | Zone Substation | None | Contingent (N-1)
Eyre Peninsula | Poonindie 11kV | 50% POE Forecast | MVA | 2026 | 0.4424 | Zone Substation | None | Contingent (N-1)
Metro West | Port Adelaide 11kV | 50% POE Forecast | MVA | 2026 | 11.8224 | Zone Substation | None | Contingent (N-1)
Metro West | Port Adelaide North 11kV | 50% POE Forecast | MVA | 2026 | 19.5645 | Zone Substation | None | Contingent (N-1)
Upper North | Port Augusta 11kV | 50% POE Forecast | MVA | 2026 | 13.5793 | Zone Substation | None | Contingent (N-1)
Upper North | Port Augusta West TF1 11kV | 50% POE Forecast | MVA | 2026 | 5.6555 | Zone Substation | None | Contingent (N-1)
Upper North | Port Augusta West TF2 11kV | 50% POE Forecast | MVA | 2026 | 3.2655 | Zone Substation | None | Contingent (N-1)
Upper North | Port Broughton 11kV | 50% POE Forecast | MVA | 2026 | 3.2739 | Zone Substation | None | Contingent (N-1)
Yorke Peninsula | Port Clinton 11kV | 50% POE Forecast | MVA | 2026 | 0.55471 | Zone Substation | None | Contingent (N-1)
Upper North | Port Germein 11kV | 50% POE Forecast | MVA | 2026 | 0.74144 | Zone Substation | None | Contingent (N-1)
Yorke Peninsula | Port Giles 11kV | 50% POE Forecast | MVA | 2026 | 1.5111 | Zone Substation | None | Contingent (N-1)
Yorke Peninsula | Port Julia 11kV | 50% POE Forecast | MVA | 2026 | 0.27965 | Zone Substation | None | Contingent (N-1)
Eyre Peninsula | Port Lincoln City 11kV | 50% POE Forecast | MVA | 2026 | 10.9171 | Zone Substation | None | Contingent (N-1)
Eyre Peninsula | Port Lincoln Docks 11kV | 50% POE Forecast | MVA | 2026 | 5.5597 | Zone Substation | None | Contingent (N-1)
Eyre Peninsula | Port Lincoln Marina 11kV | 50% POE Forecast | MVA | 2026 | 7.6257 | Zone Substation | None | Contingent (N-1)
Eyre Peninsula | Port Lincoln Terminal 33kV | 50% POE Forecast | MVA | 2026 | 35.9193 | Connection Point | None | Contingent (N-1)
Metro South | Port Noarlunga 11kV | 50% POE Forecast | MVA | 2026 | 30.5597 | Zone Substation | None | Contingent (N-1)
Upper North | Port Pirie Bungama 33kV | 50% POE Forecast | MVA | 2026 | 57.3496 | Connection Point | None | Contingent (N-1)
Upper North | Port Pirie South 11kV | 50% POE Forecast | MVA | 2026 | 20.3319 | Zone Substation | None | Contingent (N-1)
Metro South | Port Stanvac 11kV | 50% POE Forecast | MVA | 2026 | 28.2109 | Zone Substation | None | Contingent (N-1)
Metro South | Port Stanvac TF2 11kV | 50% POE Forecast | MVA | 2026 | 0.20778 | Zone Substation | None | Contingent (N-1)
Yorke Peninsula | Port Vincent 11kV | 50% POE Forecast | MVA | 2026 | 1.3145 | Zone Substation | None | Contingent (N-1)
Riverland | Portee 11kV | 50% POE Forecast | MVA | 2026 | 0.59902 | Zone Substation | N | Contingent (N-1)
Metro East | Prospect 11kV | 50% POE Forecast | MVA | 2026 | 29.6886 | Zone Substation | None | Contingent (N-1)
Murraylands | Punyelroo 11kV | 50% POE Forecast | MVA | 2026 | 0.53911 | Zone Substation | None | Contingent (N-1)
Riverland | Pyap 11kV | 50% POE Forecast | MVA | 2026 | 8.6828 | Zone Substation | None | Contingent (N-1)
Riverland | Qualco 11kV | 50% POE Forecast | MVA | 2026 | 3.3602 | Zone Substation | N | Contingent (N-1)
Metro West | Queenstown 11kV | 50% POE Forecast | MVA | 2026 | 14.6002 | Zone Substation | None | Contingent (N-1)
Upper North | Quorn 11kV | 50% POE Forecast | MVA | 2026 | 1.5352 | Zone Substation | None | Contingent (N-1)
Riverland | Ramco 11kV | 50% POE Forecast | MVA | 2026 | 5.4788 | Zone Substation | None | Contingent (N-1)
Metro South | Rapid Bay 11kV | 50% POE Forecast | MVA | 2026 | 0.03199 | Zone Substation | None | Contingent (N-1)
Riverland | Renmark 11kV | 50% POE Forecast | MVA | 2026 | 16.7401 | Zone Substation | None | Contingent (N-1)
Mid North | Riverton 11kV | 50% POE Forecast | MVA | 2026 | 1.6874 | Zone Substation | None | Contingent (N-1)
South East | Robe 7.6kV | 50% POE Forecast | MVA | 2026 | 2.9054 | Zone Substation | None | Contingent (N-1)
Mid North | Robertstown 11kV | 50% POE Forecast | MVA | 2026 | 0.86991 | Zone Substation | None | Contingent (N-1)
Riverland | Roonka 11kV | 50% POE Forecast | MVA | 2026 | 3.0793 | Zone Substation | None | Contingent (N-1)
Eyre Peninsula | Rudall 11kV | 50% POE Forecast | MVA | 2026 | 0.3295 | Zone Substation | None | Contingent (N-1)
Metro North | Salisbury 11kV | 50% POE Forecast | MVA | 2026 | 59.7056 | Zone Substation | N | Contingent (N-1)
Metro South | Salt Cliffs 11kV | 50% POE Forecast | MVA | 2026 | 0.10711 | Zone Substation | None | Contingent (N-1)
Mid North | Sandy Creek 11kV | 50% POE Forecast | MVA | 2026 | 2.2759 | Zone Substation | None | Contingent (N-1)
Metro South | Seacombe 11kV | 50% POE Forecast | MVA | 2026 | 41.135 | Zone Substation | None | Contingent (N-1)
Metro South | Seaford 11kV | 50% POE Forecast | MVA | 2026 | 9.9435 | Zone Substation | None | Contingent (N-1)
Metro South | Second Valley 11kV | 50% POE Forecast | MVA | 2026 | 0.26634 | Zone Substation | None | Contingent (N-1)
Metro South | Sheidow Park 11kV | 50% POE Forecast | MVA | 2026 | 25.5823 | Zone Substation | Reverse N-1 | Contingent (N-1)
Murraylands | Sherlock 11kV | 50% POE Forecast | MVA | 2026 | 0.02369 | Zone Substation | None | Contingent (N-1)
Metro North | Smithfield West 11kV | 50% POE Forecast | MVA | 2026 | 26.5852 | Zone Substation | N-1 | Contingent (N-1)
South East | Snuggery Rural 33kV | 50% POE Forecast | MVA | 2026 | 12.7441 | Connection Point | None | Contingent (N-1)
South East | South End 11kV | 50% POE Forecast | MVA | 2026 | 0.35302 | Zone Substation | Reverse N-1 | Contingent (N-1)
Mid North | Spalding 11kV | 50% POE Forecast | MVA | 2026 | 0.9091 | Zone Substation | None | Contingent (N-1)
Metro South | Square Water Hole 11kV | 50% POE Forecast | MVA | 2026 | 4.1031 | Zone Substation | None | Contingent (N-1)
Yorke Peninsula | Stansbury 11kV | 50% POE Forecast | MVA | 2026 | 1.1914 | Zone Substation | None | Contingent (N-1)
Eastern Hills | Stirling East 11kV | 50% POE Forecast | MVA | 2026 | 6.0821 | Zone Substation | None | Contingent (N-1)
Upper North | Stirling North 1 11kV | 50% POE Forecast | MVA | 2026 | 1.4822 | Zone Substation | None | Contingent (N-1)
Upper North | Stirling North 2 11kV | 50% POE Forecast | MVA | 2026 | 1.6252 | Zone Substation | None | Contingent (N-1)
Mid North | Stockwell TF1 11kV | 50% POE Forecast | MVA | 2026 | 2.3097 | Zone Substation | None | Contingent (N-1)
Mid North | Stockwell TF2 11kV | 50% POE Forecast | MVA | 2026 | 4.7356 | Zone Substation | None | Contingent (N-1)
Eyre Peninsula | Stony Point 11kV | 50% POE Forecast | MVA | 2026 | 0.16066 | Connection Point | None | Contingent (N-1)
Eastern Hills | Strathalbyn 11kV | 50% POE Forecast | MVA | 2026 | 9.8917 | Zone Substation | None | Contingent (N-1)
Eyre Peninsula | Streaky Bay 11kV | 50% POE Forecast | MVA | 2026 | 3.2007 | Zone Substation | Reverse N-1 | Contingent (N-1)
Riverland | Swan Reach 11kV | 50% POE Forecast | MVA | 2026 | 1.4461 | Zone Substation | None | Contingent (N-1)
Riverland | Swan Reach 33kV | 50% POE Forecast | MVA | 2026 | 1.906 | Zone Substation | None | Contingent (N-1)
Murraylands | Tailem Bend 33kV | 50% POE Forecast | MVA | 2026 | 26.5382 | Connection Point | None | Contingent (N-1)
Murraylands | Tailem Bend Town 11kV | 50% POE Forecast | MVA | 2026 | 2.6628 | Zone Substation | None | Contingent (N-1)
South East | Tantanoola 11kV | 50% POE Forecast | MVA | 2026 | 0.49943 | Zone Substation | None | Contingent (N-1)
Eyre Peninsula | Tarlton 11kV | 50% POE Forecast | MVA | 2026 | 0.59359 | Zone Substation | None | Contingent (N-1)
South East | Tarpeena South 11kV | 50% POE Forecast | MVA | 2026 | 7.0261 | Zone Substation | N-1 | Contingent (N-1)
Metro East | Tea Tree Gully 11kV | 50% POE Forecast | MVA | 2026 | 30.4284 | Zone Substation | None | Contingent (N-1)
Murraylands | Teal Flat 11kV | 50% POE Forecast | MVA | 2026 | 2.7174 | Zone Substation | None | Contingent (N-1)
Upper North | Telowie 11kV | 50% POE Forecast | MVA | 2026 | 0.48269 | Zone Substation | None | Contingent (N-1)
Mid North | Templers 33kV | 50% POE Forecast | MVA | 2026 | 31.847 | Connection Point | None | Contingent (N-1)
Metro West | Thebarton 11kV | 50% POE Forecast | MVA | 2026 | 22.8569 | Zone Substation | None | Contingent (N-1)
South East | Tintinara 11kV | 50% POE Forecast | MVA | 2026 | 1.1027 | Zone Substation | None | Contingent (N-1)
Metro South | Tonsley Park 11kV | 50% POE Forecast | MVA | 2026 | 17.2802 | Zone Substation | None | Contingent (N-1)
Eyre Peninsula | Tumby Bay 11kV | 50% POE Forecast | MVA | 2026 | 2.2482 | Zone Substation | None | Contingent (N-1)
Metro North | Two Wells 11kV | 50% POE Forecast | MVA | 2026 | 8.4057 | Zone Substation | N-1 | Contingent (N-1)
Eyre Peninsula | Uley 11kV | 50% POE Forecast | MVA | 2026 | 0.26913 | Zone Substation | None | Contingent (N-1)
Eyre Peninsula | Uley South 11kV | 50% POE Forecast | MVA | 2026 | 0.57778 | Zone Substation | None | Contingent (N-1)
Eastern Hills | Uraidla 11kV | 50% POE Forecast | MVA | 2026 | 4.4913 | Zone Substation | None | Contingent (N-1)
Eastern Hills | Uraidla 33kV | 50% POE Forecast | MVA | 2026 | 13.7765 | Zone Substation | None | Contingent (N-1)
Eastern Hills | Verdun 11kV | 50% POE Forecast | MVA | 2026 | 0.89995 | Zone Substation | None | Contingent (N-1)
Metro South | Victor Harbor 11kV | 50% POE Forecast | MVA | 2026 | 21.0419 | Zone Substation | None | Contingent (N-1)
Metro North | Virginia 11kV | 50% POE Forecast | MVA | 2026 | 7.5345 | Zone Substation | None | Contingent (N-1)
Riverland | Waikerie 11kV | 50% POE Forecast | MVA | 2026 | 7.0863 | Zone Substation | None | Contingent (N-1)
Murraylands | Walker Flat 11kV | 50% POE Forecast | MVA | 2026 | 1.2664 | Zone Substation | None | Contingent (N-1)
Yorke Peninsula | Wallaroo 11kV | 50% POE Forecast | MVA | 2026 | 9.3585 | Zone Substation | None | Contingent (N-1)
Yorke Peninsula | Warooka 11kV | 50% POE Forecast | MVA | 2026 | 2.1396 | Zone Substation | None | Contingent (N-1)
Mid North | Wasleys 11kV | 50% POE Forecast | MVA | 2026 | 1.5765 | Zone Substation | None | Contingent (N-1)
Mid North | Waterloo 33kV | 50% POE Forecast | MVA | 2026 | 8.3319 | Connection Point | None | Contingent (N-1)
Mid North | Waterloo Town 11kV | 50% POE Forecast | MVA | 2026 | 0.26522 | Zone Substation | None | Contingent (N-1)
Murraylands | White Sands 11kV | 50% POE Forecast | MVA | 2026 | 4.1314 | Zone Substation | None | Contingent (N-1)
Adelaide Central | Whitmore Square 11kV | 50% POE Forecast | MVA | 2026 | 40.946 | Zone Substation | None | Contingent (N-1)
Eyre Peninsula | Whyalla Central 33kV | 50% POE Forecast | MVA | 2026 | 77.0918 | Connection Point | None | Contingent (N-1)
Eyre Peninsula | Whyalla City 11kV | 50% POE Forecast | MVA | 2026 | 17.5676 | Zone Substation | None | Contingent (N-1)
Eyre Peninsula | Whyalla North 11kV | 50% POE Forecast | MVA | 2026 | 0.42807 | Zone Substation | None | Contingent (N-1)
Eyre Peninsula | Whyalla Stuart 11kV | 50% POE Forecast | MVA | 2026 | 16.2355 | Zone Substation | None | Contingent (N-1)
Mid North | Williamstown 11kV | 50% POE Forecast | MVA | 2026 | 0.73771 | Zone Substation | None | Contingent (N-1)
Mid North | Williamstown South 11kV | 50% POE Forecast | MVA | 2026 | 2.2285 | Zone Substation | None | Contingent (N-1)
Metro South | Willunga 11kV | 50% POE Forecast | MVA | 2026 | 4.1452 | Zone Substation | None | Contingent (N-1)
Metro South | Willunga 33kV | 50% POE Forecast | MVA | 2026 | 0 | Zone Substation | None | Contingent (N-1)
Upper North | Wilmington 11kV | 50% POE Forecast | MVA | 2026 | 0.76975 | Zone Substation | None | Contingent (N-1)
Upper North | Wirrabara Forest 11kV | 50% POE Forecast | MVA | 2026 | 0.41286 | Zone Substation | None | Contingent (N-1)
Upper North | Wirrabara South 11kV | 50% POE Forecast | MVA | 2026 | 0.058018 | Zone Substation | None | Contingent (N-1)
Metro South | Wirrina Cove 11kV | 50% POE Forecast | MVA | 2026 | 0.66857 | Zone Substation | None | Contingent (N-1)
Upper North | Wongyarra 11kV | 50% POE Forecast | MVA | 2026 | 0.11623 | Zone Substation | None | Contingent (N-1)
Metro East | Woodforde 11kV | 50% POE Forecast | MVA | 2026 | 32.6671 | Zone Substation | None | Contingent (N-1)
Murraylands | Woods Point 11kV | 50% POE Forecast | MVA | 2026 | 2.3475 | Zone Substation | None | Contingent (N-1)
Eastern Hills | Woodside 11kV | 50% POE Forecast | MVA | 2026 | 8.0838 | Zone Substation | Reverse N-1 | Contingent (N-1)
Metro West | Woodville 11kV | 50% POE Forecast | MVA | 2026 | 9.1654 | Zone Substation | None | Contingent (N-1)
Metro West | Woodville 33kV | 50% POE Forecast | MVA | 2026 | 0 | Zone Substation | None | Contingent (N-1)
Riverland | Woolpunda 11kV | 50% POE Forecast | MVA | 2026 | 7.8648 | Zone Substation | None | Contingent (N-1)
Eyre Peninsula | Wudinna 11kV | 50% POE Forecast | MVA | 2026 | 1.8782 | Zone Substation | None | Contingent (N-1)
Eyre Peninsula | Wudinna 66kV | 50% POE Forecast | MVA | 2026 | 13.5131 | Connection Point | None | Contingent (N-1)
Eyre Peninsula | Yadnarie 66kV | 50% POE Forecast | MVA | 2026 | 12.583 | Connection Point | None | Contingent (N-1)
Metro South | Yankalilla 11kV | 50% POE Forecast | MVA | 2026 | 7.0496 | Zone Substation | None | Contingent (N-1)
Metro South | Yankalilla 33kV | 50% POE Forecast | MVA | 2026 | 1.2848 | Zone Substation | None | Contingent (N-1)
Metro South | Yankalilla Hill 11kV | 50% POE Forecast | MVA | 2026 | 0.12444 | Zone Substation | None | Contingent (N-1)
Upper North | Yongala 11kV | 50% POE Forecast | MVA | 2026 | 0.060121 | Zone Substation | None | Contingent (N-1)
Yorke Peninsula | Yorketown 11kV | 50% POE Forecast | MVA | 2026 | 1.3535 | Zone Substation | None | Contingent (N-1)
Adelaide Central | ACR 66kV | 50% POE Forecast | MVA | 2027 | 205.2363 | Connection Point | None | Contingent (N-1)
Eastern Hills | Aldgate 11kV | 50% POE Forecast | MVA | 2027 | 6.4594 | Zone Substation | None | Contingent (N-1)
Metro South | Aldinga 11kV | 50% POE Forecast | MVA | 2027 | 19.1327 | Zone Substation | None | Contingent (N-1)
South East | Allendale East 11kV | 50% POE Forecast | MVA | 2027 | 3.7501 | Zone Substation | None | Contingent (N-1)
Mid North | Alma 11kV | 50% POE Forecast | MVA | 2027 | 0.1031 | Zone Substation | None | Contingent (N-1)
Metro South | American River 11kV | 50% POE Forecast | MVA | 2027 | 0.45687 | Zone Substation | None | Contingent (N-1)
Eastern Hills | Angas Creek 33kV | 50% POE Forecast | MVA | 2027 | 16.9261 | Connection Point | None | Contingent (N-1)
Mid North | Angaston 11kV | 50% POE Forecast | MVA | 2027 | 16.0985 | Zone Substation | None | Contingent (N-1)
Metro North | Angle Vale 11kV | 50% POE Forecast | MVA | 2027 | 24.0038 | Zone Substation | None | Contingent (N-1)
Yorke Peninsula | Ardrossan 11kV | 50% POE Forecast | MVA | 2027 | 1.8756 | Zone Substation | None | Contingent (N-1)
Yorke Peninsula | Ardrossan West 33kV | 50% POE Forecast | MVA | 2027 | 13.6951 | Connection Point | None | Contingent (N-1)
Eyre Peninsula | Arno Bay 11kV | 50% POE Forecast | MVA | 2027 | 0.8211 | Zone Substation | None | Contingent (N-1)
Metro South | Ascot Park 11kV | 50% POE Forecast | MVA | 2027 | 20.467 | Zone Substation | N | Contingent (N-1)
Metro West | Athol Park 11kV | 50% POE Forecast | MVA | 2027 | 16.7769 | Zone Substation | None | Contingent (N-1)
Mid North | Auburn 11kV | 50% POE Forecast | MVA | 2027 | 2.802 | Zone Substation | None | Contingent (N-1)
Yorke Peninsula | Balaklava 7.6kV | 50% POE Forecast | MVA | 2027 | 2.7613 | Zone Substation | None | Contingent (N-1)
Eastern Hills | Balhannah 33kV | 50% POE Forecast | MVA | 2027 | 19.2964 | Zone Substation | None | Contingent (N-1)
Upper North | Baroota 33kV | 50% POE Forecast | MVA | 2027 | 8.4222 | Connection Point | None | Contingent (N-1)
Upper North | Baroota Town 11kV | 50% POE Forecast | MVA | 2027 | 0.19883 | Zone Substation | None | Contingent (N-1)
Mid North | Barossa South TF1 11kV | 50% POE Forecast | MVA | 2027 | 2.3848 | Zone Substation | None | Contingent (N-1)
Mid North | Barossa South TF2 11kV | 50% POE Forecast | MVA | 2027 | 3.7398 | Zone Substation | None | Contingent (N-1)
South East | Beachport 11kV | 50% POE Forecast | MVA | 2027 | 1.1352 | Zone Substation | None | Contingent (N-1)
Murraylands | Belvedere Road 7.6kV | 50% POE Forecast | MVA | 2027 | 0.12875 | Zone Substation | None | Contingent (N-1)
Riverland | Berri 11kV | 50% POE Forecast | MVA | 2027 | 14.2056 | Zone Substation | None | Contingent (N-1)
Riverland | Berri 66kV | 50% POE Forecast | MVA | 2027 | 85.3751 | Connection Point | None | Contingent (N-1)
Murraylands | Binnies 11kV | 50% POE Forecast | MVA | 2027 | 0.90771 | Zone Substation | None | Contingent (N-1)
Eastern Hills | Birdwood 11kV | 50% POE Forecast | MVA | 2027 | 2.9865 | Zone Substation | None | Contingent (N-1)
Yorke Peninsula | Black Point 11kV | 50% POE Forecast | MVA | 2027 | 0.38299 | Zone Substation | None | Contingent (N-1)
Metro West | Blackpool 11kV | 50% POE Forecast | MVA | 2027 | 16.9746 | Zone Substation | None | Contingent (N-1)
Metro South | Blackwood 11kV | 50% POE Forecast | MVA | 2027 | 28.8842 | Zone Substation | None | Contingent (N-1)
South East | Blanche 33kV | 50% POE Forecast | MVA | 2027 | 35.0691 | Connection Point | None | Contingent (N-1)
Upper North | Booleroo Centre 11kV | 50% POE Forecast | MVA | 2027 | 0.5518 | Zone Substation | None | Contingent (N-1)
Eyre Peninsula | Boothby 33kV | 50% POE Forecast | MVA | 2027 | 0.94992 | Zone Substation | N-1 | Contingent (N-1)
Upper North | Booyoolie 11kV | 50% POE Forecast | MVA | 2027 | 0.022012 | Zone Substation | None | Contingent (N-1)
South East | Bordertown 11kV | 50% POE Forecast | MVA | 2027 | 10.7135 | Zone Substation | N-1 | Contingent (N-1)
Mid North | Brinkworth 33kV | 50% POE Forecast | MVA | 2027 | 4.7859 | Connection Point | None | Contingent (N-1)
Mid North | Brinkworth Town 11kV | 50% POE Forecast | MVA | 2027 | 0.7207 | Zone Substation | None | Contingent (N-1)
Eastern Hills | Brukunga 11kV | 50% POE Forecast | MVA | 2027 | 0.35897 | Zone Substation | None | Contingent (N-1)
Upper North | Bungama Napperby 11kV | 50% POE Forecast | MVA | 2027 | 1.0939 | Zone Substation | None | Contingent (N-1)
Metro East | Burnside 11kV | 50% POE Forecast | MVA | 2027 | 11.7904 | Zone Substation | None | Contingent (N-1)
Mid North | Burra TF2 11kV | 50% POE Forecast | MVA | 2027 | 1.7313 | Zone Substation | None | Contingent (N-1)
Riverland | Cadell 11kV | 50% POE Forecast | MVA | 2027 | 1.1345 | Zone Substation | None | Contingent (N-1)
Murraylands | Caloote 11kV | 50% POE Forecast | MVA | 2027 | 1.6275 | Zone Substation | None | Contingent (N-1)
Upper North | Caltowie 11kV | 50% POE Forecast | MVA | 2027 | 0.099271 | Zone Substation | None | Contingent (N-1)
Murraylands | Cambrai 11kV | 50% POE Forecast | MVA | 2027 | 0.67562 | Zone Substation | None | Contingent (N-1)
Murraylands | Campbell Park 11kV | 50% POE Forecast | MVA | 2027 | 0.46779 | Zone Substation | None | Contingent (N-1)
Metro East | Campbelltown 11kV | 50% POE Forecast | MVA | 2027 | 50.0935 | Zone Substation | None | Contingent (N-1)
Metro South | Cape Jervis 11kV | 50% POE Forecast | MVA | 2027 | 0.57312 | Zone Substation | None | Contingent (N-1)
Metro South | Cape Jervis 33kV | 50% POE Forecast | MVA | 2027 | 12.9567 | Zone Substation | N-1 | Contingent (N-1)
Eyre Peninsula | Caralue 11kV | 50% POE Forecast | MVA | 2027 | 2.4694 | Zone Substation | None | Contingent (N-1)
Metro West | Cavan 11kV | 50% POE Forecast | MVA | 2027 | 37.2357 | Zone Substation | None | Contingent (N-1)
Adelaide Central | CBD 33kV | 50% POE Forecast | MVA | 2027 | 21.6204 | Zone Substation | None | Contingent (N-1)
Eyre Peninsula | Ceduna 11kV | 50% POE Forecast | MVA | 2027 | 6.6897 | Zone Substation | None | Contingent (N-1)
Eastern Hills | Chain of Ponds 11kV | 50% POE Forecast | MVA | 2027 | 0.40147 | Zone Substation | None | Contingent (N-1)
Metro West | Cheltenham 11kV | 50% POE Forecast | MVA | 2027 | 11.8736 | Zone Substation | None | Contingent (N-1)
Metro West | Cheltenham 33kV | 50% POE Forecast | MVA | 2027 | 0 | Zone Substation | None | Contingent (N-1)
Mid North | Clare 11kV | 50% POE Forecast | MVA | 2027 | 9.0482 | Zone Substation | None | Contingent (N-1)
Mid North | Clare North 33kV | 50% POE Forecast | MVA | 2027 | 11.4241 | Connection Point | None | Contingent (N-1)
Metro South | Clarence Gardens 11kV | 50% POE Forecast | MVA | 2027 | 19.5749 | Zone Substation | None | Contingent (N-1)
Metro South | Clarendon 11kV | 50% POE Forecast | MVA | 2027 | 3.3011 | Zone Substation | None | Contingent (N-1)
Metro East | Clearview 11kV | 50% POE Forecast | MVA | 2027 | 24.3798 | Zone Substation | N | Contingent (N-1)
Eyre Peninsula | Cleve 11kV | 50% POE Forecast | MVA | 2027 | 1.6411 | Zone Substation | None | Contingent (N-1)
Eyre Peninsula | Cleve 33kV | 50% POE Forecast | MVA | 2027 | 6.7097 | Zone Substation | N-1 | Contingent (N-1)
Eyre Peninsula | Coffin Bay 11kV | 50% POE Forecast | MVA | 2027 | 1.5505 | Zone Substation | None | Contingent (N-1)
Mid North | Collinsfield 11kV | 50% POE Forecast | MVA | 2027 | 0.58203 | Zone Substation | None | Contingent (N-1)
Murraylands | Coomandook 11kV | 50% POE Forecast | MVA | 2027 | 0.41234 | Zone Substation | None | Contingent (N-1)
Murraylands | Coonalpyn 11kV | 50% POE Forecast | MVA | 2027 | 0.40669 | Zone Substation | None | Contingent (N-1)
South East | Coonawarra 11kV | 50% POE Forecast | MVA | 2027 | 3.6031 | Zone Substation | None | Contingent (N-1)
Upper North | Copley Nepabunna 33kV | 50% POE Forecast | MVA | 2027 | 0.23232 | Zone Substation | N-1 | Contingent (N-1)
Riverland | Cordola 11kV | 50% POE Forecast | MVA | 2027 | 1.7526 | Zone Substation | None | Contingent (N-1)
Adelaide Central | Coromandel Place 11kV | 50% POE Forecast | MVA | 2027 | 49.2035 | Zone Substation | None | Contingent (N-1)
Eyre Peninsula | Cowell 11kV | 50% POE Forecast | MVA | 2027 | 2.0982 | Zone Substation | None | Contingent (N-1)
Metro West | Croydon 11kV | 50% POE Forecast | MVA | 2027 | 22.5346 | Zone Substation | None | Contingent (N-1)
Metro West | Croydon Park 11kV | 50% POE Forecast | MVA | 2027 | 14.9696 | Zone Substation | None | Contingent (N-1)
Upper North | Crystal Brook 11kV | 50% POE Forecast | MVA | 2027 | 1.8828 | Zone Substation | None | Contingent (N-1)
Metro South | Cudmore Park 11kV | 50% POE Forecast | MVA | 2027 | 10.1808 | Zone Substation | None | Contingent (N-1)
Eyre Peninsula | Cummins 11kV | 50% POE Forecast | MVA | 2027 | 2.4414 | Zone Substation | None | Contingent (N-1)
Yorke Peninsula | Curramulka 7.6kV | 50% POE Forecast | MVA | 2027 | 0.18086 | Zone Substation | None | Contingent (N-1)
Yorke Peninsula | Curramulka South 11kV | 50% POE Forecast | MVA | 2027 | 0.095748 | Zone Substation | None | Contingent (N-1)
Yorke Peninsula | Dalrymple 33kV | 50% POE Forecast | MVA | 2027 | 6.3276 | Connection Point | None | Contingent (N-1)
Eyre Peninsula | Darke Peak 11kV | 50% POE Forecast | MVA | 2027 | 0.28495 | Zone Substation | None | Contingent (N-1)
Upper North | Davenport West 33kV | 50% POE Forecast | MVA | 2027 | 44.2852 | Connection Point | None | Contingent (N-1)
Eastern Hills | Deloraine 11kV | 50% POE Forecast | MVA | 2027 | 0.29648 | Zone Substation | None | Contingent (N-1)
Metro North | Direk 11kV | 50% POE Forecast | MVA | 2027 | 23.2088 | Zone Substation | None | Contingent (N-1)
Mid North | Dorrien 33kV | 50% POE Forecast | MVA | 2027 | 59.0428 | Connection Point | None | Contingent (N-1)
Mid North | Dorrien TF4 11kV | 50% POE Forecast | MVA | 2027 | 8.0044 | Zone Substation | None | Contingent (N-1)
Mid North | Dorrien TF5 11kV | 50% POE Forecast | MVA | 2027 | 4.7534 | Zone Substation | None | Contingent (N-1)
Yorke Peninsula | Dowlingville 11kV | 50% POE Forecast | MVA | 2027 | 0.027401 | Zone Substation | None | Contingent (N-1)
Adelaide Central | East Terrace 11kV | 50% POE Forecast | MVA | 2027 | 35.4501 | Zone Substation | None | Contingent (N-1)
Metro North | Edinburgh 11kV | 50% POE Forecast | MVA | 2027 | 8.189 | Zone Substation | None | Contingent (N-1)
Yorke Peninsula | Edithburgh 11kV | 50% POE Forecast | MVA | 2027 | 1.2306 | Zone Substation | None | Contingent (N-1)
Metro North | Elizabeth Downs 11kV | 50% POE Forecast | MVA | 2027 | 44.1497 | Zone Substation | None | Contingent (N-1)
Metro North | Elizabeth Heights 11kV | 50% POE Forecast | MVA | 2027 | 18.0487 | Zone Substation | None | Contingent (N-1)
Metro North | Elizabeth South 11kV | 50% POE Forecast | MVA | 2027 | 9.827 | Zone Substation | None | Contingent (N-1)
Mid North | Eudunda 11kV | 50% POE Forecast | MVA | 2027 | 1.447 | Zone Substation | None | Contingent (N-1)
Metro North | Evanston 11kV | 50% POE Forecast | MVA | 2027 | 41.235 | Zone Substation | N-1 | Contingent (N-1)
Metro North | Evanston 33kV | 50% POE Forecast | MVA | 2027 | 0 | Zone Substation | None | Contingent (N-1)
Metro West | Findon 11kV | 50% POE Forecast | MVA | 2027 | 16.6742 | Zone Substation | None | Contingent (N-1)
Metro West | Flinders Park 11kV | 50% POE Forecast | MVA | 2027 | 18.1715 | Zone Substation | None | Contingent (N-1)
Mid North | Florieton SWER 19kV | 50% POE Forecast | MVA | 2027 | 0.097172 | Connection Point | None | Contingent (N-1)
Eastern Hills | Forreston 11kV | 50% POE Forecast | MVA | 2027 | 0.8229 | Zone Substation | None | Contingent (N-1)
Mid North | Freeling 11kV | 50% POE Forecast | MVA | 2027 | 0.52916 | Zone Substation | None | Contingent (N-1)
Mid North | Freeling North 11kV | 50% POE Forecast | MVA | 2027 | 2.8424 | Zone Substation | None | Contingent (N-1)
Metro West | Fulham Gardens 11kV | 50% POE Forecast | MVA | 2027 | 36.7849 | Zone Substation | None | Contingent (N-1)
Upper North | Fullerville 11kV | 50% POE Forecast | MVA | 2027 | 0.084486 | Zone Substation | None | Contingent (N-1)
Mid North | Gawler Belt TF1 11kV | 50% POE Forecast | MVA | 2027 | 4.4912 | Zone Substation | None | Contingent (N-1)
Mid North | Gawler Belt TF2 11kV | 50% POE Forecast | MVA | 2027 | 4.7317 | Zone Substation | None | Contingent (N-1)
Mid North | Georgetown 11kV | 50% POE Forecast | MVA | 2027 | 0.14147 | Zone Substation | None | Contingent (N-1)
Murraylands | Geranium 11kV | 50% POE Forecast | MVA | 2027 | 0.078256 | Zone Substation | None | Contingent (N-1)
Upper North | Gladstone 11kV | 50% POE Forecast | MVA | 2027 | 2.0287 | Zone Substation | None | Contingent (N-1)
Metro West | Glanville 11kV | 50% POE Forecast | MVA | 2027 | 13.6279 | Zone Substation | None | Contingent (N-1)
South East | Glencoe 11kV | 50% POE Forecast | MVA | 2027 | 1.0194 | Zone Substation | None | Contingent (N-1)
Metro South | Glenelg North 11kV | 50% POE Forecast | MVA | 2027 | 19.5274 | Zone Substation | None | Contingent (N-1)
Riverland | Glossop 11kV | 50% POE Forecast | MVA | 2027 | 11.0744 | Zone Substation | None | Contingent (N-1)
Metro East | Golden Grove 11kV | 50% POE Forecast | MVA | 2027 | 44.1748 | Zone Substation | None | Contingent (N-1)
Mid North | Gomersal North 11kV | 50% POE Forecast | MVA | 2027 | 0.28865 | Zone Substation | None | Contingent (N-1)
Metro South | Goolwa 11kV | 50% POE Forecast | MVA | 2027 | 13.3799 | Zone Substation | None | Contingent (N-1)
Mid North | Gulnare 11kV | 50% POE Forecast | MVA | 2027 | 0.10609 | Zone Substation | None | Contingent (N-1)
Eastern Hills | Gumeracha 11kV | 50% POE Forecast | MVA | 2027 | 0 | Zone Substation | None | Contingent (N-1)
Eastern Hills | Gumeracha Weir 11kV | 50% POE Forecast | MVA | 2027 | 0.10425 | Zone Substation | None | Contingent (N-1)
Eastern Hills | Gumhaven 11kV | 50% POE Forecast | MVA | 2027 | 0.052016 | Zone Substation | None | Contingent (N-1)
Metro South | Hackham 11kV | 50% POE Forecast | MVA | 2027 | 16.2485 | Zone Substation | N-1 | Contingent (N-1)
Eastern Hills | Hahndorf 11kV | 50% POE Forecast | MVA | 2027 | 4.6854 | Zone Substation | None | Contingent (N-1)
Mid North | Halbury 11kV | 50% POE Forecast | MVA | 2027 | 0.10249 | Zone Substation | None | Contingent (N-1)
Mid North | Hamley Bridge 11kV | 50% POE Forecast | MVA | 2027 | 2.2953 | Zone Substation | None | Contingent (N-1)
Metro South | Happy Valley 11kV | 50% POE Forecast | MVA | 2027 | 36.1082 | Zone Substation | None | Contingent (N-1)
Metro East | Harrow 11kV | 50% POE Forecast | MVA | 2027 | 19.5963 | Zone Substation | None | Contingent (N-1)
South East | Hatherleigh 11kV | 50% POE Forecast | MVA | 2027 | 0.070295 | Zone Substation | None | Contingent (N-1)
Upper North | Hawker 11kV | 50% POE Forecast | MVA | 2027 | 0.89137 | Zone Substation | None | Contingent (N-1)
Metro South | Hay Flat 11kV | 50% POE Forecast | MVA | 2027 | 0.083457 | Zone Substation | None | Contingent (N-1)
Metro West | Henley South 11kV | 50% POE Forecast | MVA | 2027 | 30.8022 | Zone Substation | None | Contingent (N-1)
Eastern Hills | Hermitage 11kV | 50% POE Forecast | MVA | 2027 | 0.14079 | Zone Substation | None | Contingent (N-1)
Metro East | Hillcrest 11kV | 50% POE Forecast | MVA | 2027 | 36.5605 | Zone Substation | None | Contingent (N-1)
Adelaide Central | Hindley Street 11kV | 50% POE Forecast | MVA | 2027 | 50.5333 | Zone Substation | None | Contingent (N-1)
Metro East | Holden Hill 11kV | 50% POE Forecast | MVA | 2027 | 36.5831 | Zone Substation | None | Contingent (N-1)
Metro East | Hope Valley 11kV | 50% POE Forecast | MVA | 2027 | 17.1699 | Zone Substation | None | Contingent (N-1)
Eastern Hills | Houghton 7.6kV | 50% POE Forecast | MVA | 2027 | 1.8087 | Zone Substation | None | Contingent (N-1)
Mid North | Hoyleton 11kV | 50% POE Forecast | MVA | 2027 | 0.096363 | Zone Substation | None | Contingent (N-1)
Yorke Peninsula | Hummocks 33kV | 50% POE Forecast | MVA | 2027 | 13.9709 | Connection Point | None | Contingent (N-1)
Metro East | Ingle Farm 11kV | 50% POE Forecast | MVA | 2027 | 32.3518 | Zone Substation | None | Contingent (N-1)
South East | Inverness 11kV | 50% POE Forecast | MVA | 2027 | 0.74902 | Zone Substation | None | Contingent (N-1)
Murraylands | Jabuk 11kV | 50% POE Forecast | MVA | 2027 | 0.082468 | Zone Substation | None | Contingent (N-1)
Yorke Peninsula | James Well 11kV | 50% POE Forecast | MVA | 2027 | 0.40427 | Zone Substation | None | Contingent (N-1)
Upper North | Jamestown 11kV | 50% POE Forecast | MVA | 2027 | 2.2408 | Zone Substation | Reverse N-1 | Contingent (N-1)
Murraylands | Jervois 11kV | 50% POE Forecast | MVA | 2027 | 3.2812 | Zone Substation | None | Contingent (N-1)
Yorke Peninsula | Kadina 11kV | 50% POE Forecast | MVA | 2027 | 8.8931 | Zone Substation | None | Contingent (N-1)
Yorke Peninsula | Kadina East 33kV | 50% POE Forecast | MVA | 2027 | 28.8039 | Connection Point | None | Contingent (N-1)
South East | Kalangadoo 11kV | 50% POE Forecast | MVA | 2027 | 0.51623 | Zone Substation | None | Contingent (N-1)
South East | Kalangadoo West 11kV | 50% POE Forecast | MVA | 2027 | 0.72742 | Zone Substation | None | Contingent (N-1)
Eastern Hills | Kanmantoo Copper Mine 11kV | 50% POE Forecast | MVA | 2027 | 1.6865 | Connection Point | None | Contingent (N-1)
Mid North | Kapunda TF1 11kV | 50% POE Forecast | MVA | 2027 | 3.613 | Zone Substation | None | Contingent (N-1)
Mid North | Kapunda TF2 11kV | 50% POE Forecast | MVA | 2027 | 2.6464 | Zone Substation | None | Contingent (N-1)
Murraylands | Karoonda 11kV | 50% POE Forecast | MVA | 2027 | 0.81223 | Zone Substation | Reverse N | Contingent (N-1)
South East | Keith 11kV | 50% POE Forecast | MVA | 2027 | 5.5116 | Zone Substation | None | Contingent (N-1)
South East | Keith 33kV | 50% POE Forecast | MVA | 2027 | 21.4734 | Connection Point | None | Contingent (N-1)
Metro East | Kent Town 11kV | 50% POE Forecast | MVA | 2027 | 26.7389 | Zone Substation | None | Contingent (N-1)
Eastern Hills | Kersbrook 11kV | 50% POE Forecast | MVA | 2027 | 0.48818 | Zone Substation | None | Contingent (N-1)
Metro South | Keswick 11kV | 50% POE Forecast | MVA | 2027 | 28.3376 | Zone Substation | None | Contingent (N-1)
Murraylands | Ki Ki 11kV | 50% POE Forecast | MVA | 2027 | 0.10986 | Zone Substation | None | Contingent (N-1)
Metro West | Kilburn 11kV | 50% POE Forecast | MVA | 2027 | 48.6785 | Zone Substation | None | Contingent (N-1)
Metro East | Kilburn South 11kV | 50% POE Forecast | MVA | 2027 | 15.355 | Zone Substation | None | Contingent (N-1)
Metro West | Kilkenny 11kV | 50% POE Forecast | MVA | 2027 | 18.7579 | Zone Substation | None | Contingent (N-1)
South East | Kincraig 33kV | 50% POE Forecast | MVA | 2027 | 18.9914 | Connection Point | None | Contingent (N-1)
Metro South | Kingscote 11kV | 50% POE Forecast | MVA | 2027 | 3.2136 | Zone Substation | None | Contingent (N-1)
South East | Kingston SE 11kV | 50% POE Forecast | MVA | 2027 | 3.1309 | Zone Substation | None | Contingent (N-1)
Metro South | Kingswood 11kV | 50% POE Forecast | MVA | 2027 | 49.7687 | Zone Substation | None | Contingent (N-1)
South East | Kongorong 11kV | 50% POE Forecast | MVA | 2027 | 0.75117 | Zone Substation | None | Contingent (N-1)
South East | Kumorna 11kV | 50% POE Forecast | MVA | 2027 | 0.62138 | Zone Substation | None | Contingent (N-1)
Mid North | Kybunga 11kV | 50% POE Forecast | MVA | 2027 | 0.06572 | Zone Substation | None | Contingent (N-1)
Murraylands | Lameroo 11kV | 50% POE Forecast | MVA | 2027 | 1.2131 | Zone Substation | None | Contingent (N-1)
Eastern Hills | Langhorne Creek 11kV | 50% POE Forecast | MVA | 2027 | 3.4706 | Zone Substation | None | Contingent (N-1)
Metro West | Largs North 11kV | 50% POE Forecast | MVA | 2027 | 14.6455 | Zone Substation | None | Contingent (N-1)
Metro West | Lefevre 11kV | 50% POE Forecast | MVA | 2027 | 9.7765 | Zone Substation | None | Contingent (N-1)
Upper North | Leigh Creek South 33kV | 50% POE Forecast | MVA | 2027 | 0.93724 | Connection Point | None | Contingent (N-1)
Metro East | Linden Park 11kV | 50% POE Forecast | MVA | 2027 | 35.8315 | Zone Substation | None | Contingent (N-1)
Eyre Peninsula | Little Swamp 11kV | 50% POE Forecast | MVA | 2027 | 0.17683 | Zone Substation | None | Contingent (N-1)
Eastern Hills | Lobethal 11kV | 50% POE Forecast | MVA | 2027 | 6.701 | Zone Substation | None | Contingent (N-1)
Eyre Peninsula | Lock 11kV | 50% POE Forecast | MVA | 2027 | 0.7223 | Zone Substation | None | Contingent (N-1)
Riverland | Loveday 11kV | 50% POE Forecast | MVA | 2027 | 10.9258 | Zone Substation | None | Contingent (N-1)
Metro South | Lower Mitcham 11kV | 50% POE Forecast | MVA | 2027 | 20.3524 | Zone Substation | None | Contingent (N-1)
Riverland | Loxton 11kV | 50% POE Forecast | MVA | 2027 | 12.65 | Zone Substation | None | Contingent (N-1)
South East | Lucindale 11kV | 50% POE Forecast | MVA | 2027 | 1.1859 | Zone Substation | None | Contingent (N-1)
Mid North | Lyndoch 11kV | 50% POE Forecast | MVA | 2027 | 2.801 | Zone Substation | None | Contingent (N-1)
Mid North | Lyndoch South 7.6kV | 50% POE Forecast | MVA | 2027 | 0.32439 | Zone Substation | None | Contingent (N-1)
Riverland | Lyrup 11kV | 50% POE Forecast | MVA | 2027 | 4.8502 | Zone Substation | None | Contingent (N-1)
Metro South | MacGillivray 11kV | 50% POE Forecast | MVA | 2027 | 1.9274 | Zone Substation | None | Contingent (N-1)
Yorke Peninsula | Maitland 11kV | 50% POE Forecast | MVA | 2027 | 3.5692 | Zone Substation | None | Contingent (N-1)
Mid North | Mallala 11kV | 50% POE Forecast | MVA | 2027 | 4.1781 | Zone Substation | None | Contingent (N-1)
Murraylands | Mannum 33kV | 50% POE Forecast | MVA | 2027 | 12.999 | Connection Point | None | Contingent (N-1)
Murraylands | Mannum Town 7.6kV | 50% POE Forecast | MVA | 2027 | 4.0274 | Zone Substation | None | Contingent (N-1)
Yorke Peninsula | Marion Bay 11kV | 50% POE Forecast | MVA | 2027 | 0.53243 | Zone Substation | None | Contingent (N-1)
Mid North | Marrabel 11kV | 50% POE Forecast | MVA | 2027 | 0.7634 | Zone Substation | None | Contingent (N-1)
Metro South | McLaren Flat TF1 11kV | 50% POE Forecast | MVA | 2027 | 6.0279 | Zone Substation | None | Contingent (N-1)
Metro South | McLaren Flat TF2 11kV | 50% POE Forecast | MVA | 2027 | 6.0993 | Zone Substation | None | Contingent (N-1)
Metro South | McLaren Vale 11kV | 50% POE Forecast | MVA | 2027 | 0 | Zone Substation | None | Contingent (N-1)
Metro South | McLaren Vale Vineyard 11kV | 50% POE Forecast | MVA | 2027 | 0 | Zone Substation | None | Contingent (N-1)
Eastern Hills | Meadows 11kV | 50% POE Forecast | MVA | 2027 | 5.4129 | Zone Substation | Reverse N-1 | Contingent (N-1)
Upper North | Melrose 11kV | 50% POE Forecast | MVA | 2027 | 0.34896 | Zone Substation | None | Contingent (N-1)
Murraylands | Meningie 11kV | 50% POE Forecast | MVA | 2027 | 2.0149 | Zone Substation | None | Contingent (N-1)
Metro East | Metro East 66kV | 50% POE Forecast | MVA | 2027 | 685.8943 | Connection Point | None | Contingent (N-1)
Metro North | Metro North 66kV | 50% POE Forecast | MVA | 2027 | 360.4044 | Connection Point | None | Contingent (N-1)
Metro South | Metro South 66kV | 50% POE Forecast | MVA | 2027 | 697.1478 | Connection Point | None | Contingent (N-1)
Metro West | Metro West 66kV | 50% POE Forecast | MVA | 2027 | 412.0501 | Connection Point | None | Contingent (N-1)
Eastern Hills | Milang 11kV | 50% POE Forecast | MVA | 2027 | 3.5103 | Zone Substation | None | Contingent (N-1)
South East | Millicent 11kV | 50% POE Forecast | MVA | 2027 | 4.9144 | Zone Substation | None | Contingent (N-1)
Yorke Peninsula | Minlaton 11kV | 50% POE Forecast | MVA | 2027 | 1.8897 | Zone Substation | None | Contingent (N-1)
Murraylands | Mobilong 33kV | 50% POE Forecast | MVA | 2027 | 38.8703 | Connection Point | None | Contingent (N-1)
Murraylands | Monarto Central 11kV | 50% POE Forecast | MVA | 2027 | 1.8803 | Zone Substation | None | Contingent (N-1)
Murraylands | Monarto South 11kV | 50% POE Forecast | MVA | 2027 | 4.0115 | Zone Substation | None | Contingent (N-1)
Yorke Peninsula | Moonta 11kV | 50% POE Forecast | MVA | 2027 | 9.8395 | Zone Substation | N-1 | Contingent (N-1)
Eyre Peninsula | Moorkitabie 11kV | 50% POE Forecast | MVA | 2027 | 0.66518 | Zone Substation | None | Contingent (N-1)
Riverland | Morgan 11kV | 50% POE Forecast | MVA | 2027 | 1.2091 | Zone Substation | N | Contingent (N-1)
Metro South | Morphett Vale East 11kV | 50% POE Forecast | MVA | 2027 | 34.052 | Zone Substation | None | Contingent (N-1)
Metro South | Morphettville 11kV | 50% POE Forecast | MVA | 2027 | 24.8926 | Zone Substation | None | Contingent (N-1)
Eastern Hills | Mount Barker 11kV | 50% POE Forecast | MVA | 2027 | 30.4203 | Zone Substation | None | Contingent (N-1)
Eastern Hills | Mount Barker 66kV | 50% POE Forecast | MVA | 2027 | 95.4777 | Connection Point | None | Contingent (N-1)
South East | Mount Burr 11kV | 50% POE Forecast | MVA | 2027 | 0.32951 | Zone Substation | None | Contingent (N-1)
South East | Mount Gambier 11kV | 50% POE Forecast | MVA | 2027 | 12.5846 | Zone Substation | None | Contingent (N-1)
South East | Mount Gambier 33kV | 50% POE Forecast | MVA | 2027 | 22.7681 | Connection Point | None | Contingent (N-1)
South East | Mount Gambier North 11kV | 50% POE Forecast | MVA | 2027 | 10.2506 | Zone Substation | N-1 | Contingent (N-1)
South East | Mount Gambier West 11kV | 50% POE Forecast | MVA | 2027 | 14.1671 | Zone Substation | None | Contingent (N-1)
Upper North | Mount Gunson 33kV | 50% POE Forecast | MVA | 2027 | 0.6624 | Connection Point | None | Contingent (N-1)
Eastern Hills | Mount Pleasant 11kV | 50% POE Forecast | MVA | 2027 | 2.005 | Zone Substation | None | Contingent (N-1)
South East | Mount Schank 11kV | 50% POE Forecast | MVA | 2027 | 2.7568 | Zone Substation | None | Contingent (N-1)
Murraylands | Murray Bridge North 11kV | 50% POE Forecast | MVA | 2027 | 11.8042 | Zone Substation | None | Contingent (N-1)
Murraylands | Murray Bridge South 11kV | 50% POE Forecast | MVA | 2027 | 14.4335 | Zone Substation | None | Contingent (N-1)
Eastern Hills | Mylor 11kV | 50% POE Forecast | MVA | 2027 | 2.0664 | Zone Substation | None | Contingent (N-1)
Murraylands | Mypolonga 11kV | 50% POE Forecast | MVA | 2027 | 2.5617 | Zone Substation | None | Contingent (N-1)
Metro South | Myponga 11kV | 50% POE Forecast | MVA | 2027 | 5.9986 | Zone Substation | None | Contingent (N-1)
Eastern Hills | Nairne 11kV | 50% POE Forecast | MVA | 2027 | 6.9986 | Zone Substation | Reverse N-1 | Contingent (N-1)
South East | Nangwarry 11kV | 50% POE Forecast | MVA | 2027 | 0.51861 | Zone Substation | None | Contingent (N-1)
South East | Naracoorte 11kV | 50% POE Forecast | MVA | 2027 | 9.8247 | Zone Substation | None | Contingent (N-1)
South East | Naracoorte East 11kV | 50% POE Forecast | MVA | 2027 | 5.1972 | Zone Substation | None | Contingent (N-1)
Murraylands | Narrung 11kV | 50% POE Forecast | MVA | 2027 | 1.3681 | Zone Substation | None | Contingent (N-1)
Upper North | Neuroodla 33kV | 50% POE Forecast | MVA | 2027 | 0.8333 | Connection Point | None | Contingent (N-1)
Metro West | New Osborne 11kV | 50% POE Forecast | MVA | 2027 | 0 | Zone Substation | None | Contingent (N-1)
Metro West | New Richmond 11kV | 50% POE Forecast | MVA | 2027 | 30.0348 | Zone Substation | None | Contingent (N-1)
Murraylands | Nildottie 11kV | 50% POE Forecast | MVA | 2027 | 2.0813 | Zone Substation | None | Contingent (N-1)
Yorke Peninsula | Ninnes 11kV | 50% POE Forecast | MVA | 2027 | 1.0647 | Zone Substation | None | Contingent (N-1)
Metro South | Noarlunga Centre 11kV | 50% POE Forecast | MVA | 2027 | 18.3462 | Zone Substation | None | Contingent (N-1)
Metro East | North Adelaide 11kV | 50% POE Forecast | MVA | 2027 | 18.9698 | Zone Substation | None | Contingent (N-1)
Metro South | North Unley 11kV | 50% POE Forecast | MVA | 2027 | 15.1773 | Zone Substation | None | Contingent (N-1)
Riverland | North West Bend 66kV | 50% POE Forecast | MVA | 2027 | 22.2112 | Connection Point | None | Contingent (N-1)
Metro East | Northfield 11kV | 50% POE Forecast | MVA | 2027 | 22.4164 | Zone Substation | N | Contingent (N-1)
Metro East | Norwood 11kV | 50% POE Forecast | MVA | 2027 | 54.7502 | Zone Substation | None | Contingent (N-1)
Mid North | Nuriootpa 11kV | 50% POE Forecast | MVA | 2027 | 9.0856 | Zone Substation | None | Contingent (N-1)
Metro South | Oaklands 11kV | 50% POE Forecast | MVA | 2027 | 42.2593 | Zone Substation | None | Contingent (N-1)
Upper North | Orroroo 11kV | 50% POE Forecast | MVA | 2027 | 1.1707 | Zone Substation | None | Contingent (N-1)
South East | Padthaway 11kV | 50% POE Forecast | MVA | 2027 | 3.1187 | Zone Substation | None | Contingent (N-1)
Murraylands | Palmer 11kV | 50% POE Forecast | MVA | 2027 | 0.027337 | Zone Substation | None | Contingent (N-1)
Metro South | Panorama 11kV | 50% POE Forecast | MVA | 2027 | 27.1092 | Zone Substation | None | Contingent (N-1)
Metro North | Parafield Gardens 11kV | 50% POE Forecast | MVA | 2027 | 29.6995 | Zone Substation | None | Contingent (N-1)
Metro North | Paralowie 11kV | 50% POE Forecast | MVA | 2027 | 19.1203 | Zone Substation | None | Contingent (N-1)
Murraylands | Parilla 11kV | 50% POE Forecast | MVA | 2027 | 2.2745 | Zone Substation | None | Contingent (N-1)
Riverland | Paringa 11kV | 50% POE Forecast | MVA | 2027 | 2.7091 | Zone Substation | None | Contingent (N-1)
Riverland | Paringa 33kV | 50% POE Forecast | MVA | 2027 | 15.7934 | Zone Substation | None | Contingent (N-1)
Yorke Peninsula | Paskeville 11kV | 50% POE Forecast | MVA | 2027 | 0.32699 | Zone Substation | None | Contingent (N-1)
Murraylands | Peake 11kV | 50% POE Forecast | MVA | 2027 | 0.15547 | Zone Substation | None | Contingent (N-1)
Murraylands | Pellaring Flat 11kV | 50% POE Forecast | MVA | 2027 | 0.084803 | Zone Substation | None | Contingent (N-1)
Metro North | Penfield 11kV | 50% POE Forecast | MVA | 2027 | 20.9315 | Zone Substation | None | Contingent (N-1)
Metro South | Penneshaw 11kV | 50% POE Forecast | MVA | 2027 | 1.7924 | Zone Substation | None | Contingent (N-1)
South East | Penola 11kV | 50% POE Forecast | MVA | 2027 | 2.4621 | Zone Substation | None | Contingent (N-1)
South East | Penola West 33kV | 50% POE Forecast | MVA | 2027 | 7.2555 | Connection Point | None | Contingent (N-1)
Upper North | Peterborough 11kV | 50% POE Forecast | MVA | 2027 | 1.6606 | Zone Substation | None | Contingent (N-1)
Eastern Hills | Piccadilly 11kV | 50% POE Forecast | MVA | 2027 | 1.4512 | Zone Substation | None | Contingent (N-1)
Murraylands | Pinnaroo 11kV | 50% POE Forecast | MVA | 2027 | 1.7356 | Zone Substation | None | Contingent (N-1)
Murraylands | Pinnaroo South 11kV | 50% POE Forecast | MVA | 2027 | 0.018698 | Zone Substation | None | Contingent (N-1)
Metro South | Plympton 11kV | 50% POE Forecast | MVA | 2027 | 21.6111 | Zone Substation | None | Contingent (N-1)
Eyre Peninsula | Point Boston 11kV | 50% POE Forecast | MVA | 2027 | 1.3287 | Zone Substation | None | Contingent (N-1)
Eyre Peninsula | Polda 11kV | 50% POE Forecast | MVA | 2027 | 0.73398 | Zone Substation | None | Contingent (N-1)
Eyre Peninsula | Poonindie 11kV | 50% POE Forecast | MVA | 2027 | 0.4509 | Zone Substation | None | Contingent (N-1)
Metro West | Port Adelaide 11kV | 50% POE Forecast | MVA | 2027 | 11.9811 | Zone Substation | None | Contingent (N-1)
Metro West | Port Adelaide North 11kV | 50% POE Forecast | MVA | 2027 | 20.3363 | Zone Substation | None | Contingent (N-1)
Upper North | Port Augusta 11kV | 50% POE Forecast | MVA | 2027 | 13.7752 | Zone Substation | None | Contingent (N-1)
Upper North | Port Augusta West TF1 11kV | 50% POE Forecast | MVA | 2027 | 5.7113 | Zone Substation | None | Contingent (N-1)
Upper North | Port Augusta West TF2 11kV | 50% POE Forecast | MVA | 2027 | 3.3247 | Zone Substation | None | Contingent (N-1)
Upper North | Port Broughton 11kV | 50% POE Forecast | MVA | 2027 | 3.2976 | Zone Substation | None | Contingent (N-1)
Yorke Peninsula | Port Clinton 11kV | 50% POE Forecast | MVA | 2027 | 0.55918 | Zone Substation | None | Contingent (N-1)
Upper North | Port Germein 11kV | 50% POE Forecast | MVA | 2027 | 0.7643 | Zone Substation | None | Contingent (N-1)
Yorke Peninsula | Port Giles 11kV | 50% POE Forecast | MVA | 2027 | 1.5405 | Zone Substation | None | Contingent (N-1)
Yorke Peninsula | Port Julia 11kV | 50% POE Forecast | MVA | 2027 | 0.28084 | Zone Substation | None | Contingent (N-1)
Eyre Peninsula | Port Lincoln City 11kV | 50% POE Forecast | MVA | 2027 | 11.1904 | Zone Substation | None | Contingent (N-1)
Eyre Peninsula | Port Lincoln Docks 11kV | 50% POE Forecast | MVA | 2027 | 5.7365 | Zone Substation | None | Contingent (N-1)
Eyre Peninsula | Port Lincoln Marina 11kV | 50% POE Forecast | MVA | 2027 | 7.867 | Zone Substation | None | Contingent (N-1)
Eyre Peninsula | Port Lincoln Terminal 33kV | 50% POE Forecast | MVA | 2027 | 36.3214 | Connection Point | None | Contingent (N-1)
Metro South | Port Noarlunga 11kV | 50% POE Forecast | MVA | 2027 | 32.1124 | Zone Substation | None | Contingent (N-1)
Upper North | Port Pirie Bungama 33kV | 50% POE Forecast | MVA | 2027 | 58.374 | Connection Point | None | Contingent (N-1)
Upper North | Port Pirie South 11kV | 50% POE Forecast | MVA | 2027 | 20.6461 | Zone Substation | None | Contingent (N-1)
Metro South | Port Stanvac 11kV | 50% POE Forecast | MVA | 2027 | 29.264 | Zone Substation | None | Contingent (N-1)
Metro South | Port Stanvac TF2 11kV | 50% POE Forecast | MVA | 2027 | 0.21709 | Zone Substation | None | Contingent (N-1)
Yorke Peninsula | Port Vincent 11kV | 50% POE Forecast | MVA | 2027 | 1.3329 | Zone Substation | None | Contingent (N-1)
Riverland | Portee 11kV | 50% POE Forecast | MVA | 2027 | 0.60452 | Zone Substation | N | Contingent (N-1)
Metro East | Prospect 11kV | 50% POE Forecast | MVA | 2027 | 30.6932 | Zone Substation | None | Contingent (N-1)
Murraylands | Punyelroo 11kV | 50% POE Forecast | MVA | 2027 | 0.54242 | Zone Substation | None | Contingent (N-1)
Riverland | Pyap 11kV | 50% POE Forecast | MVA | 2027 | 8.8023 | Zone Substation | None | Contingent (N-1)
Riverland | Qualco 11kV | 50% POE Forecast | MVA | 2027 | 3.4002 | Zone Substation | N | Contingent (N-1)
Metro West | Queenstown 11kV | 50% POE Forecast | MVA | 2027 | 14.8046 | Zone Substation | None | Contingent (N-1)
Upper North | Quorn 11kV | 50% POE Forecast | MVA | 2027 | 1.5476 | Zone Substation | None | Contingent (N-1)
Riverland | Ramco 11kV | 50% POE Forecast | MVA | 2027 | 5.5292 | Zone Substation | None | Contingent (N-1)
Metro South | Rapid Bay 11kV | 50% POE Forecast | MVA | 2027 | 0.032635 | Zone Substation | None | Contingent (N-1)
Riverland | Renmark 11kV | 50% POE Forecast | MVA | 2027 | 16.9207 | Zone Substation | None | Contingent (N-1)
Mid North | Riverton 11kV | 50% POE Forecast | MVA | 2027 | 1.7103 | Zone Substation | None | Contingent (N-1)
South East | Robe 7.6kV | 50% POE Forecast | MVA | 2027 | 2.972 | Zone Substation | None | Contingent (N-1)
Mid North | Robertstown 11kV | 50% POE Forecast | MVA | 2027 | 0.87481 | Zone Substation | None | Contingent (N-1)
Riverland | Roonka 11kV | 50% POE Forecast | MVA | 2027 | 3.1076 | Zone Substation | None | Contingent (N-1)
Eyre Peninsula | Rudall 11kV | 50% POE Forecast | MVA | 2027 | 0.3314 | Zone Substation | None | Contingent (N-1)
Metro North | Salisbury 11kV | 50% POE Forecast | MVA | 2027 | 62.8797 | Zone Substation | N | Contingent (N-1)
Metro South | Salt Cliffs 11kV | 50% POE Forecast | MVA | 2027 | 0.11326 | Zone Substation | None | Contingent (N-1)
Mid North | Sandy Creek 11kV | 50% POE Forecast | MVA | 2027 | 2.3082 | Zone Substation | None | Contingent (N-1)
Metro South | Seacombe 11kV | 50% POE Forecast | MVA | 2027 | 43.0812 | Zone Substation | None | Contingent (N-1)
Metro South | Seaford 11kV | 50% POE Forecast | MVA | 2027 | 10.518 | Zone Substation | None | Contingent (N-1)
Metro South | Second Valley 11kV | 50% POE Forecast | MVA | 2027 | 0.27828 | Zone Substation | None | Contingent (N-1)
Metro South | Sheidow Park 11kV | 50% POE Forecast | MVA | 2027 | 26.8728 | Zone Substation | Reverse N-1 | Contingent (N-1)
Murraylands | Sherlock 11kV | 50% POE Forecast | MVA | 2027 | 0.023929 | Zone Substation | None | Contingent (N-1)
Metro North | Smithfield West 11kV | 50% POE Forecast | MVA | 2027 | 27.5333 | Zone Substation | N-1 | Contingent (N-1)
South East | Snuggery Rural 33kV | 50% POE Forecast | MVA | 2027 | 13.026 | Connection Point | None | Contingent (N-1)
South East | South End 11kV | 50% POE Forecast | MVA | 2027 | 0.35679 | Zone Substation | Reverse N-1 | Contingent (N-1)
Mid North | Spalding 11kV | 50% POE Forecast | MVA | 2027 | 0.92596 | Zone Substation | None | Contingent (N-1)
Metro South | Square Water Hole 11kV | 50% POE Forecast | MVA | 2027 | 4.3338 | Zone Substation | None | Contingent (N-1)
Yorke Peninsula | Stansbury 11kV | 50% POE Forecast | MVA | 2027 | 1.2027 | Zone Substation | None | Contingent (N-1)
Eastern Hills | Stirling East 11kV | 50% POE Forecast | MVA | 2027 | 6.1988 | Zone Substation | None | Contingent (N-1)
Upper North | Stirling North 1 11kV | 50% POE Forecast | MVA | 2027 | 1.5118 | Zone Substation | None | Contingent (N-1)
Upper North | Stirling North 2 11kV | 50% POE Forecast | MVA | 2027 | 1.6535 | Zone Substation | None | Contingent (N-1)
Mid North | Stockwell TF1 11kV | 50% POE Forecast | MVA | 2027 | 2.3751 | Zone Substation | None | Contingent (N-1)
Mid North | Stockwell TF2 11kV | 50% POE Forecast | MVA | 2027 | 4.7732 | Zone Substation | None | Contingent (N-1)
Eyre Peninsula | Stony Point 11kV | 50% POE Forecast | MVA | 2027 | 0.16066 | Connection Point | None | Contingent (N-1)
Eastern Hills | Strathalbyn 11kV | 50% POE Forecast | MVA | 2027 | 10.1306 | Zone Substation | None | Contingent (N-1)
Eyre Peninsula | Streaky Bay 11kV | 50% POE Forecast | MVA | 2027 | 3.2437 | Zone Substation | Reverse N-1 | Contingent (N-1)
Riverland | Swan Reach 11kV | 50% POE Forecast | MVA | 2027 | 1.4594 | Zone Substation | None | Contingent (N-1)
Riverland | Swan Reach 33kV | 50% POE Forecast | MVA | 2027 | 1.9236 | Zone Substation | None | Contingent (N-1)
Murraylands | Tailem Bend 33kV | 50% POE Forecast | MVA | 2027 | 26.9994 | Connection Point | None | Contingent (N-1)
Murraylands | Tailem Bend Town 11kV | 50% POE Forecast | MVA | 2027 | 2.6832 | Zone Substation | None | Contingent (N-1)
South East | Tantanoola 11kV | 50% POE Forecast | MVA | 2027 | 0.50188 | Zone Substation | None | Contingent (N-1)
Eyre Peninsula | Tarlton 11kV | 50% POE Forecast | MVA | 2027 | 0.59808 | Zone Substation | None | Contingent (N-1)
South East | Tarpeena South 11kV | 50% POE Forecast | MVA | 2027 | 7.1008 | Zone Substation | N-1 | Contingent (N-1)
Metro East | Tea Tree Gully 11kV | 50% POE Forecast | MVA | 2027 | 30.746 | Zone Substation | None | Contingent (N-1)
Murraylands | Teal Flat 11kV | 50% POE Forecast | MVA | 2027 | 2.7341 | Zone Substation | None | Contingent (N-1)
Upper North | Telowie 11kV | 50% POE Forecast | MVA | 2027 | 0.49354 | Zone Substation | None | Contingent (N-1)
Mid North | Templers 33kV | 50% POE Forecast | MVA | 2027 | 32.6642 | Connection Point | None | Contingent (N-1)
Metro West | Thebarton 11kV | 50% POE Forecast | MVA | 2027 | 22.9679 | Zone Substation | None | Contingent (N-1)
South East | Tintinara 11kV | 50% POE Forecast | MVA | 2027 | 1.1071 | Zone Substation | None | Contingent (N-1)
Metro South | Tonsley Park 11kV | 50% POE Forecast | MVA | 2027 | 18.2474 | Zone Substation | None | Contingent (N-1)
Eyre Peninsula | Tumby Bay 11kV | 50% POE Forecast | MVA | 2027 | 2.3322 | Zone Substation | None | Contingent (N-1)
Metro North | Two Wells 11kV | 50% POE Forecast | MVA | 2027 | 8.6094 | Zone Substation | N-1 | Contingent (N-1)
Eyre Peninsula | Uley 11kV | 50% POE Forecast | MVA | 2027 | 0.27464 | Zone Substation | None | Contingent (N-1)
Eyre Peninsula | Uley South 11kV | 50% POE Forecast | MVA | 2027 | 0.58961 | Zone Substation | None | Contingent (N-1)
Eastern Hills | Uraidla 11kV | 50% POE Forecast | MVA | 2027 | 4.5924 | Zone Substation | None | Contingent (N-1)
Eastern Hills | Uraidla 33kV | 50% POE Forecast | MVA | 2027 | 14.0351 | Zone Substation | None | Contingent (N-1)
Eastern Hills | Verdun 11kV | 50% POE Forecast | MVA | 2027 | 0.91796 | Zone Substation | None | Contingent (N-1)
Metro South | Victor Harbor 11kV | 50% POE Forecast | MVA | 2027 | 22.2758 | Zone Substation | None | Contingent (N-1)
Metro North | Virginia 11kV | 50% POE Forecast | MVA | 2027 | 7.7373 | Zone Substation | None | Contingent (N-1)
Riverland | Waikerie 11kV | 50% POE Forecast | MVA | 2027 | 7.1962 | Zone Substation | None | Contingent (N-1)
Murraylands | Walker Flat 11kV | 50% POE Forecast | MVA | 2027 | 1.2787 | Zone Substation | None | Contingent (N-1)
Yorke Peninsula | Wallaroo 11kV | 50% POE Forecast | MVA | 2027 | 9.5833 | Zone Substation | None | Contingent (N-1)
Yorke Peninsula | Warooka 11kV | 50% POE Forecast | MVA | 2027 | 2.1854 | Zone Substation | None | Contingent (N-1)
Mid North | Wasleys 11kV | 50% POE Forecast | MVA | 2027 | 1.6009 | Zone Substation | None | Contingent (N-1)
Mid North | Waterloo 33kV | 50% POE Forecast | MVA | 2027 | 8.5206 | Connection Point | None | Contingent (N-1)
Mid North | Waterloo Town 11kV | 50% POE Forecast | MVA | 2027 | 0.26903 | Zone Substation | None | Contingent (N-1)
Murraylands | White Sands 11kV | 50% POE Forecast | MVA | 2027 | 4.231 | Zone Substation | None | Contingent (N-1)
Adelaide Central | Whitmore Square 11kV | 50% POE Forecast | MVA | 2027 | 40.7753 | Zone Substation | None | Contingent (N-1)
Eyre Peninsula | Whyalla Central 33kV | 50% POE Forecast | MVA | 2027 | 78.4253 | Connection Point | None | Contingent (N-1)
Eyre Peninsula | Whyalla City 11kV | 50% POE Forecast | MVA | 2027 | 17.722 | Zone Substation | None | Contingent (N-1)
Eyre Peninsula | Whyalla North 11kV | 50% POE Forecast | MVA | 2027 | 0.43273 | Zone Substation | None | Contingent (N-1)
Eyre Peninsula | Whyalla Stuart 11kV | 50% POE Forecast | MVA | 2027 | 16.3786 | Zone Substation | None | Contingent (N-1)
Mid North | Williamstown 11kV | 50% POE Forecast | MVA | 2027 | 0.74358 | Zone Substation | None | Contingent (N-1)
Mid North | Williamstown South 11kV | 50% POE Forecast | MVA | 2027 | 2.2392 | Zone Substation | None | Contingent (N-1)
Metro South | Willunga 11kV | 50% POE Forecast | MVA | 2027 | 4.3952 | Zone Substation | None | Contingent (N-1)
Metro South | Willunga 33kV | 50% POE Forecast | MVA | 2027 | 0 | Zone Substation | None | Contingent (N-1)
Upper North | Wilmington 11kV | 50% POE Forecast | MVA | 2027 | 0.79179 | Zone Substation | None | Contingent (N-1)
Upper North | Wirrabara Forest 11kV | 50% POE Forecast | MVA | 2027 | 0.42505 | Zone Substation | None | Contingent (N-1)
Upper North | Wirrabara South 11kV | 50% POE Forecast | MVA | 2027 | 0.060037 | Zone Substation | None | Contingent (N-1)
Metro South | Wirrina Cove 11kV | 50% POE Forecast | MVA | 2027 | 0.7032 | Zone Substation | None | Contingent (N-1)
Upper North | Wongyarra 11kV | 50% POE Forecast | MVA | 2027 | 0.12016 | Zone Substation | None | Contingent (N-1)
Metro East | Woodforde 11kV | 50% POE Forecast | MVA | 2027 | 33.119 | Zone Substation | None | Contingent (N-1)
Murraylands | Woods Point 11kV | 50% POE Forecast | MVA | 2027 | 2.3823 | Zone Substation | None | Contingent (N-1)
Eastern Hills | Woodside 11kV | 50% POE Forecast | MVA | 2027 | 8.2849 | Zone Substation | Reverse N-1 | Contingent (N-1)
Metro West | Woodville 11kV | 50% POE Forecast | MVA | 2027 | 9.213 | Zone Substation | None | Contingent (N-1)
Metro West | Woodville 33kV | 50% POE Forecast | MVA | 2027 | 0 | Zone Substation | None | Contingent (N-1)
Riverland | Woolpunda 11kV | 50% POE Forecast | MVA | 2027 | 7.9756 | Zone Substation | None | Contingent (N-1)
Eyre Peninsula | Wudinna 11kV | 50% POE Forecast | MVA | 2027 | 1.8934 | Zone Substation | None | Contingent (N-1)
Eyre Peninsula | Wudinna 66kV | 50% POE Forecast | MVA | 2027 | 13.7386 | Connection Point | None | Contingent (N-1)
Eyre Peninsula | Yadnarie 66kV | 50% POE Forecast | MVA | 2027 | 12.7026 | Connection Point | None | Contingent (N-1)
Metro South | Yankalilla 11kV | 50% POE Forecast | MVA | 2027 | 7.3657 | Zone Substation | None | Contingent (N-1)
Metro South | Yankalilla 33kV | 50% POE Forecast | MVA | 2027 | 1.3133 | Zone Substation | None | Contingent (N-1)
Metro South | Yankalilla Hill 11kV | 50% POE Forecast | MVA | 2027 | 0.13131 | Zone Substation | None | Contingent (N-1)
Upper North | Yongala 11kV | 50% POE Forecast | MVA | 2027 | 0.060614 | Zone Substation | None | Contingent (N-1)
Yorke Peninsula | Yorketown 11kV | 50% POE Forecast | MVA | 2027 | 1.3743 | Zone Substation | None | Contingent (N-1)
Adelaide Central | ACR 66kV | 50% POE Forecast | MVA | 2028 | 203.709 | Connection Point | None | Contingent (N-1)
Eastern Hills | Aldgate 11kV | 50% POE Forecast | MVA | 2028 | 6.5879 | Zone Substation | None | Contingent (N-1)
Metro South | Aldinga 11kV | 50% POE Forecast | MVA | 2028 | 20.0709 | Zone Substation | None | Contingent (N-1)
South East | Allendale East 11kV | 50% POE Forecast | MVA | 2028 | 3.8057 | Zone Substation | None | Contingent (N-1)
Mid North | Alma 11kV | 50% POE Forecast | MVA | 2028 | 0.10555 | Zone Substation | None | Contingent (N-1)
Metro South | American River 11kV | 50% POE Forecast | MVA | 2028 | 0.49049 | Zone Substation | None | Contingent (N-1)
Eastern Hills | Angas Creek 33kV | 50% POE Forecast | MVA | 2028 | 17.462 | Connection Point | None | Contingent (N-1)
Mid North | Angaston 11kV | 50% POE Forecast | MVA | 2028 | 16.3949 | Zone Substation | None | Contingent (N-1)
Metro North | Angle Vale 11kV | 50% POE Forecast | MVA | 2028 | 24.9343 | Zone Substation | None | Contingent (N-1)
Yorke Peninsula | Ardrossan 11kV | 50% POE Forecast | MVA | 2028 | 1.9167 | Zone Substation | None | Contingent (N-1)
Yorke Peninsula | Ardrossan West 33kV | 50% POE Forecast | MVA | 2028 | 14.0694 | Connection Point | None | Contingent (N-1)
Eyre Peninsula | Arno Bay 11kV | 50% POE Forecast | MVA | 2028 | 0.83322 | Zone Substation | None | Contingent (N-1)
Metro South | Ascot Park 11kV | 50% POE Forecast | MVA | 2028 | 21.6713 | Zone Substation | N | Contingent (N-1)
Metro West | Athol Park 11kV | 50% POE Forecast | MVA | 2028 | 17.2344 | Zone Substation | None | Contingent (N-1)
Mid North | Auburn 11kV | 50% POE Forecast | MVA | 2028 | 2.8767 | Zone Substation | None | Contingent (N-1)
Yorke Peninsula | Balaklava 7.6kV | 50% POE Forecast | MVA | 2028 | 2.8491 | Zone Substation | None | Contingent (N-1)
Eastern Hills | Balhannah 33kV | 50% POE Forecast | MVA | 2028 | 19.8822 | Zone Substation | None | Contingent (N-1)
Upper North | Baroota 33kV | 50% POE Forecast | MVA | 2028 | 8.6982 | Connection Point | None | Contingent (N-1)
Upper North | Baroota Town 11kV | 50% POE Forecast | MVA | 2028 | 0.20405 | Zone Substation | None | Contingent (N-1)
Mid North | Barossa South TF1 11kV | 50% POE Forecast | MVA | 2028 | 2.4551 | Zone Substation | None | Contingent (N-1)
Mid North | Barossa South TF2 11kV | 50% POE Forecast | MVA | 2028 | 3.8259 | Zone Substation | None | Contingent (N-1)
South East | Beachport 11kV | 50% POE Forecast | MVA | 2028 | 1.1755 | Zone Substation | None | Contingent (N-1)
Murraylands | Belvedere Road 7.6kV | 50% POE Forecast | MVA | 2028 | 0.13141 | Zone Substation | None | Contingent (N-1)
Riverland | Berri 11kV | 50% POE Forecast | MVA | 2028 | 14.477 | Zone Substation | None | Contingent (N-1)
Riverland | Berri 66kV | 50% POE Forecast | MVA | 2028 | 87.7975 | Connection Point | None | Contingent (N-1)
Murraylands | Binnies 11kV | 50% POE Forecast | MVA | 2028 | 0.92672 | Zone Substation | None | Contingent (N-1)
Eastern Hills | Birdwood 11kV | 50% POE Forecast | MVA | 2028 | 3.1076 | Zone Substation | None | Contingent (N-1)
Yorke Peninsula | Black Point 11kV | 50% POE Forecast | MVA | 2028 | 0.39091 | Zone Substation | None | Contingent (N-1)
Metro West | Blackpool 11kV | 50% POE Forecast | MVA | 2028 | 17.5394 | Zone Substation | None | Contingent (N-1)
Metro South | Blackwood 11kV | 50% POE Forecast | MVA | 2028 | 30.3893 | Zone Substation | None | Contingent (N-1)
South East | Blanche 33kV | 50% POE Forecast | MVA | 2028 | 36.0323 | Connection Point | None | Contingent (N-1)
Upper North | Booleroo Centre 11kV | 50% POE Forecast | MVA | 2028 | 0.56946 | Zone Substation | None | Contingent (N-1)
Eyre Peninsula | Boothby 33kV | 50% POE Forecast | MVA | 2028 | 0.98836 | Zone Substation | N-1 | Contingent (N-1)
Upper North | Booyoolie 11kV | 50% POE Forecast | MVA | 2028 | 0.022713 | Zone Substation | None | Contingent (N-1)
South East | Bordertown 11kV | 50% POE Forecast | MVA | 2028 | 10.9949 | Zone Substation | N-1 | Contingent (N-1)
Mid North | Brinkworth 33kV | 50% POE Forecast | MVA | 2028 | 4.9503 | Connection Point | None | Contingent (N-1)
Mid North | Brinkworth Town 11kV | 50% POE Forecast | MVA | 2028 | 0.74058 | Zone Substation | None | Contingent (N-1)
Eastern Hills | Brukunga 11kV | 50% POE Forecast | MVA | 2028 | 0.36411 | Zone Substation | None | Contingent (N-1)
Upper North | Bungama Napperby 11kV | 50% POE Forecast | MVA | 2028 | 1.1283 | Zone Substation | None | Contingent (N-1)
Metro East | Burnside 11kV | 50% POE Forecast | MVA | 2028 | 12.0465 | Zone Substation | None | Contingent (N-1)
Mid North | Burra TF2 11kV | 50% POE Forecast | MVA | 2028 | 1.7756 | Zone Substation | None | Contingent (N-1)
Riverland | Cadell 11kV | 50% POE Forecast | MVA | 2028 | 1.1676 | Zone Substation | None | Contingent (N-1)
Murraylands | Caloote 11kV | 50% POE Forecast | MVA | 2028 | 1.654 | Zone Substation | None | Contingent (N-1)
Upper North | Caltowie 11kV | 50% POE Forecast | MVA | 2028 | 0.098778 | Zone Substation | None | Contingent (N-1)
Murraylands | Cambrai 11kV | 50% POE Forecast | MVA | 2028 | 0.67654 | Zone Substation | None | Contingent (N-1)
Murraylands | Campbell Park 11kV | 50% POE Forecast | MVA | 2028 | 0.47717 | Zone Substation | None | Contingent (N-1)
Metro East | Campbelltown 11kV | 50% POE Forecast | MVA | 2028 | 51.5879 | Zone Substation | None | Contingent (N-1)
Metro South | Cape Jervis 11kV | 50% POE Forecast | MVA | 2028 | 0.61739 | Zone Substation | None | Contingent (N-1)
Metro South | Cape Jervis 33kV | 50% POE Forecast | MVA | 2028 | 12.9567 | Zone Substation | N-1 | Contingent (N-1)
Eyre Peninsula | Caralue 11kV | 50% POE Forecast | MVA | 2028 | 2.5094 | Zone Substation | None | Contingent (N-1)
Metro West | Cavan 11kV | 50% POE Forecast | MVA | 2028 | 38.2948 | Zone Substation | None | Contingent (N-1)
Adelaide Central | CBD 33kV | 50% POE Forecast | MVA | 2028 | 21.55 | Zone Substation | None | Contingent (N-1)
Eyre Peninsula | Ceduna 11kV | 50% POE Forecast | MVA | 2028 | 6.8483 | Zone Substation | None | Contingent (N-1)
Eastern Hills | Chain of Ponds 11kV | 50% POE Forecast | MVA | 2028 | 0.41168 | Zone Substation | None | Contingent (N-1)
Metro West | Cheltenham 11kV | 50% POE Forecast | MVA | 2028 | 12.3025 | Zone Substation | None | Contingent (N-1)
Metro West | Cheltenham 33kV | 50% POE Forecast | MVA | 2028 | 0 | Zone Substation | None | Contingent (N-1)
Mid North | Clare 11kV | 50% POE Forecast | MVA | 2028 | 9.2577 | Zone Substation | None | Contingent (N-1)
Mid North | Clare North 33kV | 50% POE Forecast | MVA | 2028 | 11.7323 | Connection Point | None | Contingent (N-1)
Metro South | Clarence Gardens 11kV | 50% POE Forecast | MVA | 2028 | 20.5295 | Zone Substation | None | Contingent (N-1)
Metro South | Clarendon 11kV | 50% POE Forecast | MVA | 2028 | 3.5022 | Zone Substation | None | Contingent (N-1)
Metro East | Clearview 11kV | 50% POE Forecast | MVA | 2028 | 25.0839 | Zone Substation | N | Contingent (N-1)
Eyre Peninsula | Cleve 11kV | 50% POE Forecast | MVA | 2028 | 1.6913 | Zone Substation | None | Contingent (N-1)
Eyre Peninsula | Cleve 33kV | 50% POE Forecast | MVA | 2028 | 6.8085 | Zone Substation | N-1 | Contingent (N-1)
Eyre Peninsula | Coffin Bay 11kV | 50% POE Forecast | MVA | 2028 | 1.6189 | Zone Substation | None | Contingent (N-1)
Mid North | Collinsfield 11kV | 50% POE Forecast | MVA | 2028 | 0.59588 | Zone Substation | None | Contingent (N-1)
Murraylands | Coomandook 11kV | 50% POE Forecast | MVA | 2028 | 0.42539 | Zone Substation | None | Contingent (N-1)
Murraylands | Coonalpyn 11kV | 50% POE Forecast | MVA | 2028 | 0.41878 | Zone Substation | None | Contingent (N-1)
South East | Coonawarra 11kV | 50% POE Forecast | MVA | 2028 | 3.706 | Zone Substation | None | Contingent (N-1)
Upper North | Copley Nepabunna 33kV | 50% POE Forecast | MVA | 2028 | 0.23232 | Zone Substation | N-1 | Contingent (N-1)
Riverland | Cordola 11kV | 50% POE Forecast | MVA | 2028 | 1.8037 | Zone Substation | None | Contingent (N-1)
Adelaide Central | Coromandel Place 11kV | 50% POE Forecast | MVA | 2028 | 48.6266 | Zone Substation | None | Contingent (N-1)
Eyre Peninsula | Cowell 11kV | 50% POE Forecast | MVA | 2028 | 2.1489 | Zone Substation | None | Contingent (N-1)
Metro West | Croydon 11kV | 50% POE Forecast | MVA | 2028 | 23.3512 | Zone Substation | None | Contingent (N-1)
Metro West | Croydon Park 11kV | 50% POE Forecast | MVA | 2028 | 15.3704 | Zone Substation | None | Contingent (N-1)
Upper North | Crystal Brook 11kV | 50% POE Forecast | MVA | 2028 | 1.9234 | Zone Substation | None | Contingent (N-1)
Metro South | Cudmore Park 11kV | 50% POE Forecast | MVA | 2028 | 10.8763 | Zone Substation | None | Contingent (N-1)
Eyre Peninsula | Cummins 11kV | 50% POE Forecast | MVA | 2028 | 2.5417 | Zone Substation | None | Contingent (N-1)
Yorke Peninsula | Curramulka 7.6kV | 50% POE Forecast | MVA | 2028 | 0.1846 | Zone Substation | None | Contingent (N-1)
Yorke Peninsula | Curramulka South 11kV | 50% POE Forecast | MVA | 2028 | 0.097728 | Zone Substation | None | Contingent (N-1)
Yorke Peninsula | Dalrymple 33kV | 50% POE Forecast | MVA | 2028 | 6.5322 | Connection Point | None | Contingent (N-1)
Eyre Peninsula | Darke Peak 11kV | 50% POE Forecast | MVA | 2028 | 0.29028 | Zone Substation | None | Contingent (N-1)
Upper North | Davenport West 33kV | 50% POE Forecast | MVA | 2028 | 45.4568 | Connection Point | None | Contingent (N-1)
Eastern Hills | Deloraine 11kV | 50% POE Forecast | MVA | 2028 | 0.30663 | Zone Substation | None | Contingent (N-1)
Metro North | Direk 11kV | 50% POE Forecast | MVA | 2028 | 24.1203 | Zone Substation | None | Contingent (N-1)
Mid North | Dorrien 33kV | 50% POE Forecast | MVA | 2028 | 60.6344 | Connection Point | None | Contingent (N-1)
Mid North | Dorrien TF4 11kV | 50% POE Forecast | MVA | 2028 | 8.2418 | Zone Substation | None | Contingent (N-1)
Mid North | Dorrien TF5 11kV | 50% POE Forecast | MVA | 2028 | 4.8344 | Zone Substation | None | Contingent (N-1)
Yorke Peninsula | Dowlingville 11kV | 50% POE Forecast | MVA | 2028 | 0.028059 | Zone Substation | None | Contingent (N-1)
Adelaide Central | East Terrace 11kV | 50% POE Forecast | MVA | 2028 | 34.6289 | Zone Substation | None | Contingent (N-1)
Metro North | Edinburgh 11kV | 50% POE Forecast | MVA | 2028 | 8.2197 | Zone Substation | None | Contingent (N-1)
Yorke Peninsula | Edithburgh 11kV | 50% POE Forecast | MVA | 2028 | 1.275 | Zone Substation | None | Contingent (N-1)
Metro North | Elizabeth Downs 11kV | 50% POE Forecast | MVA | 2028 | 45.9075 | Zone Substation | None | Contingent (N-1)
Metro North | Elizabeth Heights 11kV | 50% POE Forecast | MVA | 2028 | 18.6718 | Zone Substation | None | Contingent (N-1)
Metro North | Elizabeth South 11kV | 50% POE Forecast | MVA | 2028 | 10.1668 | Zone Substation | None | Contingent (N-1)
Mid North | Eudunda 11kV | 50% POE Forecast | MVA | 2028 | 1.4862 | Zone Substation | None | Contingent (N-1)
Metro North | Evanston 11kV | 50% POE Forecast | MVA | 2028 | 42.7846 | Zone Substation | N-1 | Contingent (N-1)
Metro North | Evanston 33kV | 50% POE Forecast | MVA | 2028 | 0 | Zone Substation | None | Contingent (N-1)
Metro West | Findon 11kV | 50% POE Forecast | MVA | 2028 | 17.2339 | Zone Substation | None | Contingent (N-1)
Metro West | Flinders Park 11kV | 50% POE Forecast | MVA | 2028 | 18.5803 | Zone Substation | None | Contingent (N-1)
Mid North | Florieton SWER 19kV | 50% POE Forecast | MVA | 2028 | 0.097172 | Connection Point | None | Contingent (N-1)
Eastern Hills | Forreston 11kV | 50% POE Forecast | MVA | 2028 | 0.85307 | Zone Substation | None | Contingent (N-1)
Mid North | Freeling 11kV | 50% POE Forecast | MVA | 2028 | 0.54359 | Zone Substation | None | Contingent (N-1)
Mid North | Freeling North 11kV | 50% POE Forecast | MVA | 2028 | 2.9215 | Zone Substation | None | Contingent (N-1)
Metro West | Fulham Gardens 11kV | 50% POE Forecast | MVA | 2028 | 38.1011 | Zone Substation | None | Contingent (N-1)
Upper North | Fullerville 11kV | 50% POE Forecast | MVA | 2028 | 0.087367 | Zone Substation | None | Contingent (N-1)
Mid North | Gawler Belt TF1 11kV | 50% POE Forecast | MVA | 2028 | 4.8099 | Zone Substation | None | Contingent (N-1)
Mid North | Gawler Belt TF2 11kV | 50% POE Forecast | MVA | 2028 | 4.8686 | Zone Substation | None | Contingent (N-1)
Mid North | Georgetown 11kV | 50% POE Forecast | MVA | 2028 | 0.14597 | Zone Substation | None | Contingent (N-1)
Murraylands | Geranium 11kV | 50% POE Forecast | MVA | 2028 | 0.079825 | Zone Substation | None | Contingent (N-1)
Upper North | Gladstone 11kV | 50% POE Forecast | MVA | 2028 | 2.0558 | Zone Substation | None | Contingent (N-1)
Metro West | Glanville 11kV | 50% POE Forecast | MVA | 2028 | 14.0452 | Zone Substation | None | Contingent (N-1)
South East | Glencoe 11kV | 50% POE Forecast | MVA | 2028 | 1.0428 | Zone Substation | None | Contingent (N-1)
Metro South | Glenelg North 11kV | 50% POE Forecast | MVA | 2028 | 20.524 | Zone Substation | None | Contingent (N-1)
Riverland | Glossop 11kV | 50% POE Forecast | MVA | 2028 | 11.3422 | Zone Substation | None | Contingent (N-1)
Metro East | Golden Grove 11kV | 50% POE Forecast | MVA | 2028 | 45.361 | Zone Substation | None | Contingent (N-1)
Mid North | Gomersal North 11kV | 50% POE Forecast | MVA | 2028 | 0.29537 | Zone Substation | None | Contingent (N-1)
Metro South | Goolwa 11kV | 50% POE Forecast | MVA | 2028 | 14.3235 | Zone Substation | None | Contingent (N-1)
Mid North | Gulnare 11kV | 50% POE Forecast | MVA | 2028 | 0.10954 | Zone Substation | None | Contingent (N-1)
Eastern Hills | Gumeracha 11kV | 50% POE Forecast | MVA | 2028 | 0 | Zone Substation | None | Contingent (N-1)
Eastern Hills | Gumeracha Weir 11kV | 50% POE Forecast | MVA | 2028 | 0.10782 | Zone Substation | None | Contingent (N-1)
Eastern Hills | Gumhaven 11kV | 50% POE Forecast | MVA | 2028 | 0.053797 | Zone Substation | None | Contingent (N-1)
Metro South | Hackham 11kV | 50% POE Forecast | MVA | 2028 | 17.1332 | Zone Substation | N-1 | Contingent (N-1)
Eastern Hills | Hahndorf 11kV | 50% POE Forecast | MVA | 2028 | 4.8185 | Zone Substation | None | Contingent (N-1)
Mid North | Halbury 11kV | 50% POE Forecast | MVA | 2028 | 0.10575 | Zone Substation | None | Contingent (N-1)
Mid North | Hamley Bridge 11kV | 50% POE Forecast | MVA | 2028 | 2.3625 | Zone Substation | None | Contingent (N-1)
Metro South | Happy Valley 11kV | 50% POE Forecast | MVA | 2028 | 38.0538 | Zone Substation | None | Contingent (N-1)
Metro East | Harrow 11kV | 50% POE Forecast | MVA | 2028 | 20.194 | Zone Substation | None | Contingent (N-1)
South East | Hatherleigh 11kV | 50% POE Forecast | MVA | 2028 | 0.072711 | Zone Substation | None | Contingent (N-1)
Upper North | Hawker 11kV | 50% POE Forecast | MVA | 2028 | 0.91022 | Zone Substation | None | Contingent (N-1)
Metro South | Hay Flat 11kV | 50% POE Forecast | MVA | 2028 | 0.088541 | Zone Substation | None | Contingent (N-1)
Metro West | Henley South 11kV | 50% POE Forecast | MVA | 2028 | 31.7967 | Zone Substation | None | Contingent (N-1)
Eastern Hills | Hermitage 11kV | 50% POE Forecast | MVA | 2028 | 0.14535 | Zone Substation | None | Contingent (N-1)
Metro East | Hillcrest 11kV | 50% POE Forecast | MVA | 2028 | 37.3698 | Zone Substation | None | Contingent (N-1)
Adelaide Central | Hindley Street 11kV | 50% POE Forecast | MVA | 2028 | 50.5894 | Zone Substation | None | Contingent (N-1)
Metro East | Holden Hill 11kV | 50% POE Forecast | MVA | 2028 | 37.3134 | Zone Substation | None | Contingent (N-1)
Metro East | Hope Valley 11kV | 50% POE Forecast | MVA | 2028 | 17.5362 | Zone Substation | None | Contingent (N-1)
Eastern Hills | Houghton 7.6kV | 50% POE Forecast | MVA | 2028 | 1.8649 | Zone Substation | None | Contingent (N-1)
Mid North | Hoyleton 11kV | 50% POE Forecast | MVA | 2028 | 0.099431 | Zone Substation | None | Contingent (N-1)
Yorke Peninsula | Hummocks 33kV | 50% POE Forecast | MVA | 2028 | 14.3696 | Connection Point | None | Contingent (N-1)
Metro East | Ingle Farm 11kV | 50% POE Forecast | MVA | 2028 | 32.9879 | Zone Substation | None | Contingent (N-1)
South East | Inverness 11kV | 50% POE Forecast | MVA | 2028 | 0.76765 | Zone Substation | None | Contingent (N-1)
Murraylands | Jabuk 11kV | 50% POE Forecast | MVA | 2028 | 0.084621 | Zone Substation | None | Contingent (N-1)
Yorke Peninsula | James Well 11kV | 50% POE Forecast | MVA | 2028 | 0.41263 | Zone Substation | None | Contingent (N-1)
Upper North | Jamestown 11kV | 50% POE Forecast | MVA | 2028 | 2.3086 | Zone Substation | Reverse N-1 | Contingent (N-1)
Murraylands | Jervois 11kV | 50% POE Forecast | MVA | 2028 | 3.4127 | Zone Substation | None | Contingent (N-1)
Yorke Peninsula | Kadina 11kV | 50% POE Forecast | MVA | 2028 | 9.1623 | Zone Substation | None | Contingent (N-1)
Yorke Peninsula | Kadina East 33kV | 50% POE Forecast | MVA | 2028 | 29.728 | Connection Point | None | Contingent (N-1)
South East | Kalangadoo 11kV | 50% POE Forecast | MVA | 2028 | 0.53397 | Zone Substation | None | Contingent (N-1)
South East | Kalangadoo West 11kV | 50% POE Forecast | MVA | 2028 | 0.75264 | Zone Substation | None | Contingent (N-1)
Eastern Hills | Kanmantoo Copper Mine 11kV | 50% POE Forecast | MVA | 2028 | 1.7274 | Connection Point | None | Contingent (N-1)
Mid North | Kapunda TF1 11kV | 50% POE Forecast | MVA | 2028 | 3.6925 | Zone Substation | None | Contingent (N-1)
Mid North | Kapunda TF2 11kV | 50% POE Forecast | MVA | 2028 | 2.7185 | Zone Substation | None | Contingent (N-1)
Murraylands | Karoonda 11kV | 50% POE Forecast | MVA | 2028 | 0.84076 | Zone Substation | Reverse N | Contingent (N-1)
South East | Keith 11kV | 50% POE Forecast | MVA | 2028 | 5.5786 | Zone Substation | None | Contingent (N-1)
South East | Keith 33kV | 50% POE Forecast | MVA | 2028 | 21.9598 | Connection Point | None | Contingent (N-1)
Metro East | Kent Town 11kV | 50% POE Forecast | MVA | 2028 | 27.0533 | Zone Substation | None | Contingent (N-1)
Eastern Hills | Kersbrook 11kV | 50% POE Forecast | MVA | 2028 | 0.50364 | Zone Substation | None | Contingent (N-1)
Metro South | Keswick 11kV | 50% POE Forecast | MVA | 2028 | 30.0991 | Zone Substation | None | Contingent (N-1)
Murraylands | Ki Ki 11kV | 50% POE Forecast | MVA | 2028 | 0.11221 | Zone Substation | None | Contingent (N-1)
Metro West | Kilburn 11kV | 50% POE Forecast | MVA | 2028 | 50.0312 | Zone Substation | None | Contingent (N-1)
Metro East | Kilburn South 11kV | 50% POE Forecast | MVA | 2028 | 15.6245 | Zone Substation | None | Contingent (N-1)
Metro West | Kilkenny 11kV | 50% POE Forecast | MVA | 2028 | 19.3465 | Zone Substation | None | Contingent (N-1)
South East | Kincraig 33kV | 50% POE Forecast | MVA | 2028 | 19.4325 | Connection Point | None | Contingent (N-1)
Metro South | Kingscote 11kV | 50% POE Forecast | MVA | 2028 | 3.4618 | Zone Substation | None | Contingent (N-1)
South East | Kingston SE 11kV | 50% POE Forecast | MVA | 2028 | 3.2018 | Zone Substation | None | Contingent (N-1)
Metro South | Kingswood 11kV | 50% POE Forecast | MVA | 2028 | 52.5767 | Zone Substation | None | Contingent (N-1)
South East | Kongorong 11kV | 50% POE Forecast | MVA | 2028 | 0.76843 | Zone Substation | None | Contingent (N-1)
South East | Kumorna 11kV | 50% POE Forecast | MVA | 2028 | 0.63187 | Zone Substation | None | Contingent (N-1)
Mid North | Kybunga 11kV | 50% POE Forecast | MVA | 2028 | 0.067812 | Zone Substation | None | Contingent (N-1)
Murraylands | Lameroo 11kV | 50% POE Forecast | MVA | 2028 | 1.2372 | Zone Substation | None | Contingent (N-1)
Eastern Hills | Langhorne Creek 11kV | 50% POE Forecast | MVA | 2028 | 3.5995 | Zone Substation | None | Contingent (N-1)
Metro West | Largs North 11kV | 50% POE Forecast | MVA | 2028 | 15.1082 | Zone Substation | None | Contingent (N-1)
Metro West | Lefevre 11kV | 50% POE Forecast | MVA | 2028 | 10.1217 | Zone Substation | None | Contingent (N-1)
Upper North | Leigh Creek South 33kV | 50% POE Forecast | MVA | 2028 | 0.96161 | Connection Point | None | Contingent (N-1)
Metro East | Linden Park 11kV | 50% POE Forecast | MVA | 2028 | 36.2891 | Zone Substation | None | Contingent (N-1)
Eyre Peninsula | Little Swamp 11kV | 50% POE Forecast | MVA | 2028 | 0.18232 | Zone Substation | None | Contingent (N-1)
Eastern Hills | Lobethal 11kV | 50% POE Forecast | MVA | 2028 | 6.9313 | Zone Substation | None | Contingent (N-1)
Eyre Peninsula | Lock 11kV | 50% POE Forecast | MVA | 2028 | 0.7358 | Zone Substation | None | Contingent (N-1)
Riverland | Loveday 11kV | 50% POE Forecast | MVA | 2028 | 11.3044 | Zone Substation | None | Contingent (N-1)
Metro South | Lower Mitcham 11kV | 50% POE Forecast | MVA | 2028 | 21.4311 | Zone Substation | None | Contingent (N-1)
Riverland | Loxton 11kV | 50% POE Forecast | MVA | 2028 | 13.0309 | Zone Substation | None | Contingent (N-1)
South East | Lucindale 11kV | 50% POE Forecast | MVA | 2028 | 1.2091 | Zone Substation | None | Contingent (N-1)
Mid North | Lyndoch 11kV | 50% POE Forecast | MVA | 2028 | 2.8724 | Zone Substation | None | Contingent (N-1)
Mid North | Lyndoch South 7.6kV | 50% POE Forecast | MVA | 2028 | 0.33194 | Zone Substation | None | Contingent (N-1)
Riverland | Lyrup 11kV | 50% POE Forecast | MVA | 2028 | 4.9597 | Zone Substation | None | Contingent (N-1)
Metro South | MacGillivray 11kV | 50% POE Forecast | MVA | 2028 | 2.0448 | Zone Substation | None | Contingent (N-1)
Yorke Peninsula | Maitland 11kV | 50% POE Forecast | MVA | 2028 | 3.6457 | Zone Substation | None | Contingent (N-1)
Mid North | Mallala 11kV | 50% POE Forecast | MVA | 2028 | 4.304 | Zone Substation | None | Contingent (N-1)
Murraylands | Mannum 33kV | 50% POE Forecast | MVA | 2028 | 13.3132 | Connection Point | None | Contingent (N-1)
Murraylands | Mannum Town 7.6kV | 50% POE Forecast | MVA | 2028 | 4.1197 | Zone Substation | None | Contingent (N-1)
Yorke Peninsula | Marion Bay 11kV | 50% POE Forecast | MVA | 2028 | 0.54804 | Zone Substation | None | Contingent (N-1)
Mid North | Marrabel 11kV | 50% POE Forecast | MVA | 2028 | 0.7898 | Zone Substation | None | Contingent (N-1)
Metro South | McLaren Flat TF1 11kV | 50% POE Forecast | MVA | 2028 | 6.3689 | Zone Substation | None | Contingent (N-1)
Metro South | McLaren Flat TF2 11kV | 50% POE Forecast | MVA | 2028 | 6.4292 | Zone Substation | None | Contingent (N-1)
Metro South | McLaren Vale 11kV | 50% POE Forecast | MVA | 2028 | 0 | Zone Substation | None | Contingent (N-1)
Metro South | McLaren Vale Vineyard 11kV | 50% POE Forecast | MVA | 2028 | 0 | Zone Substation | None | Contingent (N-1)
Eastern Hills | Meadows 11kV | 50% POE Forecast | MVA | 2028 | 5.5417 | Zone Substation | Reverse N-1 | Contingent (N-1)
Upper North | Melrose 11kV | 50% POE Forecast | MVA | 2028 | 0.35939 | Zone Substation | None | Contingent (N-1)
Murraylands | Meningie 11kV | 50% POE Forecast | MVA | 2028 | 2.0761 | Zone Substation | None | Contingent (N-1)
Metro East | Metro East 66kV | 50% POE Forecast | MVA | 2028 | 696.8727 | Connection Point | None | Contingent (N-1)
Metro North | Metro North 66kV | 50% POE Forecast | MVA | 2028 | 373.4256 | Connection Point | None | Contingent (N-1)
Metro South | Metro South 66kV | 50% POE Forecast | MVA | 2028 | 732.3556 | Connection Point | None | Contingent (N-1)
Metro West | Metro West 66kV | 50% POE Forecast | MVA | 2028 | 422.7766 | Connection Point | None | Contingent (N-1)
Eastern Hills | Milang 11kV | 50% POE Forecast | MVA | 2028 | 3.6232 | Zone Substation | None | Contingent (N-1)
South East | Millicent 11kV | 50% POE Forecast | MVA | 2028 | 5.0808 | Zone Substation | None | Contingent (N-1)
Yorke Peninsula | Minlaton 11kV | 50% POE Forecast | MVA | 2028 | 1.925 | Zone Substation | None | Contingent (N-1)
Murraylands | Mobilong 33kV | 50% POE Forecast | MVA | 2028 | 39.9919 | Connection Point | None | Contingent (N-1)
Murraylands | Monarto Central 11kV | 50% POE Forecast | MVA | 2028 | 1.9226 | Zone Substation | None | Contingent (N-1)
Murraylands | Monarto South 11kV | 50% POE Forecast | MVA | 2028 | 4.1451 | Zone Substation | None | Contingent (N-1)
Yorke Peninsula | Moonta 11kV | 50% POE Forecast | MVA | 2028 | 10.1842 | Zone Substation | N-1 | Contingent (N-1)
Eyre Peninsula | Moorkitabie 11kV | 50% POE Forecast | MVA | 2028 | 0.68626 | Zone Substation | None | Contingent (N-1)
Riverland | Morgan 11kV | 50% POE Forecast | MVA | 2028 | 1.2374 | Zone Substation | N | Contingent (N-1)
Metro South | Morphett Vale East 11kV | 50% POE Forecast | MVA | 2028 | 35.4002 | Zone Substation | None | Contingent (N-1)
Metro South | Morphettville 11kV | 50% POE Forecast | MVA | 2028 | 26.0226 | Zone Substation | None | Contingent (N-1)
Eastern Hills | Mount Barker 11kV | 50% POE Forecast | MVA | 2028 | 31.6671 | Zone Substation | None | Contingent (N-1)
Eastern Hills | Mount Barker 66kV | 50% POE Forecast | MVA | 2028 | 98.4528 | Connection Point | None | Contingent (N-1)
South East | Mount Burr 11kV | 50% POE Forecast | MVA | 2028 | 0.34083 | Zone Substation | None | Contingent (N-1)
South East | Mount Gambier 11kV | 50% POE Forecast | MVA | 2028 | 12.9918 | Zone Substation | None | Contingent (N-1)
South East | Mount Gambier 33kV | 50% POE Forecast | MVA | 2028 | 23.4596 | Connection Point | None | Contingent (N-1)
South East | Mount Gambier North 11kV | 50% POE Forecast | MVA | 2028 | 10.7147 | Zone Substation | N-1 | Contingent (N-1)
South East | Mount Gambier West 11kV | 50% POE Forecast | MVA | 2028 | 14.4596 | Zone Substation | None | Contingent (N-1)
Upper North | Mount Gunson 33kV | 50% POE Forecast | MVA | 2028 | 0.67962 | Connection Point | None | Contingent (N-1)
Eastern Hills | Mount Pleasant 11kV | 50% POE Forecast | MVA | 2028 | 2.0746 | Zone Substation | None | Contingent (N-1)
South East | Mount Schank 11kV | 50% POE Forecast | MVA | 2028 | 2.792 | Zone Substation | None | Contingent (N-1)
Murraylands | Murray Bridge North 11kV | 50% POE Forecast | MVA | 2028 | 12.0927 | Zone Substation | None | Contingent (N-1)
Murraylands | Murray Bridge South 11kV | 50% POE Forecast | MVA | 2028 | 14.8374 | Zone Substation | None | Contingent (N-1)
Eastern Hills | Mylor 11kV | 50% POE Forecast | MVA | 2028 | 2.1221 | Zone Substation | None | Contingent (N-1)
Murraylands | Mypolonga 11kV | 50% POE Forecast | MVA | 2028 | 2.6344 | Zone Substation | None | Contingent (N-1)
Metro South | Myponga 11kV | 50% POE Forecast | MVA | 2028 | 6.2863 | Zone Substation | None | Contingent (N-1)
Eastern Hills | Nairne 11kV | 50% POE Forecast | MVA | 2028 | 7.2493 | Zone Substation | Reverse N-1 | Contingent (N-1)
South East | Nangwarry 11kV | 50% POE Forecast | MVA | 2028 | 0.53043 | Zone Substation | None | Contingent (N-1)
South East | Naracoorte 11kV | 50% POE Forecast | MVA | 2028 | 10.0331 | Zone Substation | None | Contingent (N-1)
South East | Naracoorte East 11kV | 50% POE Forecast | MVA | 2028 | 5.3054 | Zone Substation | None | Contingent (N-1)
Murraylands | Narrung 11kV | 50% POE Forecast | MVA | 2028 | 1.3955 | Zone Substation | None | Contingent (N-1)
Upper North | Neuroodla 33kV | 50% POE Forecast | MVA | 2028 | 0.85497 | Connection Point | None | Contingent (N-1)
Metro West | New Osborne 11kV | 50% POE Forecast | MVA | 2028 | 0 | Zone Substation | None | Contingent (N-1)
Metro West | New Richmond 11kV | 50% POE Forecast | MVA | 2028 | 30.9072 | Zone Substation | None | Contingent (N-1)
Murraylands | Nildottie 11kV | 50% POE Forecast | MVA | 2028 | 2.1193 | Zone Substation | None | Contingent (N-1)
Yorke Peninsula | Ninnes 11kV | 50% POE Forecast | MVA | 2028 | 1.0918 | Zone Substation | None | Contingent (N-1)
Metro South | Noarlunga Centre 11kV | 50% POE Forecast | MVA | 2028 | 19.2048 | Zone Substation | None | Contingent (N-1)
Metro East | North Adelaide 11kV | 50% POE Forecast | MVA | 2028 | 19.1316 | Zone Substation | None | Contingent (N-1)
Metro South | North Unley 11kV | 50% POE Forecast | MVA | 2028 | 16.045 | Zone Substation | None | Contingent (N-1)
Riverland | North West Bend 66kV | 50% POE Forecast | MVA | 2028 | 22.9927 | Connection Point | None | Contingent (N-1)
Metro East | Northfield 11kV | 50% POE Forecast | MVA | 2028 | 22.9587 | Zone Substation | N | Contingent (N-1)
Metro East | Norwood 11kV | 50% POE Forecast | MVA | 2028 | 55.9345 | Zone Substation | None | Contingent (N-1)
Mid North | Nuriootpa 11kV | 50% POE Forecast | MVA | 2028 | 9.2854 | Zone Substation | None | Contingent (N-1)
Metro South | Oaklands 11kV | 50% POE Forecast | MVA | 2028 | 44.2557 | Zone Substation | None | Contingent (N-1)
Upper North | Orroroo 11kV | 50% POE Forecast | MVA | 2028 | 1.2068 | Zone Substation | None | Contingent (N-1)
South East | Padthaway 11kV | 50% POE Forecast | MVA | 2028 | 3.1645 | Zone Substation | None | Contingent (N-1)
Murraylands | Palmer 11kV | 50% POE Forecast | MVA | 2028 | 0.026659 | Zone Substation | None | Contingent (N-1)
Metro South | Panorama 11kV | 50% POE Forecast | MVA | 2028 | 28.631 | Zone Substation | None | Contingent (N-1)
Metro North | Parafield Gardens 11kV | 50% POE Forecast | MVA | 2028 | 30.7221 | Zone Substation | None | Contingent (N-1)
Metro North | Paralowie 11kV | 50% POE Forecast | MVA | 2028 | 19.7887 | Zone Substation | None | Contingent (N-1)
Murraylands | Parilla 11kV | 50% POE Forecast | MVA | 2028 | 2.3143 | Zone Substation | None | Contingent (N-1)
Riverland | Paringa 11kV | 50% POE Forecast | MVA | 2028 | 2.7678 | Zone Substation | None | Contingent (N-1)
Riverland | Paringa 33kV | 50% POE Forecast | MVA | 2028 | 16.1159 | Zone Substation | None | Contingent (N-1)
Yorke Peninsula | Paskeville 11kV | 50% POE Forecast | MVA | 2028 | 0.33484 | Zone Substation | None | Contingent (N-1)
Murraylands | Peake 11kV | 50% POE Forecast | MVA | 2028 | 0.15942 | Zone Substation | None | Contingent (N-1)
Murraylands | Pellaring Flat 11kV | 50% POE Forecast | MVA | 2028 | 0.086804 | Zone Substation | None | Contingent (N-1)
Metro North | Penfield 11kV | 50% POE Forecast | MVA | 2028 | 21.687 | Zone Substation | None | Contingent (N-1)
Metro South | Penneshaw 11kV | 50% POE Forecast | MVA | 2028 | 1.8994 | Zone Substation | None | Contingent (N-1)
South East | Penola 11kV | 50% POE Forecast | MVA | 2028 | 2.519 | Zone Substation | None | Contingent (N-1)
South East | Penola West 33kV | 50% POE Forecast | MVA | 2028 | 7.4527 | Connection Point | None | Contingent (N-1)
Upper North | Peterborough 11kV | 50% POE Forecast | MVA | 2028 | 1.7074 | Zone Substation | None | Contingent (N-1)
Eastern Hills | Piccadilly 11kV | 50% POE Forecast | MVA | 2028 | 1.5054 | Zone Substation | None | Contingent (N-1)
Murraylands | Pinnaroo 11kV | 50% POE Forecast | MVA | 2028 | 1.7661 | Zone Substation | None | Contingent (N-1)
Murraylands | Pinnaroo South 11kV | 50% POE Forecast | MVA | 2028 | 0.019073 | Zone Substation | None | Contingent (N-1)
Metro South | Plympton 11kV | 50% POE Forecast | MVA | 2028 | 22.6703 | Zone Substation | None | Contingent (N-1)
Eyre Peninsula | Point Boston 11kV | 50% POE Forecast | MVA | 2028 | 1.3778 | Zone Substation | None | Contingent (N-1)
Eyre Peninsula | Polda 11kV | 50% POE Forecast | MVA | 2028 | 0.75602 | Zone Substation | None | Contingent (N-1)
Eyre Peninsula | Poonindie 11kV | 50% POE Forecast | MVA | 2028 | 0.46409 | Zone Substation | None | Contingent (N-1)
Metro West | Port Adelaide 11kV | 50% POE Forecast | MVA | 2028 | 12.332 | Zone Substation | None | Contingent (N-1)
Metro West | Port Adelaide North 11kV | 50% POE Forecast | MVA | 2028 | 20.8116 | Zone Substation | None | Contingent (N-1)
Upper North | Port Augusta 11kV | 50% POE Forecast | MVA | 2028 | 14.1541 | Zone Substation | None | Contingent (N-1)
Upper North | Port Augusta West TF1 11kV | 50% POE Forecast | MVA | 2028 | 5.8417 | Zone Substation | None | Contingent (N-1)
Upper North | Port Augusta West TF2 11kV | 50% POE Forecast | MVA | 2028 | 3.4287 | Zone Substation | None | Contingent (N-1)
Upper North | Port Broughton 11kV | 50% POE Forecast | MVA | 2028 | 3.3719 | Zone Substation | None | Contingent (N-1)
Yorke Peninsula | Port Clinton 11kV | 50% POE Forecast | MVA | 2028 | 0.5726 | Zone Substation | None | Contingent (N-1)
Upper North | Port Germein 11kV | 50% POE Forecast | MVA | 2028 | 0.78906 | Zone Substation | None | Contingent (N-1)
Yorke Peninsula | Port Giles 11kV | 50% POE Forecast | MVA | 2028 | 1.5925 | Zone Substation | None | Contingent (N-1)
Yorke Peninsula | Port Julia 11kV | 50% POE Forecast | MVA | 2028 | 0.28568 | Zone Substation | None | Contingent (N-1)
Eyre Peninsula | Port Lincoln City 11kV | 50% POE Forecast | MVA | 2028 | 11.5914 | Zone Substation | None | Contingent (N-1)
Eyre Peninsula | Port Lincoln Docks 11kV | 50% POE Forecast | MVA | 2028 | 5.9794 | Zone Substation | None | Contingent (N-1)
Eyre Peninsula | Port Lincoln Marina 11kV | 50% POE Forecast | MVA | 2028 | 8.1988 | Zone Substation | None | Contingent (N-1)
Eyre Peninsula | Port Lincoln Terminal 33kV | 50% POE Forecast | MVA | 2028 | 37.1491 | Connection Point | None | Contingent (N-1)
Metro South | Port Noarlunga 11kV | 50% POE Forecast | MVA | 2028 | 33.7342 | Zone Substation | None | Contingent (N-1)
Upper North | Port Pirie Bungama 33kV | 50% POE Forecast | MVA | 2028 | 60.0966 | Connection Point | None | Contingent (N-1)
Upper North | Port Pirie South 11kV | 50% POE Forecast | MVA | 2028 | 21.3056 | Zone Substation | None | Contingent (N-1)
Metro South | Port Stanvac 11kV | 50% POE Forecast | MVA | 2028 | 31.2847 | Zone Substation | None | Contingent (N-1)
Metro South | Port Stanvac TF2 11kV | 50% POE Forecast | MVA | 2028 | 0.23386 | Zone Substation | None | Contingent (N-1)
Yorke Peninsula | Port Vincent 11kV | 50% POE Forecast | MVA | 2028 | 1.3706 | Zone Substation | None | Contingent (N-1)
Riverland | Portee 11kV | 50% POE Forecast | MVA | 2028 | 0.62215 | Zone Substation | N | Contingent (N-1)
Metro East | Prospect 11kV | 50% POE Forecast | MVA | 2028 | 31.4621 | Zone Substation | None | Contingent (N-1)
Murraylands | Punyelroo 11kV | 50% POE Forecast | MVA | 2028 | 0.55364 | Zone Substation | None | Contingent (N-1)
Riverland | Pyap 11kV | 50% POE Forecast | MVA | 2028 | 9.0442 | Zone Substation | None | Contingent (N-1)
Riverland | Qualco 11kV | 50% POE Forecast | MVA | 2028 | 3.5087 | Zone Substation | N | Contingent (N-1)
Metro West | Queenstown 11kV | 50% POE Forecast | MVA | 2028 | 15.2907 | Zone Substation | None | Contingent (N-1)
Upper North | Quorn 11kV | 50% POE Forecast | MVA | 2028 | 1.5802 | Zone Substation | None | Contingent (N-1)
Riverland | Ramco 11kV | 50% POE Forecast | MVA | 2028 | 5.6904 | Zone Substation | None | Contingent (N-1)
Metro South | Rapid Bay 11kV | 50% POE Forecast | MVA | 2028 | 0.034293 | Zone Substation | None | Contingent (N-1)
Riverland | Renmark 11kV | 50% POE Forecast | MVA | 2028 | 17.3482 | Zone Substation | None | Contingent (N-1)
Mid North | Riverton 11kV | 50% POE Forecast | MVA | 2028 | 1.7674 | Zone Substation | None | Contingent (N-1)
South East | Robe 7.6kV | 50% POE Forecast | MVA | 2028 | 3.0734 | Zone Substation | None | Contingent (N-1)
Mid North | Robertstown 11kV | 50% POE Forecast | MVA | 2028 | 0.89691 | Zone Substation | None | Contingent (N-1)
Riverland | Roonka 11kV | 50% POE Forecast | MVA | 2028 | 3.1981 | Zone Substation | None | Contingent (N-1)
Eyre Peninsula | Rudall 11kV | 50% POE Forecast | MVA | 2028 | 0.33759 | Zone Substation | None | Contingent (N-1)
Metro North | Salisbury 11kV | 50% POE Forecast | MVA | 2028 | 65.0729 | Zone Substation | N | Contingent (N-1)
Metro South | Salt Cliffs 11kV | 50% POE Forecast | MVA | 2028 | 0.11966 | Zone Substation | None | Contingent (N-1)
Mid North | Sandy Creek 11kV | 50% POE Forecast | MVA | 2028 | 2.3755 | Zone Substation | None | Contingent (N-1)
Metro South | Seacombe 11kV | 50% POE Forecast | MVA | 2028 | 45.1259 | Zone Substation | None | Contingent (N-1)
Metro South | Seaford 11kV | 50% POE Forecast | MVA | 2028 | 11.1223 | Zone Substation | None | Contingent (N-1)
Metro South | Second Valley 11kV | 50% POE Forecast | MVA | 2028 | 0.29978 | Zone Substation | None | Contingent (N-1)
Metro South | Sheidow Park 11kV | 50% POE Forecast | MVA | 2028 | 28.2466 | Zone Substation | Reverse N-1 | Contingent (N-1)
Murraylands | Sherlock 11kV | 50% POE Forecast | MVA | 2028 | 0.024409 | Zone Substation | None | Contingent (N-1)
Metro North | Smithfield West 11kV | 50% POE Forecast | MVA | 2028 | 28.6699 | Zone Substation | N-1 | Contingent (N-1)
South East | Snuggery Rural 33kV | 50% POE Forecast | MVA | 2028 | 13.4637 | Connection Point | None | Contingent (N-1)
South East | South End 11kV | 50% POE Forecast | MVA | 2028 | 0.36782 | Zone Substation | Reverse N-1 | Contingent (N-1)
Mid North | Spalding 11kV | 50% POE Forecast | MVA | 2028 | 0.96158 | Zone Substation | None | Contingent (N-1)
Metro South | Square Water Hole 11kV | 50% POE Forecast | MVA | 2028 | 4.5759 | Zone Substation | None | Contingent (N-1)
Yorke Peninsula | Stansbury 11kV | 50% POE Forecast | MVA | 2028 | 1.2352 | Zone Substation | None | Contingent (N-1)
Eastern Hills | Stirling East 11kV | 50% POE Forecast | MVA | 2028 | 6.3358 | Zone Substation | None | Contingent (N-1)
Upper North | Stirling North 1 11kV | 50% POE Forecast | MVA | 2028 | 1.5617 | Zone Substation | None | Contingent (N-1)
Upper North | Stirling North 2 11kV | 50% POE Forecast | MVA | 2028 | 1.7149 | Zone Substation | None | Contingent (N-1)
Mid North | Stockwell TF1 11kV | 50% POE Forecast | MVA | 2028 | 2.4777 | Zone Substation | None | Contingent (N-1)
Mid North | Stockwell TF2 11kV | 50% POE Forecast | MVA | 2028 | 4.8844 | Zone Substation | None | Contingent (N-1)
Eyre Peninsula | Stony Point 11kV | 50% POE Forecast | MVA | 2028 | 0.16066 | Connection Point | None | Contingent (N-1)
Eastern Hills | Strathalbyn 11kV | 50% POE Forecast | MVA | 2028 | 10.4052 | Zone Substation | None | Contingent (N-1)
Eyre Peninsula | Streaky Bay 11kV | 50% POE Forecast | MVA | 2028 | 3.3319 | Zone Substation | Reverse N-1 | Contingent (N-1)
Riverland | Swan Reach 11kV | 50% POE Forecast | MVA | 2028 | 1.502 | Zone Substation | None | Contingent (N-1)
Riverland | Swan Reach 33kV | 50% POE Forecast | MVA | 2028 | 1.9796 | Zone Substation | None | Contingent (N-1)
Murraylands | Tailem Bend 33kV | 50% POE Forecast | MVA | 2028 | 27.5875 | Connection Point | None | Contingent (N-1)
Murraylands | Tailem Bend Town 11kV | 50% POE Forecast | MVA | 2028 | 2.73 | Zone Substation | None | Contingent (N-1)
South East | Tantanoola 11kV | 50% POE Forecast | MVA | 2028 | 0.51183 | Zone Substation | None | Contingent (N-1)
Eyre Peninsula | Tarlton 11kV | 50% POE Forecast | MVA | 2028 | 0.61083 | Zone Substation | None | Contingent (N-1)
South East | Tarpeena South 11kV | 50% POE Forecast | MVA | 2028 | 7.2984 | Zone Substation | N-1 | Contingent (N-1)
Metro East | Tea Tree Gully 11kV | 50% POE Forecast | MVA | 2028 | 31.3875 | Zone Substation | None | Contingent (N-1)
Murraylands | Teal Flat 11kV | 50% POE Forecast | MVA | 2028 | 2.7906 | Zone Substation | None | Contingent (N-1)
Upper North | Telowie 11kV | 50% POE Forecast | MVA | 2028 | 0.50546 | Zone Substation | None | Contingent (N-1)
Mid North | Templers 33kV | 50% POE Forecast | MVA | 2028 | 33.6381 | Connection Point | None | Contingent (N-1)
Metro West | Thebarton 11kV | 50% POE Forecast | MVA | 2028 | 23.4776 | Zone Substation | None | Contingent (N-1)
South East | Tintinara 11kV | 50% POE Forecast | MVA | 2028 | 1.1258 | Zone Substation | None | Contingent (N-1)
Metro South | Tonsley Park 11kV | 50% POE Forecast | MVA | 2028 | 19.2549 | Zone Substation | None | Contingent (N-1)
Eyre Peninsula | Tumby Bay 11kV | 50% POE Forecast | MVA | 2028 | 2.4437 | Zone Substation | None | Contingent (N-1)
Metro North | Two Wells 11kV | 50% POE Forecast | MVA | 2028 | 8.9601 | Zone Substation | N-1 | Contingent (N-1)
Eyre Peninsula | Uley 11kV | 50% POE Forecast | MVA | 2028 | 0.28316 | Zone Substation | None | Contingent (N-1)
Eyre Peninsula | Uley South 11kV | 50% POE Forecast | MVA | 2028 | 0.6079 | Zone Substation | None | Contingent (N-1)
Eastern Hills | Uraidla 11kV | 50% POE Forecast | MVA | 2028 | 4.7088 | Zone Substation | None | Contingent (N-1)
Eastern Hills | Uraidla 33kV | 50% POE Forecast | MVA | 2028 | 14.3402 | Zone Substation | None | Contingent (N-1)
Eastern Hills | Verdun 11kV | 50% POE Forecast | MVA | 2028 | 0.95006 | Zone Substation | None | Contingent (N-1)
Metro South | Victor Harbor 11kV | 50% POE Forecast | MVA | 2028 | 23.5747 | Zone Substation | None | Contingent (N-1)
Metro North | Virginia 11kV | 50% POE Forecast | MVA | 2028 | 8.0735 | Zone Substation | None | Contingent (N-1)
Riverland | Waikerie 11kV | 50% POE Forecast | MVA | 2028 | 7.4501 | Zone Substation | None | Contingent (N-1)
Murraylands | Walker Flat 11kV | 50% POE Forecast | MVA | 2028 | 1.3098 | Zone Substation | None | Contingent (N-1)
Yorke Peninsula | Wallaroo 11kV | 50% POE Forecast | MVA | 2028 | 9.9052 | Zone Substation | None | Contingent (N-1)
Yorke Peninsula | Warooka 11kV | 50% POE Forecast | MVA | 2028 | 2.2621 | Zone Substation | None | Contingent (N-1)
Mid North | Wasleys 11kV | 50% POE Forecast | MVA | 2028 | 1.6447 | Zone Substation | None | Contingent (N-1)
Mid North | Waterloo 33kV | 50% POE Forecast | MVA | 2028 | 8.7491 | Connection Point | None | Contingent (N-1)
Mid North | Waterloo Town 11kV | 50% POE Forecast | MVA | 2028 | 0.27834 | Zone Substation | None | Contingent (N-1)
Murraylands | White Sands 11kV | 50% POE Forecast | MVA | 2028 | 4.3748 | Zone Substation | None | Contingent (N-1)
Adelaide Central | Whitmore Square 11kV | 50% POE Forecast | MVA | 2028 | 40.5938 | Zone Substation | None | Contingent (N-1)
Eyre Peninsula | Whyalla Central 33kV | 50% POE Forecast | MVA | 2028 | 80.6962 | Connection Point | None | Contingent (N-1)
Eyre Peninsula | Whyalla City 11kV | 50% POE Forecast | MVA | 2028 | 18.1725 | Zone Substation | None | Contingent (N-1)
Eyre Peninsula | Whyalla North 11kV | 50% POE Forecast | MVA | 2028 | 0.44478 | Zone Substation | None | Contingent (N-1)
Eyre Peninsula | Whyalla Stuart 11kV | 50% POE Forecast | MVA | 2028 | 16.7962 | Zone Substation | None | Contingent (N-1)
Mid North | Williamstown 11kV | 50% POE Forecast | MVA | 2028 | 0.76089 | Zone Substation | None | Contingent (N-1)
Mid North | Williamstown South 11kV | 50% POE Forecast | MVA | 2028 | 2.2832 | Zone Substation | None | Contingent (N-1)
Metro South | Willunga 11kV | 50% POE Forecast | MVA | 2028 | 4.6584 | Zone Substation | None | Contingent (N-1)
Metro South | Willunga 33kV | 50% POE Forecast | MVA | 2028 | 0 | Zone Substation | None | Contingent (N-1)
Upper North | Wilmington 11kV | 50% POE Forecast | MVA | 2028 | 0.81571 | Zone Substation | None | Contingent (N-1)
Upper North | Wirrabara Forest 11kV | 50% POE Forecast | MVA | 2028 | 0.43831 | Zone Substation | None | Contingent (N-1)
Upper North | Wirrabara South 11kV | 50% POE Forecast | MVA | 2028 | 0.062227 | Zone Substation | None | Contingent (N-1)
Metro South | Wirrina Cove 11kV | 50% POE Forecast | MVA | 2028 | 0.73953 | Zone Substation | None | Contingent (N-1)
Upper North | Wongyarra 11kV | 50% POE Forecast | MVA | 2028 | 0.12442 | Zone Substation | None | Contingent (N-1)
Metro East | Woodforde 11kV | 50% POE Forecast | MVA | 2028 | 33.9264 | Zone Substation | None | Contingent (N-1)
Murraylands | Woods Point 11kV | 50% POE Forecast | MVA | 2028 | 2.4416 | Zone Substation | None | Contingent (N-1)
Eastern Hills | Woodside 11kV | 50% POE Forecast | MVA | 2028 | 8.5152 | Zone Substation | Reverse N-1 | Contingent (N-1)
Metro West | Woodville 11kV | 50% POE Forecast | MVA | 2028 | 9.4239 | Zone Substation | None | Contingent (N-1)
Metro West | Woodville 33kV | 50% POE Forecast | MVA | 2028 | 0 | Zone Substation | None | Contingent (N-1)
Riverland | Woolpunda 11kV | 50% POE Forecast | MVA | 2028 | 8.2033 | Zone Substation | None | Contingent (N-1)
Eyre Peninsula | Wudinna 11kV | 50% POE Forecast | MVA | 2028 | 1.9371 | Zone Substation | None | Contingent (N-1)
Eyre Peninsula | Wudinna 66kV | 50% POE Forecast | MVA | 2028 | 14.1252 | Connection Point | None | Contingent (N-1)
Eyre Peninsula | Yadnarie 66kV | 50% POE Forecast | MVA | 2028 | 12.9808 | Connection Point | None | Contingent (N-1)
Metro South | Yankalilla 11kV | 50% POE Forecast | MVA | 2028 | 7.9347 | Zone Substation | None | Contingent (N-1)
Metro South | Yankalilla 33kV | 50% POE Forecast | MVA | 2028 | 1.3403 | Zone Substation | None | Contingent (N-1)
Metro South | Yankalilla Hill 11kV | 50% POE Forecast | MVA | 2028 | 0.13848 | Zone Substation | None | Contingent (N-1)
Upper North | Yongala 11kV | 50% POE Forecast | MVA | 2028 | 0.062062 | Zone Substation | None | Contingent (N-1)
Yorke Peninsula | Yorketown 11kV | 50% POE Forecast | MVA | 2028 | 1.4191 | Zone Substation | None | Contingent (N-1)
Adelaide Central | ACR 66kV | 50% POE Forecast | MVA | 2029 | 202.2342 | Connection Point | None | Contingent (N-1)
Eastern Hills | Aldgate 11kV | 50% POE Forecast | MVA | 2029 | 6.7565 | Zone Substation | None | Contingent (N-1)
Metro South | Aldinga 11kV | 50% POE Forecast | MVA | 2029 | 20.1941 | Zone Substation | None | Contingent (N-1)
South East | Allendale East 11kV | 50% POE Forecast | MVA | 2029 | 3.9558 | Zone Substation | None | Contingent (N-1)
Mid North | Alma 11kV | 50% POE Forecast | MVA | 2029 | 0.10837 | Zone Substation | None | Contingent (N-1)
Metro South | American River 11kV | 50% POE Forecast | MVA | 2029 | 0.52035 | Zone Substation | None | Contingent (N-1)
Eastern Hills | Angas Creek 33kV | 50% POE Forecast | MVA | 2029 | 18.232 | Connection Point | None | Contingent (N-1)
Mid North | Angaston 11kV | 50% POE Forecast | MVA | 2029 | 17.0658 | Zone Substation | None | Contingent (N-1)
Metro North | Angle Vale 11kV | 50% POE Forecast | MVA | 2029 | 26.1068 | Zone Substation | None | Contingent (N-1)
Yorke Peninsula | Ardrossan 11kV | 50% POE Forecast | MVA | 2029 | 1.995 | Zone Substation | None | Contingent (N-1)
Yorke Peninsula | Ardrossan West 33kV | 50% POE Forecast | MVA | 2029 | 14.5686 | Connection Point | None | Contingent (N-1)
Eyre Peninsula | Arno Bay 11kV | 50% POE Forecast | MVA | 2029 | 0.86014 | Zone Substation | None | Contingent (N-1)
Metro South | Ascot Park 11kV | 50% POE Forecast | MVA | 2029 | 22.0173 | Zone Substation | N | Contingent (N-1)
Metro West | Athol Park 11kV | 50% POE Forecast | MVA | 2029 | 18.0829 | Zone Substation | None | Contingent (N-1)
Mid North | Auburn 11kV | 50% POE Forecast | MVA | 2029 | 3.0255 | Zone Substation | None | Contingent (N-1)
Yorke Peninsula | Balaklava 7.6kV | 50% POE Forecast | MVA | 2029 | 2.9634 | Zone Substation | None | Contingent (N-1)
Eastern Hills | Balhannah 33kV | 50% POE Forecast | MVA | 2029 | 20.834 | Zone Substation | None | Contingent (N-1)
Upper North | Baroota 33kV | 50% POE Forecast | MVA | 2029 | 9.0561 | Connection Point | None | Contingent (N-1)
Upper North | Baroota Town 11kV | 50% POE Forecast | MVA | 2029 | 0.21411 | Zone Substation | None | Contingent (N-1)
Mid North | Barossa South TF1 11kV | 50% POE Forecast | MVA | 2029 | 2.5833 | Zone Substation | None | Contingent (N-1)
Mid North | Barossa South TF2 11kV | 50% POE Forecast | MVA | 2029 | 4.0004 | Zone Substation | None | Contingent (N-1)
South East | Beachport 11kV | 50% POE Forecast | MVA | 2029 | 1.247 | Zone Substation | None | Contingent (N-1)
Murraylands | Belvedere Road 7.6kV | 50% POE Forecast | MVA | 2029 | 0.13674 | Zone Substation | None | Contingent (N-1)
Riverland | Berri 11kV | 50% POE Forecast | MVA | 2029 | 15.0743 | Zone Substation | None | Contingent (N-1)
Riverland | Berri 66kV | 50% POE Forecast | MVA | 2029 | 91.0194 | Connection Point | None | Contingent (N-1)
Murraylands | Binnies 11kV | 50% POE Forecast | MVA | 2029 | 0.95525 | Zone Substation | None | Contingent (N-1)
Eastern Hills | Birdwood 11kV | 50% POE Forecast | MVA | 2029 | 3.3207 | Zone Substation | None | Contingent (N-1)
Yorke Peninsula | Black Point 11kV | 50% POE Forecast | MVA | 2029 | 0.40239 | Zone Substation | None | Contingent (N-1)
Metro West | Blackpool 11kV | 50% POE Forecast | MVA | 2029 | 18.4927 | Zone Substation | None | Contingent (N-1)
Metro South | Blackwood 11kV | 50% POE Forecast | MVA | 2029 | 30.6759 | Zone Substation | None | Contingent (N-1)
South East | Blanche 33kV | 50% POE Forecast | MVA | 2029 | 37.3179 | Connection Point | None | Contingent (N-1)
Upper North | Booleroo Centre 11kV | 50% POE Forecast | MVA | 2029 | 0.59229 | Zone Substation | None | Contingent (N-1)
Eyre Peninsula | Boothby 33kV | 50% POE Forecast | MVA | 2029 | 1.0424 | Zone Substation | N-1 | Contingent (N-1)
Upper North | Booyoolie 11kV | 50% POE Forecast | MVA | 2029 | 0.023918 | Zone Substation | None | Contingent (N-1)
South East | Bordertown 11kV | 50% POE Forecast | MVA | 2029 | 11.4848 | Zone Substation | N-1 | Contingent (N-1)
Mid North | Brinkworth 33kV | 50% POE Forecast | MVA | 2029 | 5.1628 | Connection Point | None | Contingent (N-1)
Mid North | Brinkworth Town 11kV | 50% POE Forecast | MVA | 2029 | 0.7794 | Zone Substation | None | Contingent (N-1)
Eastern Hills | Brukunga 11kV | 50% POE Forecast | MVA | 2029 | 0.37133 | Zone Substation | None | Contingent (N-1)
Upper North | Bungama Napperby 11kV | 50% POE Forecast | MVA | 2029 | 1.1731 | Zone Substation | None | Contingent (N-1)
Metro East | Burnside 11kV | 50% POE Forecast | MVA | 2029 | 12.6625 | Zone Substation | None | Contingent (N-1)
Mid North | Burra TF2 11kV | 50% POE Forecast | MVA | 2029 | 1.8565 | Zone Substation | None | Contingent (N-1)
Riverland | Cadell 11kV | 50% POE Forecast | MVA | 2029 | 1.231 | Zone Substation | None | Contingent (N-1)
Murraylands | Caloote 11kV | 50% POE Forecast | MVA | 2029 | 1.7135 | Zone Substation | None | Contingent (N-1)
Upper North | Caltowie 11kV | 50% POE Forecast | MVA | 2029 | 0.098931 | Zone Substation | None | Contingent (N-1)
Murraylands | Cambrai 11kV | 50% POE Forecast | MVA | 2029 | 0.69339 | Zone Substation | None | Contingent (N-1)
Murraylands | Campbell Park 11kV | 50% POE Forecast | MVA | 2029 | 0.49144 | Zone Substation | None | Contingent (N-1)
Metro East | Campbelltown 11kV | 50% POE Forecast | MVA | 2029 | 54.6632 | Zone Substation | None | Contingent (N-1)
Metro South | Cape Jervis 11kV | 50% POE Forecast | MVA | 2029 | 0.65497 | Zone Substation | None | Contingent (N-1)
Metro South | Cape Jervis 33kV | 50% POE Forecast | MVA | 2029 | 12.9567 | Zone Substation | N-1 | Contingent (N-1)
Eyre Peninsula | Caralue 11kV | 50% POE Forecast | MVA | 2029 | 2.5705 | Zone Substation | None | Contingent (N-1)
Metro West | Cavan 11kV | 50% POE Forecast | MVA | 2029 | 40.1672 | Zone Substation | None | Contingent (N-1)
Adelaide Central | CBD 33kV | 50% POE Forecast | MVA | 2029 | 21.4895 | Zone Substation | None | Contingent (N-1)
Eyre Peninsula | Ceduna 11kV | 50% POE Forecast | MVA | 2029 | 7.1418 | Zone Substation | None | Contingent (N-1)
Eastern Hills | Chain of Ponds 11kV | 50% POE Forecast | MVA | 2029 | 0.43339 | Zone Substation | None | Contingent (N-1)
Metro West | Cheltenham 11kV | 50% POE Forecast | MVA | 2029 | 13.007 | Zone Substation | None | Contingent (N-1)
Metro West | Cheltenham 33kV | 50% POE Forecast | MVA | 2029 | 0 | Zone Substation | None | Contingent (N-1)
Mid North | Clare 11kV | 50% POE Forecast | MVA | 2029 | 9.6558 | Zone Substation | None | Contingent (N-1)
Mid North | Clare North 33kV | 50% POE Forecast | MVA | 2029 | 12.1443 | Connection Point | None | Contingent (N-1)
Metro South | Clarence Gardens 11kV | 50% POE Forecast | MVA | 2029 | 20.6018 | Zone Substation | None | Contingent (N-1)
Metro South | Clarendon 11kV | 50% POE Forecast | MVA | 2029 | 3.5654 | Zone Substation | None | Contingent (N-1)
Metro East | Clearview 11kV | 50% POE Forecast | MVA | 2029 | 26.5545 | Zone Substation | N | Contingent (N-1)
Eyre Peninsula | Cleve 11kV | 50% POE Forecast | MVA | 2029 | 1.7568 | Zone Substation | None | Contingent (N-1)
Eyre Peninsula | Cleve 33kV | 50% POE Forecast | MVA | 2029 | 7.0457 | Zone Substation | N-1 | Contingent (N-1)
Eyre Peninsula | Coffin Bay 11kV | 50% POE Forecast | MVA | 2029 | 1.7149 | Zone Substation | None | Contingent (N-1)
Mid North | Collinsfield 11kV | 50% POE Forecast | MVA | 2029 | 0.62477 | Zone Substation | None | Contingent (N-1)
Murraylands | Coomandook 11kV | 50% POE Forecast | MVA | 2029 | 0.44303 | Zone Substation | None | Contingent (N-1)
Murraylands | Coonalpyn 11kV | 50% POE Forecast | MVA | 2029 | 0.43536 | Zone Substation | None | Contingent (N-1)
South East | Coonawarra 11kV | 50% POE Forecast | MVA | 2029 | 3.8879 | Zone Substation | None | Contingent (N-1)
Upper North | Copley Nepabunna 33kV | 50% POE Forecast | MVA | 2029 | 0.23232 | Zone Substation | N-1 | Contingent (N-1)
Riverland | Cordola 11kV | 50% POE Forecast | MVA | 2029 | 1.9017 | Zone Substation | None | Contingent (N-1)
Adelaide Central | Coromandel Place 11kV | 50% POE Forecast | MVA | 2029 | 48.0641 | Zone Substation | None | Contingent (N-1)
Eyre Peninsula | Cowell 11kV | 50% POE Forecast | MVA | 2029 | 2.2179 | Zone Substation | None | Contingent (N-1)
Metro West | Croydon 11kV | 50% POE Forecast | MVA | 2029 | 24.6909 | Zone Substation | None | Contingent (N-1)
Metro West | Croydon Park 11kV | 50% POE Forecast | MVA | 2029 | 16.0992 | Zone Substation | None | Contingent (N-1)
Upper North | Crystal Brook 11kV | 50% POE Forecast | MVA | 2029 | 2.0134 | Zone Substation | None | Contingent (N-1)
Metro South | Cudmore Park 11kV | 50% POE Forecast | MVA | 2029 | 11.4413 | Zone Substation | None | Contingent (N-1)
Eyre Peninsula | Cummins 11kV | 50% POE Forecast | MVA | 2029 | 2.6847 | Zone Substation | None | Contingent (N-1)
Yorke Peninsula | Curramulka 7.6kV | 50% POE Forecast | MVA | 2029 | 0.19002 | Zone Substation | None | Contingent (N-1)
Yorke Peninsula | Curramulka South 11kV | 50% POE Forecast | MVA | 2029 | 0.1006 | Zone Substation | None | Contingent (N-1)
Yorke Peninsula | Dalrymple 33kV | 50% POE Forecast | MVA | 2029 | 6.7975 | Connection Point | None | Contingent (N-1)
Eyre Peninsula | Darke Peak 11kV | 50% POE Forecast | MVA | 2029 | 0.29808 | Zone Substation | None | Contingent (N-1)
Upper North | Davenport West 33kV | 50% POE Forecast | MVA | 2029 | 47.038 | Connection Point | None | Contingent (N-1)
Eastern Hills | Deloraine 11kV | 50% POE Forecast | MVA | 2029 | 0.3257 | Zone Substation | None | Contingent (N-1)
Metro North | Direk 11kV | 50% POE Forecast | MVA | 2029 | 25.2675 | Zone Substation | None | Contingent (N-1)
Mid North | Dorrien 33kV | 50% POE Forecast | MVA | 2029 | 62.8935 | Connection Point | None | Contingent (N-1)
Mid North | Dorrien TF4 11kV | 50% POE Forecast | MVA | 2029 | 8.6721 | Zone Substation | None | Contingent (N-1)
Mid North | Dorrien TF5 11kV | 50% POE Forecast | MVA | 2029 | 5.0253 | Zone Substation | None | Contingent (N-1)
Yorke Peninsula | Dowlingville 11kV | 50% POE Forecast | MVA | 2029 | 0.029327 | Zone Substation | None | Contingent (N-1)
Adelaide Central | East Terrace 11kV | 50% POE Forecast | MVA | 2029 | 33.8017 | Zone Substation | None | Contingent (N-1)
Metro North | Edinburgh 11kV | 50% POE Forecast | MVA | 2029 | 8.427 | Zone Substation | None | Contingent (N-1)
Yorke Peninsula | Edithburgh 11kV | 50% POE Forecast | MVA | 2029 | 1.3509 | Zone Substation | None | Contingent (N-1)
Metro North | Elizabeth Downs 11kV | 50% POE Forecast | MVA | 2029 | 48.1148 | Zone Substation | None | Contingent (N-1)
Metro North | Elizabeth Heights 11kV | 50% POE Forecast | MVA | 2029 | 19.4715 | Zone Substation | None | Contingent (N-1)
Metro North | Elizabeth South 11kV | 50% POE Forecast | MVA | 2029 | 10.7558 | Zone Substation | None | Contingent (N-1)
Mid North | Eudunda 11kV | 50% POE Forecast | MVA | 2029 | 1.5638 | Zone Substation | None | Contingent (N-1)
Metro North | Evanston 11kV | 50% POE Forecast | MVA | 2029 | 44.7464 | Zone Substation | N-1 | Contingent (N-1)
Metro North | Evanston 33kV | 50% POE Forecast | MVA | 2029 | 0 | Zone Substation | None | Contingent (N-1)
Metro West | Findon 11kV | 50% POE Forecast | MVA | 2029 | 18.1757 | Zone Substation | None | Contingent (N-1)
Metro West | Flinders Park 11kV | 50% POE Forecast | MVA | 2029 | 19.4211 | Zone Substation | None | Contingent (N-1)
Mid North | Florieton SWER 19kV | 50% POE Forecast | MVA | 2029 | 0.097172 | Connection Point | None | Contingent (N-1)
Eastern Hills | Forreston 11kV | 50% POE Forecast | MVA | 2029 | 0.90815 | Zone Substation | None | Contingent (N-1)
Mid North | Freeling 11kV | 50% POE Forecast | MVA | 2029 | 0.56662 | Zone Substation | None | Contingent (N-1)
Mid North | Freeling North 11kV | 50% POE Forecast | MVA | 2029 | 3.0467 | Zone Substation | None | Contingent (N-1)
Metro West | Fulham Gardens 11kV | 50% POE Forecast | MVA | 2029 | 40.2691 | Zone Substation | None | Contingent (N-1)
Upper North | Fullerville 11kV | 50% POE Forecast | MVA | 2029 | 0.091077 | Zone Substation | None | Contingent (N-1)
Mid North | Gawler Belt TF1 11kV | 50% POE Forecast | MVA | 2029 | 5.237 | Zone Substation | None | Contingent (N-1)
Mid North | Gawler Belt TF2 11kV | 50% POE Forecast | MVA | 2029 | 5.0947 | Zone Substation | None | Contingent (N-1)
Mid North | Georgetown 11kV | 50% POE Forecast | MVA | 2029 | 0.15426 | Zone Substation | None | Contingent (N-1)
Murraylands | Geranium 11kV | 50% POE Forecast | MVA | 2029 | 0.082212 | Zone Substation | None | Contingent (N-1)
Upper North | Gladstone 11kV | 50% POE Forecast | MVA | 2029 | 2.1258 | Zone Substation | None | Contingent (N-1)
Metro West | Glanville 11kV | 50% POE Forecast | MVA | 2029 | 14.7702 | Zone Substation | None | Contingent (N-1)
South East | Glencoe 11kV | 50% POE Forecast | MVA | 2029 | 1.0927 | Zone Substation | None | Contingent (N-1)
Metro South | Glenelg North 11kV | 50% POE Forecast | MVA | 2029 | 20.7194 | Zone Substation | None | Contingent (N-1)
Riverland | Glossop 11kV | 50% POE Forecast | MVA | 2029 | 11.8372 | Zone Substation | None | Contingent (N-1)
Metro East | Golden Grove 11kV | 50% POE Forecast | MVA | 2029 | 47.9235 | Zone Substation | None | Contingent (N-1)
Mid North | Gomersal North 11kV | 50% POE Forecast | MVA | 2029 | 0.30894 | Zone Substation | None | Contingent (N-1)
Metro South | Goolwa 11kV | 50% POE Forecast | MVA | 2029 | 15.0987 | Zone Substation | None | Contingent (N-1)
Mid North | Gulnare 11kV | 50% POE Forecast | MVA | 2029 | 0.11406 | Zone Substation | None | Contingent (N-1)
Eastern Hills | Gumeracha 11kV | 50% POE Forecast | MVA | 2029 | 0 | Zone Substation | None | Contingent (N-1)
Eastern Hills | Gumeracha Weir 11kV | 50% POE Forecast | MVA | 2029 | 0.11452 | Zone Substation | None | Contingent (N-1)
Eastern Hills | Gumhaven 11kV | 50% POE Forecast | MVA | 2029 | 0.057142 | Zone Substation | None | Contingent (N-1)
Metro South | Hackham 11kV | 50% POE Forecast | MVA | 2029 | 17.3336 | Zone Substation | N-1 | Contingent (N-1)
Eastern Hills | Hahndorf 11kV | 50% POE Forecast | MVA | 2029 | 4.9838 | Zone Substation | None | Contingent (N-1)
Mid North | Halbury 11kV | 50% POE Forecast | MVA | 2029 | 0.11176 | Zone Substation | None | Contingent (N-1)
Mid North | Hamley Bridge 11kV | 50% POE Forecast | MVA | 2029 | 2.4673 | Zone Substation | None | Contingent (N-1)
Metro South | Happy Valley 11kV | 50% POE Forecast | MVA | 2029 | 38.4785 | Zone Substation | None | Contingent (N-1)
Metro East | Harrow 11kV | 50% POE Forecast | MVA | 2029 | 21.4147 | Zone Substation | None | Contingent (N-1)
South East | Hatherleigh 11kV | 50% POE Forecast | MVA | 2029 | 0.075815 | Zone Substation | None | Contingent (N-1)
Upper North | Hawker 11kV | 50% POE Forecast | MVA | 2029 | 0.94393 | Zone Substation | None | Contingent (N-1)
Metro South | Hay Flat 11kV | 50% POE Forecast | MVA | 2029 | 0.090137 | Zone Substation | None | Contingent (N-1)
Metro West | Henley South 11kV | 50% POE Forecast | MVA | 2029 | 33.4926 | Zone Substation | None | Contingent (N-1)
Eastern Hills | Hermitage 11kV | 50% POE Forecast | MVA | 2029 | 0.15409 | Zone Substation | None | Contingent (N-1)
Metro East | Hillcrest 11kV | 50% POE Forecast | MVA | 2029 | 39.4937 | Zone Substation | None | Contingent (N-1)
Adelaide Central | Hindley Street 11kV | 50% POE Forecast | MVA | 2029 | 50.6683 | Zone Substation | None | Contingent (N-1)
Metro East | Holden Hill 11kV | 50% POE Forecast | MVA | 2029 | 38.6888 | Zone Substation | None | Contingent (N-1)
Metro East | Hope Valley 11kV | 50% POE Forecast | MVA | 2029 | 18.4254 | Zone Substation | None | Contingent (N-1)
Eastern Hills | Houghton 7.6kV | 50% POE Forecast | MVA | 2029 | 1.9745 | Zone Substation | None | Contingent (N-1)
Mid North | Hoyleton 11kV | 50% POE Forecast | MVA | 2029 | 0.10508 | Zone Substation | None | Contingent (N-1)
Yorke Peninsula | Hummocks 33kV | 50% POE Forecast | MVA | 2029 | 14.8995 | Connection Point | None | Contingent (N-1)
Metro East | Ingle Farm 11kV | 50% POE Forecast | MVA | 2029 | 34.6027 | Zone Substation | None | Contingent (N-1)
South East | Inverness 11kV | 50% POE Forecast | MVA | 2029 | 0.80317 | Zone Substation | None | Contingent (N-1)
Murraylands | Jabuk 11kV | 50% POE Forecast | MVA | 2029 | 0.087665 | Zone Substation | None | Contingent (N-1)
Yorke Peninsula | James Well 11kV | 50% POE Forecast | MVA | 2029 | 0.42475 | Zone Substation | None | Contingent (N-1)
Upper North | Jamestown 11kV | 50% POE Forecast | MVA | 2029 | 2.4272 | Zone Substation | Reverse N-1 | Contingent (N-1)
Murraylands | Jervois 11kV | 50% POE Forecast | MVA | 2029 | 3.5682 | Zone Substation | None | Contingent (N-1)
Yorke Peninsula | Kadina 11kV | 50% POE Forecast | MVA | 2029 | 9.5182 | Zone Substation | None | Contingent (N-1)
Yorke Peninsula | Kadina East 33kV | 50% POE Forecast | MVA | 2029 | 30.9291 | Connection Point | None | Contingent (N-1)
South East | Kalangadoo 11kV | 50% POE Forecast | MVA | 2029 | 0.55677 | Zone Substation | None | Contingent (N-1)
South East | Kalangadoo West 11kV | 50% POE Forecast | MVA | 2029 | 0.79774 | Zone Substation | None | Contingent (N-1)
Eastern Hills | Kanmantoo Copper Mine 11kV | 50% POE Forecast | MVA | 2029 | 1.7833 | Connection Point | None | Contingent (N-1)
Mid North | Kapunda TF1 11kV | 50% POE Forecast | MVA | 2029 | 3.8291 | Zone Substation | None | Contingent (N-1)
Mid North | Kapunda TF2 11kV | 50% POE Forecast | MVA | 2029 | 2.8337 | Zone Substation | None | Contingent (N-1)
Murraylands | Karoonda 11kV | 50% POE Forecast | MVA | 2029 | 0.8785 | Zone Substation | Reverse N | Contingent (N-1)
South East | Keith 11kV | 50% POE Forecast | MVA | 2029 | 5.7472 | Zone Substation | None | Contingent (N-1)
South East | Keith 33kV | 50% POE Forecast | MVA | 2029 | 22.6392 | Connection Point | None | Contingent (N-1)
Metro East | Kent Town 11kV | 50% POE Forecast | MVA | 2029 | 28.1352 | Zone Substation | None | Contingent (N-1)
Eastern Hills | Kersbrook 11kV | 50% POE Forecast | MVA | 2029 | 0.53356 | Zone Substation | None | Contingent (N-1)
Metro South | Keswick 11kV | 50% POE Forecast | MVA | 2029 | 31.4599 | Zone Substation | None | Contingent (N-1)
Murraylands | Ki Ki 11kV | 50% POE Forecast | MVA | 2029 | 0.11572 | Zone Substation | None | Contingent (N-1)
Metro West | Kilburn 11kV | 50% POE Forecast | MVA | 2029 | 52.4481 | Zone Substation | None | Contingent (N-1)
Metro East | Kilburn South 11kV | 50% POE Forecast | MVA | 2029 | 16.2647 | Zone Substation | None | Contingent (N-1)
Metro West | Kilkenny 11kV | 50% POE Forecast | MVA | 2029 | 20.3079 | Zone Substation | None | Contingent (N-1)
South East | Kincraig 33kV | 50% POE Forecast | MVA | 2029 | 20.0448 | Connection Point | None | Contingent (N-1)
Metro South | Kingscote 11kV | 50% POE Forecast | MVA | 2029 | 3.6725 | Zone Substation | None | Contingent (N-1)
South East | Kingston SE 11kV | 50% POE Forecast | MVA | 2029 | 3.3424 | Zone Substation | None | Contingent (N-1)
Metro South | Kingswood 11kV | 50% POE Forecast | MVA | 2029 | 53.2939 | Zone Substation | None | Contingent (N-1)
South East | Kongorong 11kV | 50% POE Forecast | MVA | 2029 | 0.80521 | Zone Substation | None | Contingent (N-1)
South East | Kumorna 11kV | 50% POE Forecast | MVA | 2029 | 0.65405 | Zone Substation | None | Contingent (N-1)
Mid North | Kybunga 11kV | 50% POE Forecast | MVA | 2029 | 0.071665 | Zone Substation | None | Contingent (N-1)
Murraylands | Lameroo 11kV | 50% POE Forecast | MVA | 2029 | 1.2737 | Zone Substation | None | Contingent (N-1)
Eastern Hills | Langhorne Creek 11kV | 50% POE Forecast | MVA | 2029 | 3.8034 | Zone Substation | None | Contingent (N-1)
Metro West | Largs North 11kV | 50% POE Forecast | MVA | 2029 | 15.9032 | Zone Substation | None | Contingent (N-1)
Metro West | Lefevre 11kV | 50% POE Forecast | MVA | 2029 | 10.6924 | Zone Substation | None | Contingent (N-1)
Upper North | Leigh Creek South 33kV | 50% POE Forecast | MVA | 2029 | 0.99466 | Connection Point | None | Contingent (N-1)
Metro East | Linden Park 11kV | 50% POE Forecast | MVA | 2029 | 37.3563 | Zone Substation | None | Contingent (N-1)
Eyre Peninsula | Little Swamp 11kV | 50% POE Forecast | MVA | 2029 | 0.19074 | Zone Substation | None | Contingent (N-1)
Eastern Hills | Lobethal 11kV | 50% POE Forecast | MVA | 2029 | 7.3625 | Zone Substation | None | Contingent (N-1)
Eyre Peninsula | Lock 11kV | 50% POE Forecast | MVA | 2029 | 0.75557 | Zone Substation | None | Contingent (N-1)
Riverland | Loveday 11kV | 50% POE Forecast | MVA | 2029 | 11.9165 | Zone Substation | None | Contingent (N-1)
Metro South | Lower Mitcham 11kV | 50% POE Forecast | MVA | 2029 | 21.6488 | Zone Substation | None | Contingent (N-1)
Riverland | Loxton 11kV | 50% POE Forecast | MVA | 2029 | 13.6772 | Zone Substation | None | Contingent (N-1)
South East | Lucindale 11kV | 50% POE Forecast | MVA | 2029 | 1.2584 | Zone Substation | None | Contingent (N-1)
Mid North | Lyndoch 11kV | 50% POE Forecast | MVA | 2029 | 3.0108 | Zone Substation | None | Contingent (N-1)
Mid North | Lyndoch South 7.6kV | 50% POE Forecast | MVA | 2029 | 0.3472 | Zone Substation | None | Contingent (N-1)
Riverland | Lyrup 11kV | 50% POE Forecast | MVA | 2029 | 5.1683 | Zone Substation | None | Contingent (N-1)
Metro South | MacGillivray 11kV | 50% POE Forecast | MVA | 2029 | 2.0816 | Zone Substation | None | Contingent (N-1)
Yorke Peninsula | Maitland 11kV | 50% POE Forecast | MVA | 2029 | 3.7553 | Zone Substation | None | Contingent (N-1)
Mid North | Mallala 11kV | 50% POE Forecast | MVA | 2029 | 4.4988 | Zone Substation | None | Contingent (N-1)
Murraylands | Mannum 33kV | 50% POE Forecast | MVA | 2029 | 13.7454 | Connection Point | None | Contingent (N-1)
Murraylands | Mannum Town 7.6kV | 50% POE Forecast | MVA | 2029 | 4.2952 | Zone Substation | None | Contingent (N-1)
Yorke Peninsula | Marion Bay 11kV | 50% POE Forecast | MVA | 2029 | 0.57697 | Zone Substation | None | Contingent (N-1)
Mid North | Marrabel 11kV | 50% POE Forecast | MVA | 2029 | 0.83717 | Zone Substation | None | Contingent (N-1)
Metro South | McLaren Flat TF1 11kV | 50% POE Forecast | MVA | 2029 | 6.4564 | Zone Substation | None | Contingent (N-1)
Metro South | McLaren Flat TF2 11kV | 50% POE Forecast | MVA | 2029 | 6.6131 | Zone Substation | None | Contingent (N-1)
Metro South | McLaren Vale 11kV | 50% POE Forecast | MVA | 2029 | 0 | Zone Substation | None | Contingent (N-1)
Metro South | McLaren Vale Vineyard 11kV | 50% POE Forecast | MVA | 2029 | 0 | Zone Substation | None | Contingent (N-1)
Eastern Hills | Meadows 11kV | 50% POE Forecast | MVA | 2029 | 5.7052 | Zone Substation | Reverse N-1 | Contingent (N-1)
Upper North | Melrose 11kV | 50% POE Forecast | MVA | 2029 | 0.37309 | Zone Substation | None | Contingent (N-1)
Murraylands | Meningie 11kV | 50% POE Forecast | MVA | 2029 | 2.1556 | Zone Substation | None | Contingent (N-1)
Metro East | Metro East 66kV | 50% POE Forecast | MVA | 2029 | 719.8155 | Connection Point | None | Contingent (N-1)
Metro North | Metro North 66kV | 50% POE Forecast | MVA | 2029 | 390.017 | Connection Point | None | Contingent (N-1)
Metro South | Metro South 66kV | 50% POE Forecast | MVA | 2029 | 738.7083 | Connection Point | None | Contingent (N-1)
Metro West | Metro West 66kV | 50% POE Forecast | MVA | 2029 | 436.4487 | Connection Point | None | Contingent (N-1)
Eastern Hills | Milang 11kV | 50% POE Forecast | MVA | 2029 | 3.81 | Zone Substation | None | Contingent (N-1)
South East | Millicent 11kV | 50% POE Forecast | MVA | 2029 | 5.3811 | Zone Substation | None | Contingent (N-1)
Yorke Peninsula | Minlaton 11kV | 50% POE Forecast | MVA | 2029 | 1.9975 | Zone Substation | None | Contingent (N-1)
Murraylands | Mobilong 33kV | 50% POE Forecast | MVA | 2029 | 41.4309 | Connection Point | None | Contingent (N-1)
Murraylands | Monarto Central 11kV | 50% POE Forecast | MVA | 2029 | 2.0047 | Zone Substation | None | Contingent (N-1)
Murraylands | Monarto South 11kV | 50% POE Forecast | MVA | 2029 | 4.3624 | Zone Substation | None | Contingent (N-1)
Yorke Peninsula | Moonta 11kV | 50% POE Forecast | MVA | 2029 | 10.6283 | Zone Substation | N-1 | Contingent (N-1)
Eyre Peninsula | Moorkitabie 11kV | 50% POE Forecast | MVA | 2029 | 0.72118 | Zone Substation | None | Contingent (N-1)
Riverland | Morgan 11kV | 50% POE Forecast | MVA | 2029 | 1.2972 | Zone Substation | N | Contingent (N-1)
Metro South | Morphett Vale East 11kV | 50% POE Forecast | MVA | 2029 | 35.3277 | Zone Substation | None | Contingent (N-1)
Metro South | Morphettville 11kV | 50% POE Forecast | MVA | 2029 | 26.1585 | Zone Substation | None | Contingent (N-1)
Eastern Hills | Mount Barker 11kV | 50% POE Forecast | MVA | 2029 | 32.8124 | Zone Substation | None | Contingent (N-1)
Eastern Hills | Mount Barker 66kV | 50% POE Forecast | MVA | 2029 | 101.7713 | Connection Point | None | Contingent (N-1)
South East | Mount Burr 11kV | 50% POE Forecast | MVA | 2029 | 0.35538 | Zone Substation | None | Contingent (N-1)
South East | Mount Gambier 11kV | 50% POE Forecast | MVA | 2029 | 13.7179 | Zone Substation | None | Contingent (N-1)
South East | Mount Gambier 33kV | 50% POE Forecast | MVA | 2029 | 24.3679 | Connection Point | None | Contingent (N-1)
South East | Mount Gambier North 11kV | 50% POE Forecast | MVA | 2029 | 11.2617 | Zone Substation | N-1 | Contingent (N-1)
South East | Mount Gambier West 11kV | 50% POE Forecast | MVA | 2029 | 15.1163 | Zone Substation | None | Contingent (N-1)
Upper North | Mount Gunson 33kV | 50% POE Forecast | MVA | 2029 | 0.70298 | Connection Point | None | Contingent (N-1)
Eastern Hills | Mount Pleasant 11kV | 50% POE Forecast | MVA | 2029 | 2.2045 | Zone Substation | None | Contingent (N-1)
South East | Mount Schank 11kV | 50% POE Forecast | MVA | 2029 | 2.8961 | Zone Substation | None | Contingent (N-1)
Murraylands | Murray Bridge North 11kV | 50% POE Forecast | MVA | 2029 | 12.4646 | Zone Substation | None | Contingent (N-1)
Murraylands | Murray Bridge South 11kV | 50% POE Forecast | MVA | 2029 | 15.3828 | Zone Substation | None | Contingent (N-1)
Eastern Hills | Mylor 11kV | 50% POE Forecast | MVA | 2029 | 2.1917 | Zone Substation | None | Contingent (N-1)
Murraylands | Mypolonga 11kV | 50% POE Forecast | MVA | 2029 | 2.7596 | Zone Substation | None | Contingent (N-1)
Metro South | Myponga 11kV | 50% POE Forecast | MVA | 2029 | 6.3342 | Zone Substation | None | Contingent (N-1)
Eastern Hills | Nairne 11kV | 50% POE Forecast | MVA | 2029 | 7.5509 | Zone Substation | Reverse N-1 | Contingent (N-1)
South East | Nangwarry 11kV | 50% POE Forecast | MVA | 2029 | 0.55336 | Zone Substation | None | Contingent (N-1)
South East | Naracoorte 11kV | 50% POE Forecast | MVA | 2029 | 10.4591 | Zone Substation | None | Contingent (N-1)
South East | Naracoorte East 11kV | 50% POE Forecast | MVA | 2029 | 5.5288 | Zone Substation | None | Contingent (N-1)
Murraylands | Narrung 11kV | 50% POE Forecast | MVA | 2029 | 1.4372 | Zone Substation | None | Contingent (N-1)
Upper North | Neuroodla 33kV | 50% POE Forecast | MVA | 2029 | 0.88435 | Connection Point | None | Contingent (N-1)
Metro West | New Osborne 11kV | 50% POE Forecast | MVA | 2029 | 0 | Zone Substation | None | Contingent (N-1)
Metro West | New Richmond 11kV | 50% POE Forecast | MVA | 2029 | 32.4464 | Zone Substation | None | Contingent (N-1)
Murraylands | Nildottie 11kV | 50% POE Forecast | MVA | 2029 | 2.1998 | Zone Substation | None | Contingent (N-1)
Yorke Peninsula | Ninnes 11kV | 50% POE Forecast | MVA | 2029 | 1.1288 | Zone Substation | None | Contingent (N-1)
Metro South | Noarlunga Centre 11kV | 50% POE Forecast | MVA | 2029 | 20.0014 | Zone Substation | None | Contingent (N-1)
Metro East | North Adelaide 11kV | 50% POE Forecast | MVA | 2029 | 19.6318 | Zone Substation | None | Contingent (N-1)
Metro South | North Unley 11kV | 50% POE Forecast | MVA | 2029 | 16.7472 | Zone Substation | None | Contingent (N-1)
Riverland | North West Bend 66kV | 50% POE Forecast | MVA | 2029 | 23.9939 | Connection Point | None | Contingent (N-1)
Metro East | Northfield 11kV | 50% POE Forecast | MVA | 2029 | 24.1923 | Zone Substation | N | Contingent (N-1)
Metro East | Norwood 11kV | 50% POE Forecast | MVA | 2029 | 58.0992 | Zone Substation | None | Contingent (N-1)
Mid North | Nuriootpa 11kV | 50% POE Forecast | MVA | 2029 | 9.717 | Zone Substation | None | Contingent (N-1)
Metro South | Oaklands 11kV | 50% POE Forecast | MVA | 2029 | 44.6354 | Zone Substation | None | Contingent (N-1)
Upper North | Orroroo 11kV | 50% POE Forecast | MVA | 2029 | 1.2563 | Zone Substation | None | Contingent (N-1)
South East | Padthaway 11kV | 50% POE Forecast | MVA | 2029 | 3.2685 | Zone Substation | None | Contingent (N-1)
Murraylands | Palmer 11kV | 50% POE Forecast | MVA | 2029 | 0.026371 | Zone Substation | None | Contingent (N-1)
Metro South | Panorama 11kV | 50% POE Forecast | MVA | 2029 | 29.0135 | Zone Substation | None | Contingent (N-1)
Metro North | Parafield Gardens 11kV | 50% POE Forecast | MVA | 2029 | 32.0346 | Zone Substation | None | Contingent (N-1)
Metro North | Paralowie 11kV | 50% POE Forecast | MVA | 2029 | 20.645 | Zone Substation | None | Contingent (N-1)
Murraylands | Parilla 11kV | 50% POE Forecast | MVA | 2029 | 2.3766 | Zone Substation | None | Contingent (N-1)
Riverland | Paringa 11kV | 50% POE Forecast | MVA | 2029 | 2.8797 | Zone Substation | None | Contingent (N-1)
Riverland | Paringa 33kV | 50% POE Forecast | MVA | 2029 | 16.747 | Zone Substation | None | Contingent (N-1)
Yorke Peninsula | Paskeville 11kV | 50% POE Forecast | MVA | 2029 | 0.34997 | Zone Substation | None | Contingent (N-1)
Murraylands | Peake 11kV | 50% POE Forecast | MVA | 2029 | 0.16467 | Zone Substation | None | Contingent (N-1)
Murraylands | Pellaring Flat 11kV | 50% POE Forecast | MVA | 2029 | 0.090577 | Zone Substation | None | Contingent (N-1)
Metro North | Penfield 11kV | 50% POE Forecast | MVA | 2029 | 22.9766 | Zone Substation | None | Contingent (N-1)
Metro South | Penneshaw 11kV | 50% POE Forecast | MVA | 2029 | 1.9618 | Zone Substation | None | Contingent (N-1)
South East | Penola 11kV | 50% POE Forecast | MVA | 2029 | 2.6287 | Zone Substation | None | Contingent (N-1)
South East | Penola West 33kV | 50% POE Forecast | MVA | 2029 | 7.7173 | Connection Point | None | Contingent (N-1)
Upper North | Peterborough 11kV | 50% POE Forecast | MVA | 2029 | 1.7914 | Zone Substation | None | Contingent (N-1)
Eastern Hills | Piccadilly 11kV | 50% POE Forecast | MVA | 2029 | 1.591 | Zone Substation | None | Contingent (N-1)
Murraylands | Pinnaroo 11kV | 50% POE Forecast | MVA | 2029 | 1.816 | Zone Substation | None | Contingent (N-1)
Murraylands | Pinnaroo South 11kV | 50% POE Forecast | MVA | 2029 | 0.019643 | Zone Substation | None | Contingent (N-1)
Metro South | Plympton 11kV | 50% POE Forecast | MVA | 2029 | 22.8157 | Zone Substation | None | Contingent (N-1)
Eyre Peninsula | Point Boston 11kV | 50% POE Forecast | MVA | 2029 | 1.4495 | Zone Substation | None | Contingent (N-1)
Eyre Peninsula | Polda 11kV | 50% POE Forecast | MVA | 2029 | 0.79333 | Zone Substation | None | Contingent (N-1)
Eyre Peninsula | Poonindie 11kV | 50% POE Forecast | MVA | 2029 | 0.48466 | Zone Substation | None | Contingent (N-1)
Metro West | Port Adelaide 11kV | 50% POE Forecast | MVA | 2029 | 12.9647 | Zone Substation | None | Contingent (N-1)
Metro West | Port Adelaide North 11kV | 50% POE Forecast | MVA | 2029 | 21.7148 | Zone Substation | None | Contingent (N-1)
Upper North | Port Augusta 11kV | 50% POE Forecast | MVA | 2029 | 14.6673 | Zone Substation | None | Contingent (N-1)
Upper North | Port Augusta West TF1 11kV | 50% POE Forecast | MVA | 2029 | 6.0255 | Zone Substation | None | Contingent (N-1)
Upper North | Port Augusta West TF2 11kV | 50% POE Forecast | MVA | 2029 | 3.5676 | Zone Substation | None | Contingent (N-1)
Upper North | Port Broughton 11kV | 50% POE Forecast | MVA | 2029 | 3.5186 | Zone Substation | None | Contingent (N-1)
Yorke Peninsula | Port Clinton 11kV | 50% POE Forecast | MVA | 2029 | 0.59848 | Zone Substation | None | Contingent (N-1)
Upper North | Port Germein 11kV | 50% POE Forecast | MVA | 2029 | 0.82536 | Zone Substation | None | Contingent (N-1)
Yorke Peninsula | Port Giles 11kV | 50% POE Forecast | MVA | 2029 | 1.6828 | Zone Substation | None | Contingent (N-1)
Yorke Peninsula | Port Julia 11kV | 50% POE Forecast | MVA | 2029 | 0.29603 | Zone Substation | None | Contingent (N-1)
Eyre Peninsula | Port Lincoln City 11kV | 50% POE Forecast | MVA | 2029 | 12.2071 | Zone Substation | None | Contingent (N-1)
Eyre Peninsula | Port Lincoln Docks 11kV | 50% POE Forecast | MVA | 2029 | 6.3241 | Zone Substation | None | Contingent (N-1)
Eyre Peninsula | Port Lincoln Marina 11kV | 50% POE Forecast | MVA | 2029 | 8.6693 | Zone Substation | None | Contingent (N-1)
Eyre Peninsula | Port Lincoln Terminal 33kV | 50% POE Forecast | MVA | 2029 | 38.3038 | Connection Point | None | Contingent (N-1)
Metro South | Port Noarlunga 11kV | 50% POE Forecast | MVA | 2029 | 33.9996 | Zone Substation | None | Contingent (N-1)
Upper North | Port Pirie Bungama 33kV | 50% POE Forecast | MVA | 2029 | 62.3717 | Connection Point | None | Contingent (N-1)
Upper North | Port Pirie South 11kV | 50% POE Forecast | MVA | 2029 | 22.4367 | Zone Substation | None | Contingent (N-1)
Metro South | Port Stanvac 11kV | 50% POE Forecast | MVA | 2029 | 32.9473 | Zone Substation | None | Contingent (N-1)
Metro South | Port Stanvac TF2 11kV | 50% POE Forecast | MVA | 2029 | 0.2481 | Zone Substation | None | Contingent (N-1)
Yorke Peninsula | Port Vincent 11kV | 50% POE Forecast | MVA | 2029 | 1.4217 | Zone Substation | None | Contingent (N-1)
Riverland | Portee 11kV | 50% POE Forecast | MVA | 2029 | 0.65595 | Zone Substation | N | Contingent (N-1)
Metro East | Prospect 11kV | 50% POE Forecast | MVA | 2029 | 32.7754 | Zone Substation | None | Contingent (N-1)
Murraylands | Punyelroo 11kV | 50% POE Forecast | MVA | 2029 | 0.57607 | Zone Substation | None | Contingent (N-1)
Riverland | Pyap 11kV | 50% POE Forecast | MVA | 2029 | 9.4784 | Zone Substation | None | Contingent (N-1)
Riverland | Qualco 11kV | 50% POE Forecast | MVA | 2029 | 3.7093 | Zone Substation | N | Contingent (N-1)
Metro West | Queenstown 11kV | 50% POE Forecast | MVA | 2029 | 16.1151 | Zone Substation | None | Contingent (N-1)
Upper North | Quorn 11kV | 50% POE Forecast | MVA | 2029 | 1.6533 | Zone Substation | None | Contingent (N-1)
Riverland | Ramco 11kV | 50% POE Forecast | MVA | 2029 | 5.9996 | Zone Substation | None | Contingent (N-1)
Metro South | Rapid Bay 11kV | 50% POE Forecast | MVA | 2029 | 0.035463 | Zone Substation | None | Contingent (N-1)
Riverland | Renmark 11kV | 50% POE Forecast | MVA | 2029 | 18.1243 | Zone Substation | None | Contingent (N-1)
Mid North | Riverton 11kV | 50% POE Forecast | MVA | 2029 | 1.8711 | Zone Substation | None | Contingent (N-1)
South East | Robe 7.6kV | 50% POE Forecast | MVA | 2029 | 3.2036 | Zone Substation | None | Contingent (N-1)
Mid North | Robertstown 11kV | 50% POE Forecast | MVA | 2029 | 0.94202 | Zone Substation | None | Contingent (N-1)
Riverland | Roonka 11kV | 50% POE Forecast | MVA | 2029 | 3.3719 | Zone Substation | None | Contingent (N-1)
Eyre Peninsula | Rudall 11kV | 50% POE Forecast | MVA | 2029 | 0.34666 | Zone Substation | None | Contingent (N-1)
Metro North | Salisbury 11kV | 50% POE Forecast | MVA | 2029 | 67.8827 | Zone Substation | N | Contingent (N-1)
Metro South | Salt Cliffs 11kV | 50% POE Forecast | MVA | 2029 | 0.12129 | Zone Substation | None | Contingent (N-1)
Mid North | Sandy Creek 11kV | 50% POE Forecast | MVA | 2029 | 2.4987 | Zone Substation | None | Contingent (N-1)
Metro South | Seacombe 11kV | 50% POE Forecast | MVA | 2029 | 45.3735 | Zone Substation | None | Contingent (N-1)
Metro South | Seaford 11kV | 50% POE Forecast | MVA | 2029 | 11.2848 | Zone Substation | None | Contingent (N-1)
Metro South | Second Valley 11kV | 50% POE Forecast | MVA | 2029 | 0.31803 | Zone Substation | None | Contingent (N-1)
Metro South | Sheidow Park 11kV | 50% POE Forecast | MVA | 2029 | 28.4877 | Zone Substation | Reverse N-1 | Contingent (N-1)
Murraylands | Sherlock 11kV | 50% POE Forecast | MVA | 2029 | 0.025139 | Zone Substation | None | Contingent (N-1)
Metro North | Smithfield West 11kV | 50% POE Forecast | MVA | 2029 | 30.0898 | Zone Substation | N-1 | Contingent (N-1)
South East | Snuggery Rural 33kV | 50% POE Forecast | MVA | 2029 | 14.028 | Connection Point | None | Contingent (N-1)
South East | South End 11kV | 50% POE Forecast | MVA | 2029 | 0.38844 | Zone Substation | Reverse N-1 | Contingent (N-1)
Mid North | Spalding 11kV | 50% POE Forecast | MVA | 2029 | 1.0227 | Zone Substation | None | Contingent (N-1)
Metro South | Square Water Hole 11kV | 50% POE Forecast | MVA | 2029 | 4.6357 | Zone Substation | None | Contingent (N-1)
Yorke Peninsula | Stansbury 11kV | 50% POE Forecast | MVA | 2029 | 1.2976 | Zone Substation | None | Contingent (N-1)
Eastern Hills | Stirling East 11kV | 50% POE Forecast | MVA | 2029 | 6.512 | Zone Substation | None | Contingent (N-1)
Upper North | Stirling North 1 11kV | 50% POE Forecast | MVA | 2029 | 1.6271 | Zone Substation | None | Contingent (N-1)
Upper North | Stirling North 2 11kV | 50% POE Forecast | MVA | 2029 | 1.8205 | Zone Substation | None | Contingent (N-1)
Mid North | Stockwell TF1 11kV | 50% POE Forecast | MVA | 2029 | 2.6408 | Zone Substation | None | Contingent (N-1)
Mid North | Stockwell TF2 11kV | 50% POE Forecast | MVA | 2029 | 5.1088 | Zone Substation | None | Contingent (N-1)
Eyre Peninsula | Stony Point 11kV | 50% POE Forecast | MVA | 2029 | 0.16066 | Connection Point | None | Contingent (N-1)
Eastern Hills | Strathalbyn 11kV | 50% POE Forecast | MVA | 2029 | 10.7475 | Zone Substation | None | Contingent (N-1)
Eyre Peninsula | Streaky Bay 11kV | 50% POE Forecast | MVA | 2029 | 3.4865 | Zone Substation | Reverse N-1 | Contingent (N-1)
Riverland | Swan Reach 11kV | 50% POE Forecast | MVA | 2029 | 1.5836 | Zone Substation | None | Contingent (N-1)
Riverland | Swan Reach 33kV | 50% POE Forecast | MVA | 2029 | 2.0872 | Zone Substation | None | Contingent (N-1)
Murraylands | Tailem Bend 33kV | 50% POE Forecast | MVA | 2029 | 28.2176 | Connection Point | None | Contingent (N-1)
Murraylands | Tailem Bend Town 11kV | 50% POE Forecast | MVA | 2029 | 2.8044 | Zone Substation | None | Contingent (N-1)
South East | Tantanoola 11kV | 50% POE Forecast | MVA | 2029 | 0.53467 | Zone Substation | None | Contingent (N-1)
Eyre Peninsula | Tarlton 11kV | 50% POE Forecast | MVA | 2029 | 0.63555 | Zone Substation | None | Contingent (N-1)
South East | Tarpeena South 11kV | 50% POE Forecast | MVA | 2029 | 7.6594 | Zone Substation | N-1 | Contingent (N-1)
Metro East | Tea Tree Gully 11kV | 50% POE Forecast | MVA | 2029 | 32.9639 | Zone Substation | None | Contingent (N-1)
Murraylands | Teal Flat 11kV | 50% POE Forecast | MVA | 2029 | 2.9037 | Zone Substation | None | Contingent (N-1)
Upper North | Telowie 11kV | 50% POE Forecast | MVA | 2029 | 0.52183 | Zone Substation | None | Contingent (N-1)
Mid North | Templers 33kV | 50% POE Forecast | MVA | 2029 | 34.586 | Connection Point | None | Contingent (N-1)
Metro West | Thebarton 11kV | 50% POE Forecast | MVA | 2029 | 24.6432 | Zone Substation | None | Contingent (N-1)
South East | Tintinara 11kV | 50% POE Forecast | MVA | 2029 | 1.1654 | Zone Substation | None | Contingent (N-1)
Metro South | Tonsley Park 11kV | 50% POE Forecast | MVA | 2029 | 19.7136 | Zone Substation | None | Contingent (N-1)
Eyre Peninsula | Tumby Bay 11kV | 50% POE Forecast | MVA | 2029 | 2.5975 | Zone Substation | None | Contingent (N-1)
Metro North | Two Wells 11kV | 50% POE Forecast | MVA | 2029 | 9.5346 | Zone Substation | N-1 | Contingent (N-1)
Eyre Peninsula | Uley 11kV | 50% POE Forecast | MVA | 2029 | 0.29624 | Zone Substation | None | Contingent (N-1)
Eyre Peninsula | Uley South 11kV | 50% POE Forecast | MVA | 2029 | 0.63598 | Zone Substation | None | Contingent (N-1)
Eastern Hills | Uraidla 11kV | 50% POE Forecast | MVA | 2029 | 4.8552 | Zone Substation | None | Contingent (N-1)
Eastern Hills | Uraidla 33kV | 50% POE Forecast | MVA | 2029 | 14.734 | Zone Substation | None | Contingent (N-1)
Eastern Hills | Verdun 11kV | 50% POE Forecast | MVA | 2029 | 1.0018 | Zone Substation | None | Contingent (N-1)
Metro South | Victor Harbor 11kV | 50% POE Forecast | MVA | 2029 | 24.9459 | Zone Substation | None | Contingent (N-1)
Metro North | Virginia 11kV | 50% POE Forecast | MVA | 2029 | 8.613 | Zone Substation | None | Contingent (N-1)
Riverland | Waikerie 11kV | 50% POE Forecast | MVA | 2029 | 7.9011 | Zone Substation | None | Contingent (N-1)
Murraylands | Walker Flat 11kV | 50% POE Forecast | MVA | 2029 | 1.3677 | Zone Substation | None | Contingent (N-1)
Yorke Peninsula | Wallaroo 11kV | 50% POE Forecast | MVA | 2029 | 10.323 | Zone Substation | None | Contingent (N-1)
Yorke Peninsula | Warooka 11kV | 50% POE Forecast | MVA | 2029 | 2.3855 | Zone Substation | None | Contingent (N-1)
Mid North | Wasleys 11kV | 50% POE Forecast | MVA | 2029 | 1.7155 | Zone Substation | None | Contingent (N-1)
Mid North | Waterloo 33kV | 50% POE Forecast | MVA | 2029 | 9.0982 | Connection Point | None | Contingent (N-1)
Mid North | Waterloo Town 11kV | 50% POE Forecast | MVA | 2029 | 0.29503 | Zone Substation | None | Contingent (N-1)
Murraylands | White Sands 11kV | 50% POE Forecast | MVA | 2029 | 4.5665 | Zone Substation | None | Contingent (N-1)
Adelaide Central | Whitmore Square 11kV | 50% POE Forecast | MVA | 2029 | 40.4183 | Zone Substation | None | Contingent (N-1)
Eyre Peninsula | Whyalla Central 33kV | 50% POE Forecast | MVA | 2029 | 83.7067 | Connection Point | None | Contingent (N-1)
Eyre Peninsula | Whyalla City 11kV | 50% POE Forecast | MVA | 2029 | 19.039 | Zone Substation | None | Contingent (N-1)
Eyre Peninsula | Whyalla North 11kV | 50% POE Forecast | MVA | 2029 | 0.46711 | Zone Substation | None | Contingent (N-1)
Eyre Peninsula | Whyalla Stuart 11kV | 50% POE Forecast | MVA | 2029 | 17.5983 | Zone Substation | None | Contingent (N-1)
Mid North | Williamstown 11kV | 50% POE Forecast | MVA | 2029 | 0.79585 | Zone Substation | None | Contingent (N-1)
Mid North | Williamstown South 11kV | 50% POE Forecast | MVA | 2029 | 2.3796 | Zone Substation | None | Contingent (N-1)
Metro South | Willunga 11kV | 50% POE Forecast | MVA | 2029 | 4.7373 | Zone Substation | None | Contingent (N-1)
Metro South | Willunga 33kV | 50% POE Forecast | MVA | 2029 | 0 | Zone Substation | None | Contingent (N-1)
Upper North | Wilmington 11kV | 50% POE Forecast | MVA | 2029 | 0.84713 | Zone Substation | None | Contingent (N-1)
Upper North | Wirrabara Forest 11kV | 50% POE Forecast | MVA | 2029 | 0.45564 | Zone Substation | None | Contingent (N-1)
Upper North | Wirrabara South 11kV | 50% POE Forecast | MVA | 2029 | 0.065017 | Zone Substation | None | Contingent (N-1)
Metro South | Wirrina Cove 11kV | 50% POE Forecast | MVA | 2029 | 0.74621 | Zone Substation | None | Contingent (N-1)
Upper North | Wongyarra 11kV | 50% POE Forecast | MVA | 2029 | 0.12988 | Zone Substation | None | Contingent (N-1)
Metro East | Woodforde 11kV | 50% POE Forecast | MVA | 2029 | 35.7555 | Zone Substation | None | Contingent (N-1)
Murraylands | Woods Point 11kV | 50% POE Forecast | MVA | 2029 | 2.526 | Zone Substation | None | Contingent (N-1)
Eastern Hills | Woodside 11kV | 50% POE Forecast | MVA | 2029 | 8.8012 | Zone Substation | Reverse N-1 | Contingent (N-1)
Metro West | Woodville 11kV | 50% POE Forecast | MVA | 2029 | 9.8351 | Zone Substation | None | Contingent (N-1)
Metro West | Woodville 33kV | 50% POE Forecast | MVA | 2029 | 0 | Zone Substation | None | Contingent (N-1)
Riverland | Woolpunda 11kV | 50% POE Forecast | MVA | 2029 | 8.5973 | Zone Substation | None | Contingent (N-1)
Eyre Peninsula | Wudinna 11kV | 50% POE Forecast | MVA | 2029 | 2.0212 | Zone Substation | None | Contingent (N-1)
Eyre Peninsula | Wudinna 66kV | 50% POE Forecast | MVA | 2029 | 14.64 | Connection Point | None | Contingent (N-1)
Eyre Peninsula | Yadnarie 66kV | 50% POE Forecast | MVA | 2029 | 13.387 | Connection Point | None | Contingent (N-1)
Metro South | Yankalilla 11kV | 50% POE Forecast | MVA | 2029 | 8.4176 | Zone Substation | None | Contingent (N-1)
Metro South | Yankalilla 33kV | 50% POE Forecast | MVA | 2029 | 1.3657 | Zone Substation | None | Contingent (N-1)
Metro South | Yankalilla Hill 11kV | 50% POE Forecast | MVA | 2029 | 0.14002 | Zone Substation | None | Contingent (N-1)
Upper North | Yongala 11kV | 50% POE Forecast | MVA | 2029 | 0.064851 | Zone Substation | None | Contingent (N-1)
Yorke Peninsula | Yorketown 11kV | 50% POE Forecast | MVA | 2029 | 1.4986 | Zone Substation | None | Contingent (N-1)
Adelaide Central | ACR 66kV | Power Factor | - | 2025 | 0.98271 | Connection Point | None
Eastern Hills | Aldgate 11kV | Power Factor | - | 2025 | 1 | Zone Substation | None
Metro South | Aldinga 11kV | Power Factor | - | 2025 | 0.99134 | Zone Substation | None
South East | Allendale East 11kV | Power Factor | - | 2025 | 0.93536 | Zone Substation | None
Mid North | Alma 11kV | Power Factor | - | 2025 |  | Zone Substation | None
Metro South | American River 11kV | Power Factor | - | 2025 | 0.99471 | Zone Substation | None
Eastern Hills | Angas Creek 33kV | Power Factor | - | 2025 | 0.97811 | Connection Point | None
Mid North | Angaston 11kV | Power Factor | - | 2025 | 0.9618 | Zone Substation | None
Metro North | Angle Vale 11kV | Power Factor | - | 2025 | 0.98563 | Zone Substation | None
Yorke Peninsula | Ardrossan 11kV | Power Factor | - | 2025 | 0.98429 | Zone Substation | None
Yorke Peninsula | Ardrossan West 33kV | Power Factor | - | 2025 | 0.9923 | Connection Point | None
Eyre Peninsula | Arno Bay 11kV | Power Factor | - | 2025 | 0.92316 | Zone Substation | None
Metro South | Ascot Park 11kV | Power Factor | - | 2025 | 0.99559 | Zone Substation | N
Metro West | Athol Park 11kV | Power Factor | - | 2025 | 0.97758 | Zone Substation | None
Mid North | Auburn 11kV | Power Factor | - | 2025 | 0.96392 | Zone Substation | None
Yorke Peninsula | Balaklava 7.6kV | Power Factor | - | 2025 | 0.99025 | Zone Substation | None
Eastern Hills | Balhannah 33kV | Power Factor | - | 2025 | 0.97122 | Zone Substation | None
Upper North | Baroota 33kV | Power Factor | - | 2025 | 0.99974 | Connection Point | None
Upper North | Baroota Town 11kV | Power Factor | - | 2025 | 0.99251 | Zone Substation | None
Mid North | Barossa South TF1 11kV | Power Factor | - | 2025 | 0.99833 | Zone Substation | None
Mid North | Barossa South TF2 11kV | Power Factor | - | 2025 | 0.91037 | Zone Substation | None
South East | Beachport 11kV | Power Factor | - | 2025 | 0.99569 | Zone Substation | None
Murraylands | Belvedere Road 7.6kV | Power Factor | - | 2025 | 0.97596 | Zone Substation | None
Riverland | Berri 11kV | Power Factor | - | 2025 | 0.98361 | Zone Substation | None
Riverland | Berri 66kV | Power Factor | - | 2025 | 0.97184 | Connection Point | None
Murraylands | Binnies 11kV | Power Factor | - | 2025 | 0.95726 | Zone Substation | None
Eastern Hills | Birdwood 11kV | Power Factor | - | 2025 | 0.99842 | Zone Substation | None
Yorke Peninsula | Black Point 11kV | Power Factor | - | 2025 |  | Zone Substation | None
Metro West | Blackpool 11kV | Power Factor | - | 2025 | 0.99639 | Zone Substation | None
Metro South | Blackwood 11kV | Power Factor | - | 2025 | 0.99456 | Zone Substation | None
South East | Blanche 33kV | Power Factor | - | 2025 | 0.95639 | Connection Point | None
Upper North | Booleroo Centre 11kV | Power Factor | - | 2025 | 0.93 | Zone Substation | None
Eyre Peninsula | Boothby 33kV | Power Factor | - | 2025 | 0.92 | Zone Substation | N-1
Upper North | Booyoolie 11kV | Power Factor | - | 2025 |  | Zone Substation | None
South East | Bordertown 11kV | Power Factor | - | 2025 | 0.97687 | Zone Substation | N-1
Mid North | Brinkworth 33kV | Power Factor | - | 2025 | 0.98843 | Connection Point | None
Mid North | Brinkworth Town 11kV | Power Factor | - | 2025 | 0.99538 | Zone Substation | None
Eastern Hills | Brukunga 11kV | Power Factor | - | 2025 | 0.9992 | Zone Substation | None
Upper North | Bungama Napperby 11kV | Power Factor | - | 2025 | 0.93 | Zone Substation | None
Metro East | Burnside 11kV | Power Factor | - | 2025 | 0.98966 | Zone Substation | None
Mid North | Burra TF2 11kV | Power Factor | - | 2025 | 0.99791 | Zone Substation | None
Riverland | Cadell 11kV | Power Factor | - | 2025 | 0.95539 | Zone Substation | None
Murraylands | Caloote 11kV | Power Factor | - | 2025 | 0.96996 | Zone Substation | None
Upper North | Caltowie 11kV | Power Factor | - | 2025 | 0.93 | Zone Substation | None
Murraylands | Cambrai 11kV | Power Factor | - | 2025 | 0.99849 | Zone Substation | None
Murraylands | Campbell Park 11kV | Power Factor | - | 2025 | 0.97634 | Zone Substation | None
Metro East | Campbelltown 11kV | Power Factor | - | 2025 | 0.99004 | Zone Substation | None
Metro South | Cape Jervis 11kV | Power Factor | - | 2025 | 0.99556 | Zone Substation | None
Metro South | Cape Jervis 33kV | Power Factor | - | 2025 | 0.47522 | Zone Substation | N-1
Eyre Peninsula | Caralue 11kV | Power Factor | - | 2025 | 0.95989 | Zone Substation | None
Metro West | Cavan 11kV | Power Factor | - | 2025 | 0.95821 | Zone Substation | None
Adelaide Central | CBD 33kV | Power Factor | - | 2025 | 0.98321 | Zone Substation | None
Eyre Peninsula | Ceduna 11kV | Power Factor | - | 2025 | 0.98883 | Zone Substation | None
Eastern Hills | Chain of Ponds 11kV | Power Factor | - | 2025 | 0.98069 | Zone Substation | None
Metro West | Cheltenham 11kV | Power Factor | - | 2025 | 0.99698 | Zone Substation | None
Metro West | Cheltenham 33kV | Power Factor | - | 2025 | 0.94995 | Zone Substation | None
Mid North | Clare 11kV | Power Factor | - | 2025 | 0.97982 | Zone Substation | None
Mid North | Clare North 33kV | Power Factor | - | 2025 | 0.98435 | Connection Point | None
Metro South | Clarence Gardens 11kV | Power Factor | - | 2025 | 0.99137 | Zone Substation | None
Metro South | Clarendon 11kV | Power Factor | - | 2025 | 0.95045 | Zone Substation | None
Metro East | Clearview 11kV | Power Factor | - | 2025 | 0.99699 | Zone Substation | N
Eyre Peninsula | Cleve 11kV | Power Factor | - | 2025 | 0.9907 | Zone Substation | None
Eyre Peninsula | Cleve 33kV | Power Factor | - | 2025 | 0.99705 | Zone Substation | N-1
Eyre Peninsula | Coffin Bay 11kV | Power Factor | - | 2025 | 0.99438 | Zone Substation | None
Mid North | Collinsfield 11kV | Power Factor | - | 2025 | 0.99984 | Zone Substation | None
Murraylands | Coomandook 11kV | Power Factor | - | 2025 | 0.98379 | Zone Substation | None
Murraylands | Coonalpyn 11kV | Power Factor | - | 2025 | 0.99591 | Zone Substation | None
South East | Coonawarra 11kV | Power Factor | - | 2025 | 0.94617 | Zone Substation | None
Upper North | Copley Nepabunna 33kV | Power Factor | - | 2025 | 0.99 | Zone Substation | N-1
Riverland | Cordola 11kV | Power Factor | - | 2025 | 0.99319 | Zone Substation | None
Adelaide Central | Coromandel Place 11kV | Power Factor | - | 2025 | 0.98518 | Zone Substation | None
Eyre Peninsula | Cowell 11kV | Power Factor | - | 2025 | 0.99773 | Zone Substation | None
Metro West | Croydon 11kV | Power Factor | - | 2025 | 0.98736 | Zone Substation | None
Metro West | Croydon Park 11kV | Power Factor | - | 2025 | 0.99192 | Zone Substation | None
Upper North | Crystal Brook 11kV | Power Factor | - | 2025 | 0.98922 | Zone Substation | None
Metro South | Cudmore Park 11kV | Power Factor | - | 2025 | 0.96348 | Zone Substation | None
Eyre Peninsula | Cummins 11kV | Power Factor | - | 2025 | 0.99206 | Zone Substation | None
Yorke Peninsula | Curramulka 7.6kV | Power Factor | - | 2025 |  | Zone Substation | None
Yorke Peninsula | Curramulka South 11kV | Power Factor | - | 2025 |  | Zone Substation | None
Yorke Peninsula | Dalrymple 33kV | Power Factor | - | 2025 | 0.99756 | Connection Point | None
Eyre Peninsula | Darke Peak 11kV | Power Factor | - | 2025 | 0.89253 | Zone Substation | None
Upper North | Davenport West 33kV | Power Factor | - | 2025 | 0.98105 | Connection Point | None
Eastern Hills | Deloraine 11kV | Power Factor | - | 2025 | 0.99858 | Zone Substation | None
Metro North | Direk 11kV | Power Factor | - | 2025 | 0.98506 | Zone Substation | None
Mid North | Dorrien 33kV | Power Factor | - | 2025 | 0.95198 | Connection Point | None
Mid North | Dorrien TF4 11kV | Power Factor | - | 2025 | 0.96447 | Zone Substation | None
Mid North | Dorrien TF5 11kV | Power Factor | - | 2025 | 0.95015 | Zone Substation | None
Yorke Peninsula | Dowlingville 11kV | Power Factor | - | 2025 | 1 | Zone Substation | None
Adelaide Central | East Terrace 11kV | Power Factor | - | 2025 | 0.97679 | Zone Substation | None
Metro North | Edinburgh 11kV | Power Factor | - | 2025 | 0.99331 | Zone Substation | None
Yorke Peninsula | Edithburgh 11kV | Power Factor | - | 2025 | 0.98949 | Zone Substation | None
Metro North | Elizabeth Downs 11kV | Power Factor | - | 2025 | 0.99272 | Zone Substation | None
Metro North | Elizabeth Heights 11kV | Power Factor | - | 2025 | 0.99577 | Zone Substation | None
Metro North | Elizabeth South 11kV | Power Factor | - | 2025 | 0.99184 | Zone Substation | None
Mid North | Eudunda 11kV | Power Factor | - | 2025 | 0.98554 | Zone Substation | None
Metro North | Evanston 11kV | Power Factor | - | 2025 | 0.99204 | Zone Substation | N-1
Metro North | Evanston 33kV | Power Factor | - | 2025 |  | Zone Substation | None
Metro West | Findon 11kV | Power Factor | - | 2025 | 0.99524 | Zone Substation | None
Metro West | Flinders Park 11kV | Power Factor | - | 2025 | 0.98931 | Zone Substation | None
Mid North | Florieton SWER 19kV | Power Factor | - | 2025 | 0.57976 | Connection Point | None
Eastern Hills | Forreston 11kV | Power Factor | - | 2025 | 0.95293 | Zone Substation | None
Mid North | Freeling 11kV | Power Factor | - | 2025 | 1 | Zone Substation | None
Mid North | Freeling North 11kV | Power Factor | - | 2025 | 0.98548 | Zone Substation | None
Metro West | Fulham Gardens 11kV | Power Factor | - | 2025 | 0.98613 | Zone Substation | None
Upper North | Fullerville 11kV | Power Factor | - | 2025 |  | Zone Substation | None
Mid North | Gawler Belt TF1 11kV | Power Factor | - | 2025 | 0.96587 | Zone Substation | None
Mid North | Gawler Belt TF2 11kV | Power Factor | - | 2025 | 0.98492 | Zone Substation | None
Mid North | Georgetown 11kV | Power Factor | - | 2025 | 0.99306 | Zone Substation | None
Murraylands | Geranium 11kV | Power Factor | - | 2025 | 0.94606 | Zone Substation | None
Upper North | Gladstone 11kV | Power Factor | - | 2025 | 0.98462 | Zone Substation | None
Metro West | Glanville 11kV | Power Factor | - | 2025 | 0.9969 | Zone Substation | None
South East | Glencoe 11kV | Power Factor | - | 2025 | 0.94326 | Zone Substation | None
Metro South | Glenelg North 11kV | Power Factor | - | 2025 | 0.98523 | Zone Substation | None
Riverland | Glossop 11kV | Power Factor | - | 2025 | 0.94592 | Zone Substation | None
Metro East | Golden Grove 11kV | Power Factor | - | 2025 | 0.98933 | Zone Substation | None
Mid North | Gomersal North 11kV | Power Factor | - | 2025 | 0.97698 | Zone Substation | None
Metro South | Goolwa 11kV | Power Factor | - | 2025 | 0.99351 | Zone Substation | None
Mid North | Gulnare 11kV | Power Factor | - | 2025 |  | Zone Substation | None
Eastern Hills | Gumeracha 11kV | Power Factor | - | 2025 |  | Zone Substation | None
Eastern Hills | Gumeracha Weir 11kV | Power Factor | - | 2025 | 0.99016 | Zone Substation | None
Eastern Hills | Gumhaven 11kV | Power Factor | - | 2025 |  | Zone Substation | None
Metro South | Hackham 11kV | Power Factor | - | 2025 | 0.99847 | Zone Substation | N-1
Eastern Hills | Hahndorf 11kV | Power Factor | - | 2025 | 0.98536 | Zone Substation | None
Mid North | Halbury 11kV | Power Factor | - | 2025 | 0.9998 | Zone Substation | None
Mid North | Hamley Bridge 11kV | Power Factor | - | 2025 | 0.99109 | Zone Substation | None
Metro South | Happy Valley 11kV | Power Factor | - | 2025 | 0.99283 | Zone Substation | None
Metro East | Harrow 11kV | Power Factor | - | 2025 | 0.98607 | Zone Substation | None
South East | Hatherleigh 11kV | Power Factor | - | 2025 |  | Zone Substation | None
Upper North | Hawker 11kV | Power Factor | - | 2025 | 0.98681 | Zone Substation | None
Metro South | Hay Flat 11kV | Power Factor | - | 2025 |  | Zone Substation | None
Metro West | Henley South 11kV | Power Factor | - | 2025 | 0.98776 | Zone Substation | None
Eastern Hills | Hermitage 11kV | Power Factor | - | 2025 | 0.99864 | Zone Substation | None
Metro East | Hillcrest 11kV | Power Factor | - | 2025 | 0.99065 | Zone Substation | None
Adelaide Central | Hindley Street 11kV | Power Factor | - | 2025 | 0.9894 | Zone Substation | None
Metro East | Holden Hill 11kV | Power Factor | - | 2025 | 0.9846 | Zone Substation | None
Metro East | Hope Valley 11kV | Power Factor | - | 2025 | 0.98359 | Zone Substation | None
Eastern Hills | Houghton 7.6kV | Power Factor | - | 2025 | 0.95802 | Zone Substation | None
Mid North | Hoyleton 11kV | Power Factor | - | 2025 | 0.99827 | Zone Substation | None
Yorke Peninsula | Hummocks 33kV | Power Factor | - | 2025 | 0.98562 | Connection Point | None
Metro East | Ingle Farm 11kV | Power Factor | - | 2025 | 0.99136 | Zone Substation | None
South East | Inverness 11kV | Power Factor | - | 2025 | 0.86281 | Zone Substation | None
Murraylands | Jabuk 11kV | Power Factor | - | 2025 |  | Zone Substation | None
Yorke Peninsula | James Well 11kV | Power Factor | - | 2025 |  | Zone Substation | None
Upper North | Jamestown 11kV | Power Factor | - | 2025 | 0.98038 | Zone Substation | Reverse N-1
Murraylands | Jervois 11kV | Power Factor | - | 2025 | 0.92407 | Zone Substation | None
Yorke Peninsula | Kadina 11kV | Power Factor | - | 2025 | 0.98491 | Zone Substation | None
Yorke Peninsula | Kadina East 33kV | Power Factor | - | 2025 | 0.97834 | Connection Point | None
South East | Kalangadoo 11kV | Power Factor | - | 2025 |  | Zone Substation | None
South East | Kalangadoo West 11kV | Power Factor | - | 2025 | 0.96073 | Zone Substation | None
Eastern Hills | Kanmantoo Copper Mine 11kV | Power Factor | - | 2025 | 0.99159 | Connection Point | None
Mid North | Kapunda TF1 11kV | Power Factor | - | 2025 | 0.96016 | Zone Substation | None
Mid North | Kapunda TF2 11kV | Power Factor | - | 2025 | 0.99923 | Zone Substation | None
Murraylands | Karoonda 11kV | Power Factor | - | 2025 | 0.99133 | Zone Substation | Reverse N
South East | Keith 11kV | Power Factor | - | 2025 | 0.93942 | Zone Substation | None
South East | Keith 33kV | Power Factor | - | 2025 | 0.96935 | Connection Point | None
Metro East | Kent Town 11kV | Power Factor | - | 2025 | 0.96705 | Zone Substation | None
Eastern Hills | Kersbrook 11kV | Power Factor | - | 2025 | 0.99348 | Zone Substation | None
Metro South | Keswick 11kV | Power Factor | - | 2025 | 0.95006 | Zone Substation | None
Murraylands | Ki Ki 11kV | Power Factor | - | 2025 |  | Zone Substation | None
Metro West | Kilburn 11kV | Power Factor | - | 2025 | 0.91099 | Zone Substation | None
Metro East | Kilburn South 11kV | Power Factor | - | 2025 | 0.98757 | Zone Substation | None
Metro West | Kilkenny 11kV | Power Factor | - | 2025 | 0.95293 | Zone Substation | None
South East | Kincraig 33kV | Power Factor | - | 2025 | 0.98348 | Connection Point | None
Metro South | Kingscote 11kV | Power Factor | - | 2025 | 0.96521 | Zone Substation | None
South East | Kingston SE 11kV | Power Factor | - | 2025 | 0.99961 | Zone Substation | None
Metro South | Kingswood 11kV | Power Factor | - | 2025 | 0.98396 | Zone Substation | None
South East | Kongorong 11kV | Power Factor | - | 2025 | 0.9739 | Zone Substation | None
South East | Kumorna 11kV | Power Factor | - | 2025 | 0.88748 | Zone Substation | None
Mid North | Kybunga 11kV | Power Factor | - | 2025 | 0.96373 | Zone Substation | None
Murraylands | Lameroo 11kV | Power Factor | - | 2025 | 0.98988 | Zone Substation | None
Eastern Hills | Langhorne Creek 11kV | Power Factor | - | 2025 | 0.93572 | Zone Substation | None
Metro West | Largs North 11kV | Power Factor | - | 2025 | 0.99185 | Zone Substation | None
Metro West | Lefevre 11kV | Power Factor | - | 2025 | 0.97372 | Zone Substation | None
Upper North | Leigh Creek South 33kV | Power Factor | - | 2025 | 0.99459 | Connection Point | None
Metro East | Linden Park 11kV | Power Factor | - | 2025 | 0.98421 | Zone Substation | None
Eyre Peninsula | Little Swamp 11kV | Power Factor | - | 2025 | 0.99699 | Zone Substation | None
Eastern Hills | Lobethal 11kV | Power Factor | - | 2025 | 0.96132 | Zone Substation | None
Eyre Peninsula | Lock 11kV | Power Factor | - | 2025 | 0.94497 | Zone Substation | None
Riverland | Loveday 11kV | Power Factor | - | 2025 | 0.94997 | Zone Substation | None
Metro South | Lower Mitcham 11kV | Power Factor | - | 2025 | 0.99247 | Zone Substation | None
Riverland | Loxton 11kV | Power Factor | - | 2025 | 0.95851 | Zone Substation | None
South East | Lucindale 11kV | Power Factor | - | 2025 | 0.98633 | Zone Substation | None
Mid North | Lyndoch 11kV | Power Factor | - | 2025 | 0.97068 | Zone Substation | None
Mid North | Lyndoch South 7.6kV | Power Factor | - | 2025 | 0.96929 | Zone Substation | None
Riverland | Lyrup 11kV | Power Factor | - | 2025 | 0.98882 | Zone Substation | None
Metro South | MacGillivray 11kV | Power Factor | - | 2025 | 0.99705 | Zone Substation | None
Yorke Peninsula | Maitland 11kV | Power Factor | - | 2025 | 0.99634 | Zone Substation | None
Mid North | Mallala 11kV | Power Factor | - | 2025 | 0.97689 | Zone Substation | None
Murraylands | Mannum 33kV | Power Factor | - | 2025 | 0.99209 | Connection Point | None
Murraylands | Mannum Town 7.6kV | Power Factor | - | 2025 | 0.98689 | Zone Substation | None
Yorke Peninsula | Marion Bay 11kV | Power Factor | - | 2025 | 0.99793 | Zone Substation | None
Mid North | Marrabel 11kV | Power Factor | - | 2025 | 0.99965 | Zone Substation | None
Metro South | McLaren Flat TF1 11kV | Power Factor | - | 2025 | 0.96905 | Zone Substation | None
Metro South | McLaren Flat TF2 11kV | Power Factor | - | 2025 | 0.95774 | Zone Substation | None
Metro South | McLaren Vale 11kV | Power Factor | - | 2025 | 0.95 | Zone Substation | None
Metro South | McLaren Vale Vineyard 11kV | Power Factor | - | 2025 |  | Zone Substation | None
Eastern Hills | Meadows 11kV | Power Factor | - | 2025 | 0.97272 | Zone Substation | Reverse N-1
Upper North | Melrose 11kV | Power Factor | - | 2025 | 0.95 | Zone Substation | None
Murraylands | Meningie 11kV | Power Factor | - | 2025 | 0.98238 | Zone Substation | None
Metro East | Metro East 66kV | Power Factor | - | 2025 | 0.96285 | Connection Point | None
Metro North | Metro North 66kV | Power Factor | - | 2025 | 0.99881 | Connection Point | None
Metro South | Metro South 66kV | Power Factor | - | 2025 | 0.98575 | Connection Point | None
Metro West | Metro West 66kV | Power Factor | - | 2025 | 0.9971 | Connection Point | None
Eastern Hills | Milang 11kV | Power Factor | - | 2025 | 0.96795 | Zone Substation | None
South East | Millicent 11kV | Power Factor | - | 2025 | 0.97211 | Zone Substation | None
Yorke Peninsula | Minlaton 11kV | Power Factor | - | 2025 | 0.95 | Zone Substation | None
Murraylands | Mobilong 33kV | Power Factor | - | 2025 | 0.96733 | Connection Point | None
Murraylands | Monarto Central 11kV | Power Factor | - | 2025 | 0.98014 | Zone Substation | None
Murraylands | Monarto South 11kV | Power Factor | - | 2025 | 0.9669 | Zone Substation | None
Yorke Peninsula | Moonta 11kV | Power Factor | - | 2025 | 0.99218 | Zone Substation | N-1
Eyre Peninsula | Moorkitabie 11kV | Power Factor | - | 2025 | 0.99428 | Zone Substation | None
Riverland | Morgan 11kV | Power Factor | - | 2025 | 0.99034 | Zone Substation | N
Metro South | Morphett Vale East 11kV | Power Factor | - | 2025 | 0.99649 | Zone Substation | None
Metro South | Morphettville 11kV | Power Factor | - | 2025 | 0.99249 | Zone Substation | None
Eastern Hills | Mount Barker 11kV | Power Factor | - | 2025 | 0.99875 | Zone Substation | None
Eastern Hills | Mount Barker 66kV | Power Factor | - | 2025 | 0.97825 | Connection Point | None
South East | Mount Burr 11kV | Power Factor | - | 2025 |  | Zone Substation | None
South East | Mount Gambier 11kV | Power Factor | - | 2025 | 0.99159 | Zone Substation | None
South East | Mount Gambier 33kV | Power Factor | - | 2025 | 0.95692 | Connection Point | None
South East | Mount Gambier North 11kV | Power Factor | - | 2025 | 0.97112 | Zone Substation | N-1
South East | Mount Gambier West 11kV | Power Factor | - | 2025 | 0.998 | Zone Substation | None
Upper North | Mount Gunson 33kV | Power Factor | - | 2025 | 0.82935 | Connection Point | None
Eastern Hills | Mount Pleasant 11kV | Power Factor | - | 2025 | 0.99805 | Zone Substation | None
South East | Mount Schank 11kV | Power Factor | - | 2025 | 0.89815 | Zone Substation | None
Murraylands | Murray Bridge North 11kV | Power Factor | - | 2025 | 0.97701 | Zone Substation | None
Murraylands | Murray Bridge South 11kV | Power Factor | - | 2025 | 0.99268 | Zone Substation | None
Eastern Hills | Mylor 11kV | Power Factor | - | 2025 | 0.99315 | Zone Substation | None
Murraylands | Mypolonga 11kV | Power Factor | - | 2025 | 0.96486 | Zone Substation | None
Metro South | Myponga 11kV | Power Factor | - | 2025 | 0.96195 | Zone Substation | None
Eastern Hills | Nairne 11kV | Power Factor | - | 2025 | 0.99814 | Zone Substation | Reverse N-1
South East | Nangwarry 11kV | Power Factor | - | 2025 | 0.97961 | Zone Substation | None
South East | Naracoorte 11kV | Power Factor | - | 2025 | 0.98499 | Zone Substation | None
South East | Naracoorte East 11kV | Power Factor | - | 2025 | 0.91781 | Zone Substation | None
Murraylands | Narrung 11kV | Power Factor | - | 2025 | 0.92981 | Zone Substation | None
Upper North | Neuroodla 33kV | Power Factor | - | 2025 | 0.98875 | Connection Point | None
Metro West | New Osborne 11kV | Power Factor | - | 2025 | 0.95487 | Zone Substation | None
Metro West | New Richmond 11kV | Power Factor | - | 2025 | 0.98368 | Zone Substation | None
Murraylands | Nildottie 11kV | Power Factor | - | 2025 | 0.99518 | Zone Substation | None
Yorke Peninsula | Ninnes 11kV | Power Factor | - | 2025 |  | Zone Substation | None
Metro South | Noarlunga Centre 11kV | Power Factor | - | 2025 | 0.97419 | Zone Substation | None
Metro East | North Adelaide 11kV | Power Factor | - | 2025 | 0.95738 | Zone Substation | None
Metro South | North Unley 11kV | Power Factor | - | 2025 | 0.97712 | Zone Substation | None
Riverland | North West Bend 66kV | Power Factor | - | 2025 | 0.96298 | Connection Point | None
Metro East | Northfield 11kV | Power Factor | - | 2025 | 0.97613 | Zone Substation | N
Metro East | Norwood 11kV | Power Factor | - | 2025 | 0.98692 | Zone Substation | None
Mid North | Nuriootpa 11kV | Power Factor | - | 2025 | 0.98681 | Zone Substation | None
Metro South | Oaklands 11kV | Power Factor | - | 2025 | 0.99369 | Zone Substation | None
Upper North | Orroroo 11kV | Power Factor | - | 2025 | 0.98576 | Zone Substation | None
South East | Padthaway 11kV | Power Factor | - | 2025 | 0.97573 | Zone Substation | None
Murraylands | Palmer 11kV | Power Factor | - | 2025 |  | Zone Substation | None
Metro South | Panorama 11kV | Power Factor | - | 2025 | 0.99757 | Zone Substation | None
Metro North | Parafield Gardens 11kV | Power Factor | - | 2025 | 0.99533 | Zone Substation | None
Metro North | Paralowie 11kV | Power Factor | - | 2025 | 0.98401 | Zone Substation | None
Murraylands | Parilla 11kV | Power Factor | - | 2025 | 0.8782 | Zone Substation | None
Riverland | Paringa 11kV | Power Factor | - | 2025 | 0.99387 | Zone Substation | None
Riverland | Paringa 33kV | Power Factor | - | 2025 | 0.97293 | Zone Substation | None
Yorke Peninsula | Paskeville 11kV | Power Factor | - | 2025 | 0.99636 | Zone Substation | None
Murraylands | Peake 11kV | Power Factor | - | 2025 |  | Zone Substation | None
Murraylands | Pellaring Flat 11kV | Power Factor | - | 2025 |  | Zone Substation | None
Metro North | Penfield 11kV | Power Factor | - | 2025 | 0.95405 | Zone Substation | None
Metro South | Penneshaw 11kV | Power Factor | - | 2025 | 0.99866 | Zone Substation | None
South East | Penola 11kV | Power Factor | - | 2025 | 0.98258 | Zone Substation | None
South East | Penola West 33kV | Power Factor | - | 2025 | 0.95771 | Connection Point | None
Upper North | Peterborough 11kV | Power Factor | - | 2025 | 0.98974 | Zone Substation | None
Eastern Hills | Piccadilly 11kV | Power Factor | - | 2025 | 0.99545 | Zone Substation | None
Murraylands | Pinnaroo 11kV | Power Factor | - | 2025 | 0.96823 | Zone Substation | None
Murraylands | Pinnaroo South 11kV | Power Factor | - | 2025 | 0.932 | Zone Substation | None
Metro South | Plympton 11kV | Power Factor | - | 2025 | 0.9906 | Zone Substation | None
Eyre Peninsula | Point Boston 11kV | Power Factor | - | 2025 | 0.93666 | Zone Substation | None
Eyre Peninsula | Polda 11kV | Power Factor | - | 2025 | 0.99962 | Zone Substation | None
Eyre Peninsula | Poonindie 11kV | Power Factor | - | 2025 | 0.95 | Zone Substation | None
Metro West | Port Adelaide 11kV | Power Factor | - | 2025 | 0.98429 | Zone Substation | None
Metro West | Port Adelaide North 11kV | Power Factor | - | 2025 | 0.9503 | Zone Substation | None
Upper North | Port Augusta 11kV | Power Factor | - | 2025 | 0.98212 | Zone Substation | None
Upper North | Port Augusta West TF1 11kV | Power Factor | - | 2025 | 0.99236 | Zone Substation | None
Upper North | Port Augusta West TF2 11kV | Power Factor | - | 2025 | 0.98767 | Zone Substation | None
Upper North | Port Broughton 11kV | Power Factor | - | 2025 | 0.92 | Zone Substation | None
Yorke Peninsula | Port Clinton 11kV | Power Factor | - | 2025 | 0.97463 | Zone Substation | None
Upper North | Port Germein 11kV | Power Factor | - | 2025 | 0.99845 | Zone Substation | None
Yorke Peninsula | Port Giles 11kV | Power Factor | - | 2025 | 0.95903 | Zone Substation | None
Yorke Peninsula | Port Julia 11kV | Power Factor | - | 2025 | 0.95 | Zone Substation | None
Eyre Peninsula | Port Lincoln City 11kV | Power Factor | - | 2025 | 0.99891 | Zone Substation | None
Eyre Peninsula | Port Lincoln Docks 11kV | Power Factor | - | 2025 | 0.99891 | Zone Substation | None
Eyre Peninsula | Port Lincoln Marina 11kV | Power Factor | - | 2025 | 0.99891 | Zone Substation | None
Eyre Peninsula | Port Lincoln Terminal 33kV | Power Factor | - | 2025 | 0.96003 | Connection Point | None
Metro South | Port Noarlunga 11kV | Power Factor | - | 2025 | 0.99876 | Zone Substation | None
Upper North | Port Pirie Bungama 33kV | Power Factor | - | 2025 | 0.98842 | Connection Point | None
Upper North | Port Pirie South 11kV | Power Factor | - | 2025 | 0.9756 | Zone Substation | None
Metro South | Port Stanvac 11kV | Power Factor | - | 2025 | 0.98472 | Zone Substation | None
Metro South | Port Stanvac TF2 11kV | Power Factor | - | 2025 | 0.84352 | Zone Substation | None
Yorke Peninsula | Port Vincent 11kV | Power Factor | - | 2025 | 0.97997 | Zone Substation | None
Riverland | Portee 11kV | Power Factor | - | 2025 | 0.95 | Zone Substation | N
Metro East | Prospect 11kV | Power Factor | - | 2025 | 0.98002 | Zone Substation | None
Murraylands | Punyelroo 11kV | Power Factor | - | 2025 | 0.988 | Zone Substation | None
Riverland | Pyap 11kV | Power Factor | - | 2025 | 0.98773 | Zone Substation | None
Riverland | Qualco 11kV | Power Factor | - | 2025 | 0.94406 | Zone Substation | N
Metro West | Queenstown 11kV | Power Factor | - | 2025 | 0.98374 | Zone Substation | None
Upper North | Quorn 11kV | Power Factor | - | 2025 | 0.99415 | Zone Substation | None
Riverland | Ramco 11kV | Power Factor | - | 2025 | 0.94537 | Zone Substation | None
Metro South | Rapid Bay 11kV | Power Factor | - | 2025 | 0.99504 | Zone Substation | None
Riverland | Renmark 11kV | Power Factor | - | 2025 | 0.99307 | Zone Substation | None
Mid North | Riverton 11kV | Power Factor | - | 2025 | 0.97576 | Zone Substation | None
South East | Robe 7.6kV | Power Factor | - | 2025 | 0.99995 | Zone Substation | None
Mid North | Robertstown 11kV | Power Factor | - | 2025 | 0.99999 | Zone Substation | None
Riverland | Roonka 11kV | Power Factor | - | 2025 | 0.94633 | Zone Substation | None
Eyre Peninsula | Rudall 11kV | Power Factor | - | 2025 |  | Zone Substation | None
Metro North | Salisbury 11kV | Power Factor | - | 2025 | 0.99849 | Zone Substation | N
Metro South | Salt Cliffs 11kV | Power Factor | - | 2025 |  | Zone Substation | None
Mid North | Sandy Creek 11kV | Power Factor | - | 2025 | 0.97923 | Zone Substation | None
Metro South | Seacombe 11kV | Power Factor | - | 2025 | 0.99294 | Zone Substation | None
Metro South | Seaford 11kV | Power Factor | - | 2025 | 0.99226 | Zone Substation | None
Metro South | Second Valley 11kV | Power Factor | - | 2025 | 0.95 | Zone Substation | None
Metro South | Sheidow Park 11kV | Power Factor | - | 2025 | 0.99443 | Zone Substation | Reverse N-1
Murraylands | Sherlock 11kV | Power Factor | - | 2025 |  | Zone Substation | None
Metro North | Smithfield West 11kV | Power Factor | - | 2025 | 0.99984 | Zone Substation | N-1
South East | Snuggery Rural 33kV | Power Factor | - | 2025 | 0.99407 | Connection Point | None
South East | South End 11kV | Power Factor | - | 2025 | 0.95543 | Zone Substation | Reverse N-1
Mid North | Spalding 11kV | Power Factor | - | 2025 | 0.99988 | Zone Substation | None
Metro South | Square Water Hole 11kV | Power Factor | - | 2025 | 0.97378 | Zone Substation | None
Yorke Peninsula | Stansbury 11kV | Power Factor | - | 2025 | 0.95 | Zone Substation | None
Eastern Hills | Stirling East 11kV | Power Factor | - | 2025 | 0.99568 | Zone Substation | None
Upper North | Stirling North 1 11kV | Power Factor | - | 2025 | 0.88 | Zone Substation | None
Upper North | Stirling North 2 11kV | Power Factor | - | 2025 | 0.98949 | Zone Substation | None
Mid North | Stockwell TF1 11kV | Power Factor | - | 2025 | 0.98873 | Zone Substation | None
Mid North | Stockwell TF2 11kV | Power Factor | - | 2025 | 0.99957 | Zone Substation | None
Eyre Peninsula | Stony Point 11kV | Power Factor | - | 2025 | 0.98387 | Connection Point | None
Eastern Hills | Strathalbyn 11kV | Power Factor | - | 2025 | 0.99931 | Zone Substation | None
Eyre Peninsula | Streaky Bay 11kV | Power Factor | - | 2025 | 0.99975 | Zone Substation | Reverse N-1
Riverland | Swan Reach 11kV | Power Factor | - | 2025 | 0.92705 | Zone Substation | None
Riverland | Swan Reach 33kV | Power Factor | - | 2025 | 0.88949 | Zone Substation | None
Murraylands | Tailem Bend 33kV | Power Factor | - | 2025 | 0.97692 | Connection Point | None
Murraylands | Tailem Bend Town 11kV | Power Factor | - | 2025 | 0.99319 | Zone Substation | None
South East | Tantanoola 11kV | Power Factor | - | 2025 | 0.96047 | Zone Substation | None
Eyre Peninsula | Tarlton 11kV | Power Factor | - | 2025 | 0.91097 | Zone Substation | None
South East | Tarpeena South 11kV | Power Factor | - | 2025 | 0.94927 | Zone Substation | N-1
Metro East | Tea Tree Gully 11kV | Power Factor | - | 2025 | 0.99365 | Zone Substation | None
Murraylands | Teal Flat 11kV | Power Factor | - | 2025 | 0.95 | Zone Substation | None
Upper North | Telowie 11kV | Power Factor | - | 2025 | 0.99744 | Zone Substation | None
Mid North | Templers 33kV | Power Factor | - | 2025 | 0.98171 | Connection Point | None
Metro West | Thebarton 11kV | Power Factor | - | 2025 | 0.96348 | Zone Substation | None
South East | Tintinara 11kV | Power Factor | - | 2025 | 0.99999 | Zone Substation | None
Metro South | Tonsley Park 11kV | Power Factor | - | 2025 | 0.98548 | Zone Substation | None
Eyre Peninsula | Tumby Bay 11kV | Power Factor | - | 2025 | 0.99967 | Zone Substation | None
Metro North | Two Wells 11kV | Power Factor | - | 2025 | 0.98861 | Zone Substation | N-1
Eyre Peninsula | Uley 11kV | Power Factor | - | 2025 | 0.97774 | Zone Substation | None
Eyre Peninsula | Uley South 11kV | Power Factor | - | 2025 | 0.97 | Zone Substation | None
Eastern Hills | Uraidla 11kV | Power Factor | - | 2025 | 0.96198 | Zone Substation | None
Eastern Hills | Uraidla 33kV | Power Factor | - | 2025 | 0.99801 | Zone Substation | None
Eastern Hills | Verdun 11kV | Power Factor | - | 2025 | 0.98108 | Zone Substation | None
Metro South | Victor Harbor 11kV | Power Factor | - | 2025 | 0.99842 | Zone Substation | None
Metro North | Virginia 11kV | Power Factor | - | 2025 | 0.96855 | Zone Substation | None
Riverland | Waikerie 11kV | Power Factor | - | 2025 | 0.98875 | Zone Substation | None
Murraylands | Walker Flat 11kV | Power Factor | - | 2025 | 0.9895 | Zone Substation | None
Yorke Peninsula | Wallaroo 11kV | Power Factor | - | 2025 | 0.9889 | Zone Substation | None
Yorke Peninsula | Warooka 11kV | Power Factor | - | 2025 | 0.99097 | Zone Substation | None
Mid North | Wasleys 11kV | Power Factor | - | 2025 | 0.99989 | Zone Substation | None
Mid North | Waterloo 33kV | Power Factor | - | 2025 | 0.9926 | Connection Point | None
Mid North | Waterloo Town 11kV | Power Factor | - | 2025 | 0.99636 | Zone Substation | None
Murraylands | White Sands 11kV | Power Factor | - | 2025 | 0.91349 | Zone Substation | None
Adelaide Central | Whitmore Square 11kV | Power Factor | - | 2025 | 0.99541 | Zone Substation | None
Eyre Peninsula | Whyalla Central 33kV | Power Factor | - | 2025 | 0.91282 | Connection Point | None
Eyre Peninsula | Whyalla City 11kV | Power Factor | - | 2025 | 0.99123 | Zone Substation | None
Eyre Peninsula | Whyalla North 11kV | Power Factor | - | 2025 | 0.94086 | Zone Substation | None
Eyre Peninsula | Whyalla Stuart 11kV | Power Factor | - | 2025 | 0.9933 | Zone Substation | None
Mid North | Williamstown 11kV | Power Factor | - | 2025 | 0.95 | Zone Substation | None
Mid North | Williamstown South 11kV | Power Factor | - | 2025 | 0.9991 | Zone Substation | None
Metro South | Willunga 11kV | Power Factor | - | 2025 | 0.99372 | Zone Substation | None
Metro South | Willunga 33kV | Power Factor | - | 2025 | 0.98022 | Zone Substation | None
Upper North | Wilmington 11kV | Power Factor | - | 2025 | 0.99973 | Zone Substation | None
Upper North | Wirrabara Forest 11kV | Power Factor | - | 2025 | 0.98973 | Zone Substation | None
Upper North | Wirrabara South 11kV | Power Factor | - | 2025 |  | Zone Substation | None
Metro South | Wirrina Cove 11kV | Power Factor | - | 2025 |  | Zone Substation | None
Upper North | Wongyarra 11kV | Power Factor | - | 2025 |  | Zone Substation | None
Metro East | Woodforde 11kV | Power Factor | - | 2025 | 0.9879 | Zone Substation | None
Murraylands | Woods Point 11kV | Power Factor | - | 2025 | 0.98407 | Zone Substation | None
Eastern Hills | Woodside 11kV | Power Factor | - | 2025 | 0.96646 | Zone Substation | Reverse N-1
Metro West | Woodville 11kV | Power Factor | - | 2025 | 0.97581 | Zone Substation | None
Metro West | Woodville 33kV | Power Factor | - | 2025 |  | Zone Substation | None
Riverland | Woolpunda 11kV | Power Factor | - | 2025 | 0.95334 | Zone Substation | None
Eyre Peninsula | Wudinna 11kV | Power Factor | - | 2025 | 0.99412 | Zone Substation | None
Eyre Peninsula | Wudinna 66kV | Power Factor | - | 2025 | 0.99812 | Connection Point | None
Eyre Peninsula | Yadnarie 66kV | Power Factor | - | 2025 | 0.95776 | Connection Point | None
Metro South | Yankalilla 11kV | Power Factor | - | 2025 | 0.98374 | Zone Substation | None
Metro South | Yankalilla 33kV | Power Factor | - | 2025 | 1 | Zone Substation | None
Metro South | Yankalilla Hill 11kV | Power Factor | - | 2025 |  | Zone Substation | None
Upper North | Yongala 11kV | Power Factor | - | 2025 | 0.99797 | Zone Substation | None
Yorke Peninsula | Yorketown 11kV | Power Factor | - | 2025 | 0.95 | Zone Substation | None
Adelaide Central | ACR 66kV | Power Factor | - | 2026 | 0.98271 | Connection Point | None
Eastern Hills | Aldgate 11kV | Power Factor | - | 2026 | 1 | Zone Substation | None
Metro South | Aldinga 11kV | Power Factor | - | 2026 | 0.99134 | Zone Substation | None
South East | Allendale East 11kV | Power Factor | - | 2026 | 0.93536 | Zone Substation | None
Mid North | Alma 11kV | Power Factor | - | 2026 |  | Zone Substation | None
Metro South | American River 11kV | Power Factor | - | 2026 | 0.99471 | Zone Substation | None
Eastern Hills | Angas Creek 33kV | Power Factor | - | 2026 | 0.97811 | Connection Point | None
Mid North | Angaston 11kV | Power Factor | - | 2026 | 0.9618 | Zone Substation | None
Metro North | Angle Vale 11kV | Power Factor | - | 2026 | 0.98563 | Zone Substation | None
Yorke Peninsula | Ardrossan 11kV | Power Factor | - | 2026 | 0.98429 | Zone Substation | None
Yorke Peninsula | Ardrossan West 33kV | Power Factor | - | 2026 | 0.9923 | Connection Point | None
Eyre Peninsula | Arno Bay 11kV | Power Factor | - | 2026 | 0.92316 | Zone Substation | None
Metro South | Ascot Park 11kV | Power Factor | - | 2026 | 0.99559 | Zone Substation | N
Metro West | Athol Park 11kV | Power Factor | - | 2026 | 0.97758 | Zone Substation | None
Mid North | Auburn 11kV | Power Factor | - | 2026 | 0.96392 | Zone Substation | None
Yorke Peninsula | Balaklava 7.6kV | Power Factor | - | 2026 | 0.99025 | Zone Substation | None
Eastern Hills | Balhannah 33kV | Power Factor | - | 2026 | 0.97122 | Zone Substation | None
Upper North | Baroota 33kV | Power Factor | - | 2026 | 0.99974 | Connection Point | None
Upper North | Baroota Town 11kV | Power Factor | - | 2026 | 0.99251 | Zone Substation | None
Mid North | Barossa South TF1 11kV | Power Factor | - | 2026 | 0.99833 | Zone Substation | None
Mid North | Barossa South TF2 11kV | Power Factor | - | 2026 | 0.91037 | Zone Substation | None
South East | Beachport 11kV | Power Factor | - | 2026 | 0.99569 | Zone Substation | None
Murraylands | Belvedere Road 7.6kV | Power Factor | - | 2026 | 0.97596 | Zone Substation | None
Riverland | Berri 11kV | Power Factor | - | 2026 | 0.98361 | Zone Substation | None
Riverland | Berri 66kV | Power Factor | - | 2026 | 0.97184 | Connection Point | None
Murraylands | Binnies 11kV | Power Factor | - | 2026 | 0.95726 | Zone Substation | None
Eastern Hills | Birdwood 11kV | Power Factor | - | 2026 | 0.99842 | Zone Substation | None
Yorke Peninsula | Black Point 11kV | Power Factor | - | 2026 |  | Zone Substation | None
Metro West | Blackpool 11kV | Power Factor | - | 2026 | 0.99639 | Zone Substation | None
Metro South | Blackwood 11kV | Power Factor | - | 2026 | 0.99456 | Zone Substation | None
South East | Blanche 33kV | Power Factor | - | 2026 | 0.95639 | Connection Point | None
Upper North | Booleroo Centre 11kV | Power Factor | - | 2026 | 0.93 | Zone Substation | None
Eyre Peninsula | Boothby 33kV | Power Factor | - | 2026 | 0.92 | Zone Substation | N-1
Upper North | Booyoolie 11kV | Power Factor | - | 2026 |  | Zone Substation | None
South East | Bordertown 11kV | Power Factor | - | 2026 | 0.97687 | Zone Substation | N-1
Mid North | Brinkworth 33kV | Power Factor | - | 2026 | 0.98843 | Connection Point | None
Mid North | Brinkworth Town 11kV | Power Factor | - | 2026 | 0.99538 | Zone Substation | None
Eastern Hills | Brukunga 11kV | Power Factor | - | 2026 | 0.9992 | Zone Substation | None
Upper North | Bungama Napperby 11kV | Power Factor | - | 2026 | 0.93 | Zone Substation | None
Metro East | Burnside 11kV | Power Factor | - | 2026 | 0.98966 | Zone Substation | None
Mid North | Burra TF2 11kV | Power Factor | - | 2026 | 0.99791 | Zone Substation | None
Riverland | Cadell 11kV | Power Factor | - | 2026 | 0.95539 | Zone Substation | None
Murraylands | Caloote 11kV | Power Factor | - | 2026 | 0.96996 | Zone Substation | None
Upper North | Caltowie 11kV | Power Factor | - | 2026 | 0.93 | Zone Substation | None
Murraylands | Cambrai 11kV | Power Factor | - | 2026 | 0.99849 | Zone Substation | None
Murraylands | Campbell Park 11kV | Power Factor | - | 2026 | 0.97634 | Zone Substation | None
Metro East | Campbelltown 11kV | Power Factor | - | 2026 | 0.99004 | Zone Substation | None
Metro South | Cape Jervis 11kV | Power Factor | - | 2026 | 0.99556 | Zone Substation | None
Metro South | Cape Jervis 33kV | Power Factor | - | 2026 | 0.47522 | Zone Substation | N-1
Eyre Peninsula | Caralue 11kV | Power Factor | - | 2026 | 0.95989 | Zone Substation | None
Metro West | Cavan 11kV | Power Factor | - | 2026 | 0.95821 | Zone Substation | None
Adelaide Central | CBD 33kV | Power Factor | - | 2026 | 0.98321 | Zone Substation | None
Eyre Peninsula | Ceduna 11kV | Power Factor | - | 2026 | 0.98883 | Zone Substation | None
Eastern Hills | Chain of Ponds 11kV | Power Factor | - | 2026 | 0.98069 | Zone Substation | None
Metro West | Cheltenham 11kV | Power Factor | - | 2026 | 0.99698 | Zone Substation | None
Metro West | Cheltenham 33kV | Power Factor | - | 2026 | 0.94995 | Zone Substation | None
Mid North | Clare 11kV | Power Factor | - | 2026 | 0.97982 | Zone Substation | None
Mid North | Clare North 33kV | Power Factor | - | 2026 | 0.98435 | Connection Point | None
Metro South | Clarence Gardens 11kV | Power Factor | - | 2026 | 0.99137 | Zone Substation | None
Metro South | Clarendon 11kV | Power Factor | - | 2026 | 0.95045 | Zone Substation | None
Metro East | Clearview 11kV | Power Factor | - | 2026 | 0.99699 | Zone Substation | N
Eyre Peninsula | Cleve 11kV | Power Factor | - | 2026 | 0.9907 | Zone Substation | None
Eyre Peninsula | Cleve 33kV | Power Factor | - | 2026 | 0.99705 | Zone Substation | N-1
Eyre Peninsula | Coffin Bay 11kV | Power Factor | - | 2026 | 0.99438 | Zone Substation | None
Mid North | Collinsfield 11kV | Power Factor | - | 2026 | 0.99984 | Zone Substation | None
Murraylands | Coomandook 11kV | Power Factor | - | 2026 | 0.98379 | Zone Substation | None
Murraylands | Coonalpyn 11kV | Power Factor | - | 2026 | 0.99591 | Zone Substation | None
South East | Coonawarra 11kV | Power Factor | - | 2026 | 0.94617 | Zone Substation | None
Upper North | Copley Nepabunna 33kV | Power Factor | - | 2026 | 0.99 | Zone Substation | N-1
Riverland | Cordola 11kV | Power Factor | - | 2026 | 0.99319 | Zone Substation | None
Adelaide Central | Coromandel Place 11kV | Power Factor | - | 2026 | 0.98518 | Zone Substation | None
Eyre Peninsula | Cowell 11kV | Power Factor | - | 2026 | 0.99773 | Zone Substation | None
Metro West | Croydon 11kV | Power Factor | - | 2026 | 0.98736 | Zone Substation | None
Metro West | Croydon Park 11kV | Power Factor | - | 2026 | 0.99192 | Zone Substation | None
Upper North | Crystal Brook 11kV | Power Factor | - | 2026 | 0.98922 | Zone Substation | None
Metro South | Cudmore Park 11kV | Power Factor | - | 2026 | 0.96348 | Zone Substation | None
Eyre Peninsula | Cummins 11kV | Power Factor | - | 2026 | 0.99206 | Zone Substation | None
Yorke Peninsula | Curramulka 7.6kV | Power Factor | - | 2026 |  | Zone Substation | None
Yorke Peninsula | Curramulka South 11kV | Power Factor | - | 2026 |  | Zone Substation | None
Yorke Peninsula | Dalrymple 33kV | Power Factor | - | 2026 | 0.99756 | Connection Point | None
Eyre Peninsula | Darke Peak 11kV | Power Factor | - | 2026 | 0.89253 | Zone Substation | None
Upper North | Davenport West 33kV | Power Factor | - | 2026 | 0.98105 | Connection Point | None
Eastern Hills | Deloraine 11kV | Power Factor | - | 2026 | 0.99858 | Zone Substation | None
Metro North | Direk 11kV | Power Factor | - | 2026 | 0.98506 | Zone Substation | None
Mid North | Dorrien 33kV | Power Factor | - | 2026 | 0.95198 | Connection Point | None
Mid North | Dorrien TF4 11kV | Power Factor | - | 2026 | 0.96447 | Zone Substation | None
Mid North | Dorrien TF5 11kV | Power Factor | - | 2026 | 0.95015 | Zone Substation | None
Yorke Peninsula | Dowlingville 11kV | Power Factor | - | 2026 | 1 | Zone Substation | None
Adelaide Central | East Terrace 11kV | Power Factor | - | 2026 | 0.97679 | Zone Substation | None
Metro North | Edinburgh 11kV | Power Factor | - | 2026 | 0.99331 | Zone Substation | None
Yorke Peninsula | Edithburgh 11kV | Power Factor | - | 2026 | 0.98949 | Zone Substation | None
Metro North | Elizabeth Downs 11kV | Power Factor | - | 2026 | 0.99272 | Zone Substation | None
Metro North | Elizabeth Heights 11kV | Power Factor | - | 2026 | 0.99577 | Zone Substation | None
Metro North | Elizabeth South 11kV | Power Factor | - | 2026 | 0.99184 | Zone Substation | None
Mid North | Eudunda 11kV | Power Factor | - | 2026 | 0.98554 | Zone Substation | None
Metro North | Evanston 11kV | Power Factor | - | 2026 | 0.99204 | Zone Substation | N-1
Metro North | Evanston 33kV | Power Factor | - | 2026 |  | Zone Substation | None
Metro West | Findon 11kV | Power Factor | - | 2026 | 0.99524 | Zone Substation | None
Metro West | Flinders Park 11kV | Power Factor | - | 2026 | 0.98931 | Zone Substation | None
Mid North | Florieton SWER 19kV | Power Factor | - | 2026 | 0.57976 | Connection Point | None
Eastern Hills | Forreston 11kV | Power Factor | - | 2026 | 0.95293 | Zone Substation | None
Mid North | Freeling 11kV | Power Factor | - | 2026 | 1 | Zone Substation | None
Mid North | Freeling North 11kV | Power Factor | - | 2026 | 0.98548 | Zone Substation | None
Metro West | Fulham Gardens 11kV | Power Factor | - | 2026 | 0.98613 | Zone Substation | None
Upper North | Fullerville 11kV | Power Factor | - | 2026 |  | Zone Substation | None
Mid North | Gawler Belt TF1 11kV | Power Factor | - | 2026 | 0.96587 | Zone Substation | None
Mid North | Gawler Belt TF2 11kV | Power Factor | - | 2026 | 0.98492 | Zone Substation | None
Mid North | Georgetown 11kV | Power Factor | - | 2026 | 0.99306 | Zone Substation | None
Murraylands | Geranium 11kV | Power Factor | - | 2026 | 0.94606 | Zone Substation | None
Upper North | Gladstone 11kV | Power Factor | - | 2026 | 0.98462 | Zone Substation | None
Metro West | Glanville 11kV | Power Factor | - | 2026 | 0.9969 | Zone Substation | None
South East | Glencoe 11kV | Power Factor | - | 2026 | 0.94326 | Zone Substation | None
Metro South | Glenelg North 11kV | Power Factor | - | 2026 | 0.98523 | Zone Substation | None
Riverland | Glossop 11kV | Power Factor | - | 2026 | 0.94592 | Zone Substation | None
Metro East | Golden Grove 11kV | Power Factor | - | 2026 | 0.98933 | Zone Substation | None
Mid North | Gomersal North 11kV | Power Factor | - | 2026 | 0.97698 | Zone Substation | None
Metro South | Goolwa 11kV | Power Factor | - | 2026 | 0.99351 | Zone Substation | None
Mid North | Gulnare 11kV | Power Factor | - | 2026 |  | Zone Substation | None
Eastern Hills | Gumeracha 11kV | Power Factor | - | 2026 |  | Zone Substation | None
Eastern Hills | Gumeracha Weir 11kV | Power Factor | - | 2026 | 0.99016 | Zone Substation | None
Eastern Hills | Gumhaven 11kV | Power Factor | - | 2026 |  | Zone Substation | None
Metro South | Hackham 11kV | Power Factor | - | 2026 | 0.99847 | Zone Substation | N-1
Eastern Hills | Hahndorf 11kV | Power Factor | - | 2026 | 0.98536 | Zone Substation | None
Mid North | Halbury 11kV | Power Factor | - | 2026 | 0.9998 | Zone Substation | None
Mid North | Hamley Bridge 11kV | Power Factor | - | 2026 | 0.99109 | Zone Substation | None
Metro South | Happy Valley 11kV | Power Factor | - | 2026 | 0.99283 | Zone Substation | None
Metro East | Harrow 11kV | Power Factor | - | 2026 | 0.98607 | Zone Substation | None
South East | Hatherleigh 11kV | Power Factor | - | 2026 |  | Zone Substation | None
Upper North | Hawker 11kV | Power Factor | - | 2026 | 0.98681 | Zone Substation | None
Metro South | Hay Flat 11kV | Power Factor | - | 2026 |  | Zone Substation | None
Metro West | Henley South 11kV | Power Factor | - | 2026 | 0.98776 | Zone Substation | None
Eastern Hills | Hermitage 11kV | Power Factor | - | 2026 | 0.99864 | Zone Substation | None
Metro East | Hillcrest 11kV | Power Factor | - | 2026 | 0.99065 | Zone Substation | None
Adelaide Central | Hindley Street 11kV | Power Factor | - | 2026 | 0.9894 | Zone Substation | None
Metro East | Holden Hill 11kV | Power Factor | - | 2026 | 0.9846 | Zone Substation | None
Metro East | Hope Valley 11kV | Power Factor | - | 2026 | 0.98359 | Zone Substation | None
Eastern Hills | Houghton 7.6kV | Power Factor | - | 2026 | 0.95802 | Zone Substation | None
Mid North | Hoyleton 11kV | Power Factor | - | 2026 | 0.99827 | Zone Substation | None
Yorke Peninsula | Hummocks 33kV | Power Factor | - | 2026 | 0.98562 | Connection Point | None
Metro East | Ingle Farm 11kV | Power Factor | - | 2026 | 0.99136 | Zone Substation | None
South East | Inverness 11kV | Power Factor | - | 2026 | 0.86281 | Zone Substation | None
Murraylands | Jabuk 11kV | Power Factor | - | 2026 |  | Zone Substation | None
Yorke Peninsula | James Well 11kV | Power Factor | - | 2026 |  | Zone Substation | None
Upper North | Jamestown 11kV | Power Factor | - | 2026 | 0.98038 | Zone Substation | Reverse N-1
Murraylands | Jervois 11kV | Power Factor | - | 2026 | 0.92407 | Zone Substation | None
Yorke Peninsula | Kadina 11kV | Power Factor | - | 2026 | 0.98491 | Zone Substation | None
Yorke Peninsula | Kadina East 33kV | Power Factor | - | 2026 | 0.97834 | Connection Point | None
South East | Kalangadoo 11kV | Power Factor | - | 2026 |  | Zone Substation | None
South East | Kalangadoo West 11kV | Power Factor | - | 2026 | 0.96073 | Zone Substation | None
Eastern Hills | Kanmantoo Copper Mine 11kV | Power Factor | - | 2026 | 0.99159 | Connection Point | None
Mid North | Kapunda TF1 11kV | Power Factor | - | 2026 | 0.96016 | Zone Substation | None
Mid North | Kapunda TF2 11kV | Power Factor | - | 2026 | 0.99923 | Zone Substation | None
Murraylands | Karoonda 11kV | Power Factor | - | 2026 | 0.99133 | Zone Substation | Reverse N
South East | Keith 11kV | Power Factor | - | 2026 | 0.93942 | Zone Substation | None
South East | Keith 33kV | Power Factor | - | 2026 | 0.96935 | Connection Point | None
Metro East | Kent Town 11kV | Power Factor | - | 2026 | 0.96705 | Zone Substation | None
Eastern Hills | Kersbrook 11kV | Power Factor | - | 2026 | 0.99348 | Zone Substation | None
Metro South | Keswick 11kV | Power Factor | - | 2026 | 0.95006 | Zone Substation | None
Murraylands | Ki Ki 11kV | Power Factor | - | 2026 |  | Zone Substation | None
Metro West | Kilburn 11kV | Power Factor | - | 2026 | 0.91099 | Zone Substation | None
Metro East | Kilburn South 11kV | Power Factor | - | 2026 | 0.98757 | Zone Substation | None
Metro West | Kilkenny 11kV | Power Factor | - | 2026 | 0.95293 | Zone Substation | None
South East | Kincraig 33kV | Power Factor | - | 2026 | 0.98348 | Connection Point | None
Metro South | Kingscote 11kV | Power Factor | - | 2026 | 0.96521 | Zone Substation | None
South East | Kingston SE 11kV | Power Factor | - | 2026 | 0.99961 | Zone Substation | None
Metro South | Kingswood 11kV | Power Factor | - | 2026 | 0.98396 | Zone Substation | None
South East | Kongorong 11kV | Power Factor | - | 2026 | 0.9739 | Zone Substation | None
South East | Kumorna 11kV | Power Factor | - | 2026 | 0.88748 | Zone Substation | None
Mid North | Kybunga 11kV | Power Factor | - | 2026 | 0.96373 | Zone Substation | None
Murraylands | Lameroo 11kV | Power Factor | - | 2026 | 0.98988 | Zone Substation | None
Eastern Hills | Langhorne Creek 11kV | Power Factor | - | 2026 | 0.93572 | Zone Substation | None
Metro West | Largs North 11kV | Power Factor | - | 2026 | 0.99185 | Zone Substation | None
Metro West | Lefevre 11kV | Power Factor | - | 2026 | 0.97372 | Zone Substation | None
Upper North | Leigh Creek South 33kV | Power Factor | - | 2026 | 0.99459 | Connection Point | None
Metro East | Linden Park 11kV | Power Factor | - | 2026 | 0.98421 | Zone Substation | None
Eyre Peninsula | Little Swamp 11kV | Power Factor | - | 2026 | 0.99699 | Zone Substation | None
Eastern Hills | Lobethal 11kV | Power Factor | - | 2026 | 0.96132 | Zone Substation | None
Eyre Peninsula | Lock 11kV | Power Factor | - | 2026 | 0.94497 | Zone Substation | None
Riverland | Loveday 11kV | Power Factor | - | 2026 | 0.94997 | Zone Substation | None
Metro South | Lower Mitcham 11kV | Power Factor | - | 2026 | 0.99247 | Zone Substation | None
Riverland | Loxton 11kV | Power Factor | - | 2026 | 0.95851 | Zone Substation | None
South East | Lucindale 11kV | Power Factor | - | 2026 | 0.98633 | Zone Substation | None
Mid North | Lyndoch 11kV | Power Factor | - | 2026 | 0.97068 | Zone Substation | None
Mid North | Lyndoch South 7.6kV | Power Factor | - | 2026 | 0.96929 | Zone Substation | None
Riverland | Lyrup 11kV | Power Factor | - | 2026 | 0.98882 | Zone Substation | None
Metro South | MacGillivray 11kV | Power Factor | - | 2026 | 0.99705 | Zone Substation | None
Yorke Peninsula | Maitland 11kV | Power Factor | - | 2026 | 0.99634 | Zone Substation | None
Mid North | Mallala 11kV | Power Factor | - | 2026 | 0.97689 | Zone Substation | None
Murraylands | Mannum 33kV | Power Factor | - | 2026 | 0.99209 | Connection Point | None
Murraylands | Mannum Town 7.6kV | Power Factor | - | 2026 | 0.98689 | Zone Substation | None
Yorke Peninsula | Marion Bay 11kV | Power Factor | - | 2026 | 0.99793 | Zone Substation | None
Mid North | Marrabel 11kV | Power Factor | - | 2026 | 0.99965 | Zone Substation | None
Metro South | McLaren Flat TF1 11kV | Power Factor | - | 2026 | 0.96905 | Zone Substation | None
Metro South | McLaren Flat TF2 11kV | Power Factor | - | 2026 | 0.95774 | Zone Substation | None
Metro South | McLaren Vale 11kV | Power Factor | - | 2026 | 0.95 | Zone Substation | None
Metro South | McLaren Vale Vineyard 11kV | Power Factor | - | 2026 |  | Zone Substation | None
Eastern Hills | Meadows 11kV | Power Factor | - | 2026 | 0.97272 | Zone Substation | Reverse N-1
Upper North | Melrose 11kV | Power Factor | - | 2026 | 0.95 | Zone Substation | None
Murraylands | Meningie 11kV | Power Factor | - | 2026 | 0.98238 | Zone Substation | None
Metro East | Metro East 66kV | Power Factor | - | 2026 | 0.96285 | Connection Point | None
Metro North | Metro North 66kV | Power Factor | - | 2026 | 0.99881 | Connection Point | None
Metro South | Metro South 66kV | Power Factor | - | 2026 | 0.98575 | Connection Point | None
Metro West | Metro West 66kV | Power Factor | - | 2026 | 0.9971 | Connection Point | None
Eastern Hills | Milang 11kV | Power Factor | - | 2026 | 0.96795 | Zone Substation | None
South East | Millicent 11kV | Power Factor | - | 2026 | 0.97211 | Zone Substation | None
Yorke Peninsula | Minlaton 11kV | Power Factor | - | 2026 | 0.95 | Zone Substation | None
Murraylands | Mobilong 33kV | Power Factor | - | 2026 | 0.96733 | Connection Point | None
Murraylands | Monarto Central 11kV | Power Factor | - | 2026 | 0.98014 | Zone Substation | None
Murraylands | Monarto South 11kV | Power Factor | - | 2026 | 0.9669 | Zone Substation | None
Yorke Peninsula | Moonta 11kV | Power Factor | - | 2026 | 0.99218 | Zone Substation | N-1
Eyre Peninsula | Moorkitabie 11kV | Power Factor | - | 2026 | 0.99428 | Zone Substation | None
Riverland | Morgan 11kV | Power Factor | - | 2026 | 0.99034 | Zone Substation | N
Metro South | Morphett Vale East 11kV | Power Factor | - | 2026 | 0.99649 | Zone Substation | None
Metro South | Morphettville 11kV | Power Factor | - | 2026 | 0.99249 | Zone Substation | None
Eastern Hills | Mount Barker 11kV | Power Factor | - | 2026 | 0.99875 | Zone Substation | None
Eastern Hills | Mount Barker 66kV | Power Factor | - | 2026 | 0.97825 | Connection Point | None
South East | Mount Burr 11kV | Power Factor | - | 2026 |  | Zone Substation | None
South East | Mount Gambier 11kV | Power Factor | - | 2026 | 0.99159 | Zone Substation | None
South East | Mount Gambier 33kV | Power Factor | - | 2026 | 0.95692 | Connection Point | None
South East | Mount Gambier North 11kV | Power Factor | - | 2026 | 0.97112 | Zone Substation | N-1
South East | Mount Gambier West 11kV | Power Factor | - | 2026 | 0.998 | Zone Substation | None
Upper North | Mount Gunson 33kV | Power Factor | - | 2026 | 0.82935 | Connection Point | None
Eastern Hills | Mount Pleasant 11kV | Power Factor | - | 2026 | 0.99805 | Zone Substation | None
South East | Mount Schank 11kV | Power Factor | - | 2026 | 0.89815 | Zone Substation | None
Murraylands | Murray Bridge North 11kV | Power Factor | - | 2026 | 0.97701 | Zone Substation | None
Murraylands | Murray Bridge South 11kV | Power Factor | - | 2026 | 0.99268 | Zone Substation | None
Eastern Hills | Mylor 11kV | Power Factor | - | 2026 | 0.99315 | Zone Substation | None
Murraylands | Mypolonga 11kV | Power Factor | - | 2026 | 0.96486 | Zone Substation | None
Metro South | Myponga 11kV | Power Factor | - | 2026 | 0.96195 | Zone Substation | None
Eastern Hills | Nairne 11kV | Power Factor | - | 2026 | 0.99814 | Zone Substation | Reverse N-1
South East | Nangwarry 11kV | Power Factor | - | 2026 | 0.97961 | Zone Substation | None
South East | Naracoorte 11kV | Power Factor | - | 2026 | 0.98499 | Zone Substation | None
South East | Naracoorte East 11kV | Power Factor | - | 2026 | 0.91781 | Zone Substation | None
Murraylands | Narrung 11kV | Power Factor | - | 2026 | 0.92981 | Zone Substation | None
Upper North | Neuroodla 33kV | Power Factor | - | 2026 | 0.98875 | Connection Point | None
Metro West | New Osborne 11kV | Power Factor | - | 2026 | 0.95487 | Zone Substation | None
Metro West | New Richmond 11kV | Power Factor | - | 2026 | 0.98368 | Zone Substation | None
Murraylands | Nildottie 11kV | Power Factor | - | 2026 | 0.99518 | Zone Substation | None
Yorke Peninsula | Ninnes 11kV | Power Factor | - | 2026 |  | Zone Substation | None
Metro South | Noarlunga Centre 11kV | Power Factor | - | 2026 | 0.97419 | Zone Substation | None
Metro East | North Adelaide 11kV | Power Factor | - | 2026 | 0.95738 | Zone Substation | None
Metro South | North Unley 11kV | Power Factor | - | 2026 | 0.97712 | Zone Substation | None
Riverland | North West Bend 66kV | Power Factor | - | 2026 | 0.96298 | Connection Point | None
Metro East | Northfield 11kV | Power Factor | - | 2026 | 0.97613 | Zone Substation | N
Metro East | Norwood 11kV | Power Factor | - | 2026 | 0.98692 | Zone Substation | None
Mid North | Nuriootpa 11kV | Power Factor | - | 2026 | 0.98681 | Zone Substation | None
Metro South | Oaklands 11kV | Power Factor | - | 2026 | 0.99369 | Zone Substation | None
Upper North | Orroroo 11kV | Power Factor | - | 2026 | 0.98576 | Zone Substation | None
South East | Padthaway 11kV | Power Factor | - | 2026 | 0.97573 | Zone Substation | None
Murraylands | Palmer 11kV | Power Factor | - | 2026 |  | Zone Substation | None
Metro South | Panorama 11kV | Power Factor | - | 2026 | 0.99757 | Zone Substation | None
Metro North | Parafield Gardens 11kV | Power Factor | - | 2026 | 0.99533 | Zone Substation | None
Metro North | Paralowie 11kV | Power Factor | - | 2026 | 0.98401 | Zone Substation | None
Murraylands | Parilla 11kV | Power Factor | - | 2026 | 0.8782 | Zone Substation | None
Riverland | Paringa 11kV | Power Factor | - | 2026 | 0.99387 | Zone Substation | None
Riverland | Paringa 33kV | Power Factor | - | 2026 | 0.97293 | Zone Substation | None
Yorke Peninsula | Paskeville 11kV | Power Factor | - | 2026 | 0.99636 | Zone Substation | None
Murraylands | Peake 11kV | Power Factor | - | 2026 |  | Zone Substation | None
Murraylands | Pellaring Flat 11kV | Power Factor | - | 2026 |  | Zone Substation | None
Metro North | Penfield 11kV | Power Factor | - | 2026 | 0.95405 | Zone Substation | None
Metro South | Penneshaw 11kV | Power Factor | - | 2026 | 0.99866 | Zone Substation | None
South East | Penola 11kV | Power Factor | - | 2026 | 0.98258 | Zone Substation | None
South East | Penola West 33kV | Power Factor | - | 2026 | 0.95771 | Connection Point | None
Upper North | Peterborough 11kV | Power Factor | - | 2026 | 0.98974 | Zone Substation | None
Eastern Hills | Piccadilly 11kV | Power Factor | - | 2026 | 0.99545 | Zone Substation | None
Murraylands | Pinnaroo 11kV | Power Factor | - | 2026 | 0.96823 | Zone Substation | None
Murraylands | Pinnaroo South 11kV | Power Factor | - | 2026 | 0.932 | Zone Substation | None
Metro South | Plympton 11kV | Power Factor | - | 2026 | 0.9906 | Zone Substation | None
Eyre Peninsula | Point Boston 11kV | Power Factor | - | 2026 | 0.93666 | Zone Substation | None
Eyre Peninsula | Polda 11kV | Power Factor | - | 2026 | 0.99962 | Zone Substation | None
Eyre Peninsula | Poonindie 11kV | Power Factor | - | 2026 | 0.95 | Zone Substation | None
Metro West | Port Adelaide 11kV | Power Factor | - | 2026 | 0.98429 | Zone Substation | None
Metro West | Port Adelaide North 11kV | Power Factor | - | 2026 | 0.9503 | Zone Substation | None
Upper North | Port Augusta 11kV | Power Factor | - | 2026 | 0.98212 | Zone Substation | None
Upper North | Port Augusta West TF1 11kV | Power Factor | - | 2026 | 0.99236 | Zone Substation | None
Upper North | Port Augusta West TF2 11kV | Power Factor | - | 2026 | 0.98767 | Zone Substation | None
Upper North | Port Broughton 11kV | Power Factor | - | 2026 | 0.92 | Zone Substation | None
Yorke Peninsula | Port Clinton 11kV | Power Factor | - | 2026 | 0.97463 | Zone Substation | None
Upper North | Port Germein 11kV | Power Factor | - | 2026 | 0.99845 | Zone Substation | None
Yorke Peninsula | Port Giles 11kV | Power Factor | - | 2026 | 0.95903 | Zone Substation | None
Yorke Peninsula | Port Julia 11kV | Power Factor | - | 2026 | 0.95 | Zone Substation | None
Eyre Peninsula | Port Lincoln City 11kV | Power Factor | - | 2026 | 0.99891 | Zone Substation | None
Eyre Peninsula | Port Lincoln Docks 11kV | Power Factor | - | 2026 | 0.99891 | Zone Substation | None
Eyre Peninsula | Port Lincoln Marina 11kV | Power Factor | - | 2026 | 0.99891 | Zone Substation | None
Eyre Peninsula | Port Lincoln Terminal 33kV | Power Factor | - | 2026 | 0.96003 | Connection Point | None
Metro South | Port Noarlunga 11kV | Power Factor | - | 2026 | 0.99876 | Zone Substation | None
Upper North | Port Pirie Bungama 33kV | Power Factor | - | 2026 | 0.98842 | Connection Point | None
Upper North | Port Pirie South 11kV | Power Factor | - | 2026 | 0.9756 | Zone Substation | None
Metro South | Port Stanvac 11kV | Power Factor | - | 2026 | 0.98472 | Zone Substation | None
Metro South | Port Stanvac TF2 11kV | Power Factor | - | 2026 | 0.84352 | Zone Substation | None
Yorke Peninsula | Port Vincent 11kV | Power Factor | - | 2026 | 0.97997 | Zone Substation | None
Riverland | Portee 11kV | Power Factor | - | 2026 | 0.95 | Zone Substation | N
Metro East | Prospect 11kV | Power Factor | - | 2026 | 0.98002 | Zone Substation | None
Murraylands | Punyelroo 11kV | Power Factor | - | 2026 | 0.988 | Zone Substation | None
Riverland | Pyap 11kV | Power Factor | - | 2026 | 0.98773 | Zone Substation | None
Riverland | Qualco 11kV | Power Factor | - | 2026 | 0.94406 | Zone Substation | N
Metro West | Queenstown 11kV | Power Factor | - | 2026 | 0.98374 | Zone Substation | None
Upper North | Quorn 11kV | Power Factor | - | 2026 | 0.99415 | Zone Substation | None
Riverland | Ramco 11kV | Power Factor | - | 2026 | 0.94537 | Zone Substation | None
Metro South | Rapid Bay 11kV | Power Factor | - | 2026 | 0.99504 | Zone Substation | None
Riverland | Renmark 11kV | Power Factor | - | 2026 | 0.99307 | Zone Substation | None
Mid North | Riverton 11kV | Power Factor | - | 2026 | 0.97576 | Zone Substation | None
South East | Robe 7.6kV | Power Factor | - | 2026 | 0.99995 | Zone Substation | None
Mid North | Robertstown 11kV | Power Factor | - | 2026 | 0.99999 | Zone Substation | None
Riverland | Roonka 11kV | Power Factor | - | 2026 | 0.94633 | Zone Substation | None
Eyre Peninsula | Rudall 11kV | Power Factor | - | 2026 |  | Zone Substation | None
Metro North | Salisbury 11kV | Power Factor | - | 2026 | 0.99849 | Zone Substation | N
Metro South | Salt Cliffs 11kV | Power Factor | - | 2026 |  | Zone Substation | None
Mid North | Sandy Creek 11kV | Power Factor | - | 2026 | 0.97923 | Zone Substation | None
Metro South | Seacombe 11kV | Power Factor | - | 2026 | 0.99294 | Zone Substation | None
Metro South | Seaford 11kV | Power Factor | - | 2026 | 0.99226 | Zone Substation | None
Metro South | Second Valley 11kV | Power Factor | - | 2026 | 0.95 | Zone Substation | None
Metro South | Sheidow Park 11kV | Power Factor | - | 2026 | 0.99443 | Zone Substation | Reverse N-1
Murraylands | Sherlock 11kV | Power Factor | - | 2026 |  | Zone Substation | None
Metro North | Smithfield West 11kV | Power Factor | - | 2026 | 0.99984 | Zone Substation | N-1
South East | Snuggery Rural 33kV | Power Factor | - | 2026 | 0.99407 | Connection Point | None
South East | South End 11kV | Power Factor | - | 2026 | 0.95543 | Zone Substation | Reverse N-1
Mid North | Spalding 11kV | Power Factor | - | 2026 | 0.99988 | Zone Substation | None
Metro South | Square Water Hole 11kV | Power Factor | - | 2026 | 0.97378 | Zone Substation | None
Yorke Peninsula | Stansbury 11kV | Power Factor | - | 2026 | 0.95 | Zone Substation | None
Eastern Hills | Stirling East 11kV | Power Factor | - | 2026 | 0.99568 | Zone Substation | None
Upper North | Stirling North 1 11kV | Power Factor | - | 2026 | 0.88 | Zone Substation | None
Upper North | Stirling North 2 11kV | Power Factor | - | 2026 | 0.98949 | Zone Substation | None
Mid North | Stockwell TF1 11kV | Power Factor | - | 2026 | 0.98873 | Zone Substation | None
Mid North | Stockwell TF2 11kV | Power Factor | - | 2026 | 0.99957 | Zone Substation | None
Eyre Peninsula | Stony Point 11kV | Power Factor | - | 2026 | 0.98387 | Connection Point | None
Eastern Hills | Strathalbyn 11kV | Power Factor | - | 2026 | 0.99931 | Zone Substation | None
Eyre Peninsula | Streaky Bay 11kV | Power Factor | - | 2026 | 0.99975 | Zone Substation | Reverse N-1
Riverland | Swan Reach 11kV | Power Factor | - | 2026 | 0.92705 | Zone Substation | None
Riverland | Swan Reach 33kV | Power Factor | - | 2026 | 0.88949 | Zone Substation | None
Murraylands | Tailem Bend 33kV | Power Factor | - | 2026 | 0.97692 | Connection Point | None
Murraylands | Tailem Bend Town 11kV | Power Factor | - | 2026 | 0.99319 | Zone Substation | None
South East | Tantanoola 11kV | Power Factor | - | 2026 | 0.96047 | Zone Substation | None
Eyre Peninsula | Tarlton 11kV | Power Factor | - | 2026 | 0.91097 | Zone Substation | None
South East | Tarpeena South 11kV | Power Factor | - | 2026 | 0.94927 | Zone Substation | N-1
Metro East | Tea Tree Gully 11kV | Power Factor | - | 2026 | 0.99365 | Zone Substation | None
Murraylands | Teal Flat 11kV | Power Factor | - | 2026 | 0.95 | Zone Substation | None
Upper North | Telowie 11kV | Power Factor | - | 2026 | 0.99744 | Zone Substation | None
Mid North | Templers 33kV | Power Factor | - | 2026 | 0.98171 | Connection Point | None
Metro West | Thebarton 11kV | Power Factor | - | 2026 | 0.96348 | Zone Substation | None
South East | Tintinara 11kV | Power Factor | - | 2026 | 0.99999 | Zone Substation | None
Metro South | Tonsley Park 11kV | Power Factor | - | 2026 | 0.98548 | Zone Substation | None
Eyre Peninsula | Tumby Bay 11kV | Power Factor | - | 2026 | 0.99967 | Zone Substation | None
Metro North | Two Wells 11kV | Power Factor | - | 2026 | 0.98861 | Zone Substation | N-1
Eyre Peninsula | Uley 11kV | Power Factor | - | 2026 | 0.97774 | Zone Substation | None
Eyre Peninsula | Uley South 11kV | Power Factor | - | 2026 | 0.97 | Zone Substation | None
Eastern Hills | Uraidla 11kV | Power Factor | - | 2026 | 0.96198 | Zone Substation | None
Eastern Hills | Uraidla 33kV | Power Factor | - | 2026 | 0.99801 | Zone Substation | None
Eastern Hills | Verdun 11kV | Power Factor | - | 2026 | 0.98108 | Zone Substation | None
Metro South | Victor Harbor 11kV | Power Factor | - | 2026 | 0.99842 | Zone Substation | None
Metro North | Virginia 11kV | Power Factor | - | 2026 | 0.96855 | Zone Substation | None
Riverland | Waikerie 11kV | Power Factor | - | 2026 | 0.98875 | Zone Substation | None
Murraylands | Walker Flat 11kV | Power Factor | - | 2026 | 0.9895 | Zone Substation | None
Yorke Peninsula | Wallaroo 11kV | Power Factor | - | 2026 | 0.9889 | Zone Substation | None
Yorke Peninsula | Warooka 11kV | Power Factor | - | 2026 | 0.99097 | Zone Substation | None
Mid North | Wasleys 11kV | Power Factor | - | 2026 | 0.99989 | Zone Substation | None
Mid North | Waterloo 33kV | Power Factor | - | 2026 | 0.9926 | Connection Point | None
Mid North | Waterloo Town 11kV | Power Factor | - | 2026 | 0.99636 | Zone Substation | None
Murraylands | White Sands 11kV | Power Factor | - | 2026 | 0.91349 | Zone Substation | None
Adelaide Central | Whitmore Square 11kV | Power Factor | - | 2026 | 0.99541 | Zone Substation | None
Eyre Peninsula | Whyalla Central 33kV | Power Factor | - | 2026 | 0.91282 | Connection Point | None
Eyre Peninsula | Whyalla City 11kV | Power Factor | - | 2026 | 0.99123 | Zone Substation | None
Eyre Peninsula | Whyalla North 11kV | Power Factor | - | 2026 | 0.94086 | Zone Substation | None
Eyre Peninsula | Whyalla Stuart 11kV | Power Factor | - | 2026 | 0.9933 | Zone Substation | None
Mid North | Williamstown 11kV | Power Factor | - | 2026 | 0.95 | Zone Substation | None
Mid North | Williamstown South 11kV | Power Factor | - | 2026 | 0.9991 | Zone Substation | None
Metro South | Willunga 11kV | Power Factor | - | 2026 | 0.99372 | Zone Substation | None
Metro South | Willunga 33kV | Power Factor | - | 2026 | 0.98022 | Zone Substation | None
Upper North | Wilmington 11kV | Power Factor | - | 2026 | 0.99973 | Zone Substation | None
Upper North | Wirrabara Forest 11kV | Power Factor | - | 2026 | 0.98973 | Zone Substation | None
Upper North | Wirrabara South 11kV | Power Factor | - | 2026 |  | Zone Substation | None
Metro South | Wirrina Cove 11kV | Power Factor | - | 2026 |  | Zone Substation | None
Upper North | Wongyarra 11kV | Power Factor | - | 2026 |  | Zone Substation | None
Metro East | Woodforde 11kV | Power Factor | - | 2026 | 0.9879 | Zone Substation | None
Murraylands | Woods Point 11kV | Power Factor | - | 2026 | 0.98407 | Zone Substation | None
Eastern Hills | Woodside 11kV | Power Factor | - | 2026 | 0.96646 | Zone Substation | Reverse N-1
Metro West | Woodville 11kV | Power Factor | - | 2026 | 0.97581 | Zone Substation | None
Metro West | Woodville 33kV | Power Factor | - | 2026 |  | Zone Substation | None
Riverland | Woolpunda 11kV | Power Factor | - | 2026 | 0.95334 | Zone Substation | None
Eyre Peninsula | Wudinna 11kV | Power Factor | - | 2026 | 0.99412 | Zone Substation | None
Eyre Peninsula | Wudinna 66kV | Power Factor | - | 2026 | 0.99812 | Connection Point | None
Eyre Peninsula | Yadnarie 66kV | Power Factor | - | 2026 | 0.95776 | Connection Point | None
Metro South | Yankalilla 11kV | Power Factor | - | 2026 | 0.98374 | Zone Substation | None
Metro South | Yankalilla 33kV | Power Factor | - | 2026 | 1 | Zone Substation | None
Metro South | Yankalilla Hill 11kV | Power Factor | - | 2026 |  | Zone Substation | None
Upper North | Yongala 11kV | Power Factor | - | 2026 | 0.99797 | Zone Substation | None
Yorke Peninsula | Yorketown 11kV | Power Factor | - | 2026 | 0.95 | Zone Substation | None
Adelaide Central | ACR 66kV | Power Factor | - | 2027 | 0.98271 | Connection Point | None
Eastern Hills | Aldgate 11kV | Power Factor | - | 2027 | 1 | Zone Substation | None
Metro South | Aldinga 11kV | Power Factor | - | 2027 | 0.99134 | Zone Substation | None
South East | Allendale East 11kV | Power Factor | - | 2027 | 0.93536 | Zone Substation | None
Mid North | Alma 11kV | Power Factor | - | 2027 |  | Zone Substation | None
Metro South | American River 11kV | Power Factor | - | 2027 | 0.99471 | Zone Substation | None
Eastern Hills | Angas Creek 33kV | Power Factor | - | 2027 | 0.97811 | Connection Point | None
Mid North | Angaston 11kV | Power Factor | - | 2027 | 0.9618 | Zone Substation | None
Metro North | Angle Vale 11kV | Power Factor | - | 2027 | 0.98563 | Zone Substation | None
Yorke Peninsula | Ardrossan 11kV | Power Factor | - | 2027 | 0.98429 | Zone Substation | None
Yorke Peninsula | Ardrossan West 33kV | Power Factor | - | 2027 | 0.9923 | Connection Point | None
Eyre Peninsula | Arno Bay 11kV | Power Factor | - | 2027 | 0.92316 | Zone Substation | None
Metro South | Ascot Park 11kV | Power Factor | - | 2027 | 0.99559 | Zone Substation | N
Metro West | Athol Park 11kV | Power Factor | - | 2027 | 0.97758 | Zone Substation | None
Mid North | Auburn 11kV | Power Factor | - | 2027 | 0.96392 | Zone Substation | None
Yorke Peninsula | Balaklava 7.6kV | Power Factor | - | 2027 | 0.99025 | Zone Substation | None
Eastern Hills | Balhannah 33kV | Power Factor | - | 2027 | 0.97122 | Zone Substation | None
Upper North | Baroota 33kV | Power Factor | - | 2027 | 0.99974 | Connection Point | None
Upper North | Baroota Town 11kV | Power Factor | - | 2027 | 0.99251 | Zone Substation | None
Mid North | Barossa South TF1 11kV | Power Factor | - | 2027 | 0.99833 | Zone Substation | None
Mid North | Barossa South TF2 11kV | Power Factor | - | 2027 | 0.91037 | Zone Substation | None
South East | Beachport 11kV | Power Factor | - | 2027 | 0.99569 | Zone Substation | None
Murraylands | Belvedere Road 7.6kV | Power Factor | - | 2027 | 0.97596 | Zone Substation | None
Riverland | Berri 11kV | Power Factor | - | 2027 | 0.98361 | Zone Substation | None
Riverland | Berri 66kV | Power Factor | - | 2027 | 0.97184 | Connection Point | None
Murraylands | Binnies 11kV | Power Factor | - | 2027 | 0.95726 | Zone Substation | None
Eastern Hills | Birdwood 11kV | Power Factor | - | 2027 | 0.99842 | Zone Substation | None
Yorke Peninsula | Black Point 11kV | Power Factor | - | 2027 |  | Zone Substation | None
Metro West | Blackpool 11kV | Power Factor | - | 2027 | 0.99639 | Zone Substation | None
Metro South | Blackwood 11kV | Power Factor | - | 2027 | 0.99456 | Zone Substation | None
South East | Blanche 33kV | Power Factor | - | 2027 | 0.95639 | Connection Point | None
Upper North | Booleroo Centre 11kV | Power Factor | - | 2027 | 0.93 | Zone Substation | None
Eyre Peninsula | Boothby 33kV | Power Factor | - | 2027 | 0.92 | Zone Substation | N-1
Upper North | Booyoolie 11kV | Power Factor | - | 2027 |  | Zone Substation | None
South East | Bordertown 11kV | Power Factor | - | 2027 | 0.97687 | Zone Substation | N-1
Mid North | Brinkworth 33kV | Power Factor | - | 2027 | 0.98843 | Connection Point | None
Mid North | Brinkworth Town 11kV | Power Factor | - | 2027 | 0.99538 | Zone Substation | None
Eastern Hills | Brukunga 11kV | Power Factor | - | 2027 | 0.9992 | Zone Substation | None
Upper North | Bungama Napperby 11kV | Power Factor | - | 2027 | 0.93 | Zone Substation | None
Metro East | Burnside 11kV | Power Factor | - | 2027 | 0.98966 | Zone Substation | None
Mid North | Burra TF2 11kV | Power Factor | - | 2027 | 0.99791 | Zone Substation | None
Riverland | Cadell 11kV | Power Factor | - | 2027 | 0.95539 | Zone Substation | None
Murraylands | Caloote 11kV | Power Factor | - | 2027 | 0.96996 | Zone Substation | None
Upper North | Caltowie 11kV | Power Factor | - | 2027 | 0.93 | Zone Substation | None
Murraylands | Cambrai 11kV | Power Factor | - | 2027 | 0.99849 | Zone Substation | None
Murraylands | Campbell Park 11kV | Power Factor | - | 2027 | 0.97634 | Zone Substation | None
Metro East | Campbelltown 11kV | Power Factor | - | 2027 | 0.99004 | Zone Substation | None
Metro South | Cape Jervis 11kV | Power Factor | - | 2027 | 0.99556 | Zone Substation | None
Metro South | Cape Jervis 33kV | Power Factor | - | 2027 | 0.47522 | Zone Substation | N-1
Eyre Peninsula | Caralue 11kV | Power Factor | - | 2027 | 0.95989 | Zone Substation | None
Metro West | Cavan 11kV | Power Factor | - | 2027 | 0.95821 | Zone Substation | None
Adelaide Central | CBD 33kV | Power Factor | - | 2027 | 0.98321 | Zone Substation | None
Eyre Peninsula | Ceduna 11kV | Power Factor | - | 2027 | 0.98883 | Zone Substation | None
Eastern Hills | Chain of Ponds 11kV | Power Factor | - | 2027 | 0.98069 | Zone Substation | None
Metro West | Cheltenham 11kV | Power Factor | - | 2027 | 0.99698 | Zone Substation | None
Metro West | Cheltenham 33kV | Power Factor | - | 2027 | 0.94995 | Zone Substation | None
Mid North | Clare 11kV | Power Factor | - | 2027 | 0.97982 | Zone Substation | None
Mid North | Clare North 33kV | Power Factor | - | 2027 | 0.98435 | Connection Point | None
Metro South | Clarence Gardens 11kV | Power Factor | - | 2027 | 0.99137 | Zone Substation | None
Metro South | Clarendon 11kV | Power Factor | - | 2027 | 0.95045 | Zone Substation | None
Metro East | Clearview 11kV | Power Factor | - | 2027 | 0.99699 | Zone Substation | N
Eyre Peninsula | Cleve 11kV | Power Factor | - | 2027 | 0.9907 | Zone Substation | None
Eyre Peninsula | Cleve 33kV | Power Factor | - | 2027 | 0.99705 | Zone Substation | N-1
Eyre Peninsula | Coffin Bay 11kV | Power Factor | - | 2027 | 0.99438 | Zone Substation | None
Mid North | Collinsfield 11kV | Power Factor | - | 2027 | 0.99984 | Zone Substation | None
Murraylands | Coomandook 11kV | Power Factor | - | 2027 | 0.98379 | Zone Substation | None
Murraylands | Coonalpyn 11kV | Power Factor | - | 2027 | 0.99591 | Zone Substation | None
South East | Coonawarra 11kV | Power Factor | - | 2027 | 0.94617 | Zone Substation | None
Upper North | Copley Nepabunna 33kV | Power Factor | - | 2027 | 0.99 | Zone Substation | N-1
Riverland | Cordola 11kV | Power Factor | - | 2027 | 0.99319 | Zone Substation | None
Adelaide Central | Coromandel Place 11kV | Power Factor | - | 2027 | 0.98518 | Zone Substation | None
Eyre Peninsula | Cowell 11kV | Power Factor | - | 2027 | 0.99773 | Zone Substation | None
Metro West | Croydon 11kV | Power Factor | - | 2027 | 0.98736 | Zone Substation | None
Metro West | Croydon Park 11kV | Power Factor | - | 2027 | 0.99192 | Zone Substation | None
Upper North | Crystal Brook 11kV | Power Factor | - | 2027 | 0.98922 | Zone Substation | None
Metro South | Cudmore Park 11kV | Power Factor | - | 2027 | 0.96348 | Zone Substation | None
Eyre Peninsula | Cummins 11kV | Power Factor | - | 2027 | 0.99206 | Zone Substation | None
Yorke Peninsula | Curramulka 7.6kV | Power Factor | - | 2027 |  | Zone Substation | None
Yorke Peninsula | Curramulka South 11kV | Power Factor | - | 2027 |  | Zone Substation | None
Yorke Peninsula | Dalrymple 33kV | Power Factor | - | 2027 | 0.99756 | Connection Point | None
Eyre Peninsula | Darke Peak 11kV | Power Factor | - | 2027 | 0.89253 | Zone Substation | None
Upper North | Davenport West 33kV | Power Factor | - | 2027 | 0.98105 | Connection Point | None
Eastern Hills | Deloraine 11kV | Power Factor | - | 2027 | 0.99858 | Zone Substation | None
Metro North | Direk 11kV | Power Factor | - | 2027 | 0.98506 | Zone Substation | None
Mid North | Dorrien 33kV | Power Factor | - | 2027 | 0.95198 | Connection Point | None
Mid North | Dorrien TF4 11kV | Power Factor | - | 2027 | 0.96447 | Zone Substation | None
Mid North | Dorrien TF5 11kV | Power Factor | - | 2027 | 0.95015 | Zone Substation | None
Yorke Peninsula | Dowlingville 11kV | Power Factor | - | 2027 | 1 | Zone Substation | None
Adelaide Central | East Terrace 11kV | Power Factor | - | 2027 | 0.97679 | Zone Substation | None
Metro North | Edinburgh 11kV | Power Factor | - | 2027 | 0.99331 | Zone Substation | None
Yorke Peninsula | Edithburgh 11kV | Power Factor | - | 2027 | 0.98949 | Zone Substation | None
Metro North | Elizabeth Downs 11kV | Power Factor | - | 2027 | 0.99272 | Zone Substation | None
Metro North | Elizabeth Heights 11kV | Power Factor | - | 2027 | 0.99577 | Zone Substation | None
Metro North | Elizabeth South 11kV | Power Factor | - | 2027 | 0.99184 | Zone Substation | None
Mid North | Eudunda 11kV | Power Factor | - | 2027 | 0.98554 | Zone Substation | None
Metro North | Evanston 11kV | Power Factor | - | 2027 | 0.99204 | Zone Substation | N-1
Metro North | Evanston 33kV | Power Factor | - | 2027 |  | Zone Substation | None
Metro West | Findon 11kV | Power Factor | - | 2027 | 0.99524 | Zone Substation | None
Metro West | Flinders Park 11kV | Power Factor | - | 2027 | 0.98931 | Zone Substation | None
Mid North | Florieton SWER 19kV | Power Factor | - | 2027 | 0.57976 | Connection Point | None
Eastern Hills | Forreston 11kV | Power Factor | - | 2027 | 0.95293 | Zone Substation | None
Mid North | Freeling 11kV | Power Factor | - | 2027 | 1 | Zone Substation | None
Mid North | Freeling North 11kV | Power Factor | - | 2027 | 0.98548 | Zone Substation | None
Metro West | Fulham Gardens 11kV | Power Factor | - | 2027 | 0.98613 | Zone Substation | None
Upper North | Fullerville 11kV | Power Factor | - | 2027 |  | Zone Substation | None
Mid North | Gawler Belt TF1 11kV | Power Factor | - | 2027 | 0.96587 | Zone Substation | None
Mid North | Gawler Belt TF2 11kV | Power Factor | - | 2027 | 0.98492 | Zone Substation | None
Mid North | Georgetown 11kV | Power Factor | - | 2027 | 0.99306 | Zone Substation | None
Murraylands | Geranium 11kV | Power Factor | - | 2027 | 0.94606 | Zone Substation | None
Upper North | Gladstone 11kV | Power Factor | - | 2027 | 0.98462 | Zone Substation | None
Metro West | Glanville 11kV | Power Factor | - | 2027 | 0.9969 | Zone Substation | None
South East | Glencoe 11kV | Power Factor | - | 2027 | 0.94326 | Zone Substation | None
Metro South | Glenelg North 11kV | Power Factor | - | 2027 | 0.98523 | Zone Substation | None
Riverland | Glossop 11kV | Power Factor | - | 2027 | 0.94592 | Zone Substation | None
Metro East | Golden Grove 11kV | Power Factor | - | 2027 | 0.98933 | Zone Substation | None
Mid North | Gomersal North 11kV | Power Factor | - | 2027 | 0.97698 | Zone Substation | None
Metro South | Goolwa 11kV | Power Factor | - | 2027 | 0.99351 | Zone Substation | None
Mid North | Gulnare 11kV | Power Factor | - | 2027 |  | Zone Substation | None
Eastern Hills | Gumeracha 11kV | Power Factor | - | 2027 |  | Zone Substation | None
Eastern Hills | Gumeracha Weir 11kV | Power Factor | - | 2027 | 0.99016 | Zone Substation | None
Eastern Hills | Gumhaven 11kV | Power Factor | - | 2027 |  | Zone Substation | None
Metro South | Hackham 11kV | Power Factor | - | 2027 | 0.99847 | Zone Substation | N-1
Eastern Hills | Hahndorf 11kV | Power Factor | - | 2027 | 0.98536 | Zone Substation | None
Mid North | Halbury 11kV | Power Factor | - | 2027 | 0.9998 | Zone Substation | None
Mid North | Hamley Bridge 11kV | Power Factor | - | 2027 | 0.99109 | Zone Substation | None
Metro South | Happy Valley 11kV | Power Factor | - | 2027 | 0.99283 | Zone Substation | None
Metro East | Harrow 11kV | Power Factor | - | 2027 | 0.98607 | Zone Substation | None
South East | Hatherleigh 11kV | Power Factor | - | 2027 |  | Zone Substation | None
Upper North | Hawker 11kV | Power Factor | - | 2027 | 0.98681 | Zone Substation | None
Metro South | Hay Flat 11kV | Power Factor | - | 2027 |  | Zone Substation | None
Metro West | Henley South 11kV | Power Factor | - | 2027 | 0.98776 | Zone Substation | None
Eastern Hills | Hermitage 11kV | Power Factor | - | 2027 | 0.99864 | Zone Substation | None
Metro East | Hillcrest 11kV | Power Factor | - | 2027 | 0.99065 | Zone Substation | None
Adelaide Central | Hindley Street 11kV | Power Factor | - | 2027 | 0.9894 | Zone Substation | None
Metro East | Holden Hill 11kV | Power Factor | - | 2027 | 0.9846 | Zone Substation | None
Metro East | Hope Valley 11kV | Power Factor | - | 2027 | 0.98359 | Zone Substation | None
Eastern Hills | Houghton 7.6kV | Power Factor | - | 2027 | 0.95802 | Zone Substation | None
Mid North | Hoyleton 11kV | Power Factor | - | 2027 | 0.99827 | Zone Substation | None
Yorke Peninsula | Hummocks 33kV | Power Factor | - | 2027 | 0.98562 | Connection Point | None
Metro East | Ingle Farm 11kV | Power Factor | - | 2027 | 0.99136 | Zone Substation | None
South East | Inverness 11kV | Power Factor | - | 2027 | 0.86281 | Zone Substation | None
Murraylands | Jabuk 11kV | Power Factor | - | 2027 |  | Zone Substation | None
Yorke Peninsula | James Well 11kV | Power Factor | - | 2027 |  | Zone Substation | None
Upper North | Jamestown 11kV | Power Factor | - | 2027 | 0.98038 | Zone Substation | Reverse N-1
Murraylands | Jervois 11kV | Power Factor | - | 2027 | 0.92407 | Zone Substation | None
Yorke Peninsula | Kadina 11kV | Power Factor | - | 2027 | 0.98491 | Zone Substation | None
Yorke Peninsula | Kadina East 33kV | Power Factor | - | 2027 | 0.97834 | Connection Point | None
South East | Kalangadoo 11kV | Power Factor | - | 2027 |  | Zone Substation | None
South East | Kalangadoo West 11kV | Power Factor | - | 2027 | 0.96073 | Zone Substation | None
Eastern Hills | Kanmantoo Copper Mine 11kV | Power Factor | - | 2027 | 0.99159 | Connection Point | None
Mid North | Kapunda TF1 11kV | Power Factor | - | 2027 | 0.96016 | Zone Substation | None
Mid North | Kapunda TF2 11kV | Power Factor | - | 2027 | 0.99923 | Zone Substation | None
Murraylands | Karoonda 11kV | Power Factor | - | 2027 | 0.99133 | Zone Substation | Reverse N
South East | Keith 11kV | Power Factor | - | 2027 | 0.93942 | Zone Substation | None
South East | Keith 33kV | Power Factor | - | 2027 | 0.96935 | Connection Point | None
Metro East | Kent Town 11kV | Power Factor | - | 2027 | 0.96705 | Zone Substation | None
Eastern Hills | Kersbrook 11kV | Power Factor | - | 2027 | 0.99348 | Zone Substation | None
Metro South | Keswick 11kV | Power Factor | - | 2027 | 0.95006 | Zone Substation | None
Murraylands | Ki Ki 11kV | Power Factor | - | 2027 |  | Zone Substation | None
Metro West | Kilburn 11kV | Power Factor | - | 2027 | 0.91099 | Zone Substation | None
Metro East | Kilburn South 11kV | Power Factor | - | 2027 | 0.98757 | Zone Substation | None
Metro West | Kilkenny 11kV | Power Factor | - | 2027 | 0.95293 | Zone Substation | None
South East | Kincraig 33kV | Power Factor | - | 2027 | 0.98348 | Connection Point | None
Metro South | Kingscote 11kV | Power Factor | - | 2027 | 0.96521 | Zone Substation | None
South East | Kingston SE 11kV | Power Factor | - | 2027 | 0.99961 | Zone Substation | None
Metro South | Kingswood 11kV | Power Factor | - | 2027 | 0.98396 | Zone Substation | None
South East | Kongorong 11kV | Power Factor | - | 2027 | 0.9739 | Zone Substation | None
South East | Kumorna 11kV | Power Factor | - | 2027 | 0.88748 | Zone Substation | None
Mid North | Kybunga 11kV | Power Factor | - | 2027 | 0.96373 | Zone Substation | None
Murraylands | Lameroo 11kV | Power Factor | - | 2027 | 0.98988 | Zone Substation | None
Eastern Hills | Langhorne Creek 11kV | Power Factor | - | 2027 | 0.93572 | Zone Substation | None
Metro West | Largs North 11kV | Power Factor | - | 2027 | 0.99185 | Zone Substation | None
Metro West | Lefevre 11kV | Power Factor | - | 2027 | 0.97372 | Zone Substation | None
Upper North | Leigh Creek South 33kV | Power Factor | - | 2027 | 0.99459 | Connection Point | None
Metro East | Linden Park 11kV | Power Factor | - | 2027 | 0.98421 | Zone Substation | None
Eyre Peninsula | Little Swamp 11kV | Power Factor | - | 2027 | 0.99699 | Zone Substation | None
Eastern Hills | Lobethal 11kV | Power Factor | - | 2027 | 0.96132 | Zone Substation | None
Eyre Peninsula | Lock 11kV | Power Factor | - | 2027 | 0.94497 | Zone Substation | None
Riverland | Loveday 11kV | Power Factor | - | 2027 | 0.94997 | Zone Substation | None
Metro South | Lower Mitcham 11kV | Power Factor | - | 2027 | 0.99247 | Zone Substation | None
Riverland | Loxton 11kV | Power Factor | - | 2027 | 0.95851 | Zone Substation | None
South East | Lucindale 11kV | Power Factor | - | 2027 | 0.98633 | Zone Substation | None
Mid North | Lyndoch 11kV | Power Factor | - | 2027 | 0.97068 | Zone Substation | None
Mid North | Lyndoch South 7.6kV | Power Factor | - | 2027 | 0.96929 | Zone Substation | None
Riverland | Lyrup 11kV | Power Factor | - | 2027 | 0.98882 | Zone Substation | None
Metro South | MacGillivray 11kV | Power Factor | - | 2027 | 0.99705 | Zone Substation | None
Yorke Peninsula | Maitland 11kV | Power Factor | - | 2027 | 0.99634 | Zone Substation | None
Mid North | Mallala 11kV | Power Factor | - | 2027 | 0.97689 | Zone Substation | None
Murraylands | Mannum 33kV | Power Factor | - | 2027 | 0.99209 | Connection Point | None
Murraylands | Mannum Town 7.6kV | Power Factor | - | 2027 | 0.98689 | Zone Substation | None
Yorke Peninsula | Marion Bay 11kV | Power Factor | - | 2027 | 0.99793 | Zone Substation | None
Mid North | Marrabel 11kV | Power Factor | - | 2027 | 0.99965 | Zone Substation | None
Metro South | McLaren Flat TF1 11kV | Power Factor | - | 2027 | 0.96905 | Zone Substation | None
Metro South | McLaren Flat TF2 11kV | Power Factor | - | 2027 | 0.95774 | Zone Substation | None
Metro South | McLaren Vale 11kV | Power Factor | - | 2027 | 0.95 | Zone Substation | None
Metro South | McLaren Vale Vineyard 11kV | Power Factor | - | 2027 |  | Zone Substation | None
Eastern Hills | Meadows 11kV | Power Factor | - | 2027 | 0.97272 | Zone Substation | Reverse N-1
Upper North | Melrose 11kV | Power Factor | - | 2027 | 0.95 | Zone Substation | None
Murraylands | Meningie 11kV | Power Factor | - | 2027 | 0.98238 | Zone Substation | None
Metro East | Metro East 66kV | Power Factor | - | 2027 | 0.96285 | Connection Point | None
Metro North | Metro North 66kV | Power Factor | - | 2027 | 0.99881 | Connection Point | None
Metro South | Metro South 66kV | Power Factor | - | 2027 | 0.98575 | Connection Point | None
Metro West | Metro West 66kV | Power Factor | - | 2027 | 0.9971 | Connection Point | None
Eastern Hills | Milang 11kV | Power Factor | - | 2027 | 0.96795 | Zone Substation | None
South East | Millicent 11kV | Power Factor | - | 2027 | 0.97211 | Zone Substation | None
Yorke Peninsula | Minlaton 11kV | Power Factor | - | 2027 | 0.95 | Zone Substation | None
Murraylands | Mobilong 33kV | Power Factor | - | 2027 | 0.96733 | Connection Point | None
Murraylands | Monarto Central 11kV | Power Factor | - | 2027 | 0.98014 | Zone Substation | None
Murraylands | Monarto South 11kV | Power Factor | - | 2027 | 0.9669 | Zone Substation | None
Yorke Peninsula | Moonta 11kV | Power Factor | - | 2027 | 0.99218 | Zone Substation | N-1
Eyre Peninsula | Moorkitabie 11kV | Power Factor | - | 2027 | 0.99428 | Zone Substation | None
Riverland | Morgan 11kV | Power Factor | - | 2027 | 0.99034 | Zone Substation | N
Metro South | Morphett Vale East 11kV | Power Factor | - | 2027 | 0.99649 | Zone Substation | None
Metro South | Morphettville 11kV | Power Factor | - | 2027 | 0.99249 | Zone Substation | None
Eastern Hills | Mount Barker 11kV | Power Factor | - | 2027 | 0.99875 | Zone Substation | None
Eastern Hills | Mount Barker 66kV | Power Factor | - | 2027 | 0.97825 | Connection Point | None
South East | Mount Burr 11kV | Power Factor | - | 2027 |  | Zone Substation | None
South East | Mount Gambier 11kV | Power Factor | - | 2027 | 0.99159 | Zone Substation | None
South East | Mount Gambier 33kV | Power Factor | - | 2027 | 0.95692 | Connection Point | None
South East | Mount Gambier North 11kV | Power Factor | - | 2027 | 0.97112 | Zone Substation | N-1
South East | Mount Gambier West 11kV | Power Factor | - | 2027 | 0.998 | Zone Substation | None
Upper North | Mount Gunson 33kV | Power Factor | - | 2027 | 0.82935 | Connection Point | None
Eastern Hills | Mount Pleasant 11kV | Power Factor | - | 2027 | 0.99805 | Zone Substation | None
South East | Mount Schank 11kV | Power Factor | - | 2027 | 0.89815 | Zone Substation | None
Murraylands | Murray Bridge North 11kV | Power Factor | - | 2027 | 0.97701 | Zone Substation | None
Murraylands | Murray Bridge South 11kV | Power Factor | - | 2027 | 0.99268 | Zone Substation | None
Eastern Hills | Mylor 11kV | Power Factor | - | 2027 | 0.99315 | Zone Substation | None
Murraylands | Mypolonga 11kV | Power Factor | - | 2027 | 0.96486 | Zone Substation | None
Metro South | Myponga 11kV | Power Factor | - | 2027 | 0.96195 | Zone Substation | None
Eastern Hills | Nairne 11kV | Power Factor | - | 2027 | 0.99814 | Zone Substation | Reverse N-1
South East | Nangwarry 11kV | Power Factor | - | 2027 | 0.97961 | Zone Substation | None
South East | Naracoorte 11kV | Power Factor | - | 2027 | 0.98499 | Zone Substation | None
South East | Naracoorte East 11kV | Power Factor | - | 2027 | 0.91781 | Zone Substation | None
Murraylands | Narrung 11kV | Power Factor | - | 2027 | 0.92981 | Zone Substation | None
Upper North | Neuroodla 33kV | Power Factor | - | 2027 | 0.98875 | Connection Point | None
Metro West | New Osborne 11kV | Power Factor | - | 2027 | 0.95487 | Zone Substation | None
Metro West | New Richmond 11kV | Power Factor | - | 2027 | 0.98368 | Zone Substation | None
Murraylands | Nildottie 11kV | Power Factor | - | 2027 | 0.99518 | Zone Substation | None
Yorke Peninsula | Ninnes 11kV | Power Factor | - | 2027 |  | Zone Substation | None
Metro South | Noarlunga Centre 11kV | Power Factor | - | 2027 | 0.97419 | Zone Substation | None
Metro East | North Adelaide 11kV | Power Factor | - | 2027 | 0.95738 | Zone Substation | None
Metro South | North Unley 11kV | Power Factor | - | 2027 | 0.97712 | Zone Substation | None
Riverland | North West Bend 66kV | Power Factor | - | 2027 | 0.96298 | Connection Point | None
Metro East | Northfield 11kV | Power Factor | - | 2027 | 0.97613 | Zone Substation | N
Metro East | Norwood 11kV | Power Factor | - | 2027 | 0.98692 | Zone Substation | None
Mid North | Nuriootpa 11kV | Power Factor | - | 2027 | 0.98681 | Zone Substation | None
Metro South | Oaklands 11kV | Power Factor | - | 2027 | 0.99369 | Zone Substation | None
Upper North | Orroroo 11kV | Power Factor | - | 2027 | 0.98576 | Zone Substation | None
South East | Padthaway 11kV | Power Factor | - | 2027 | 0.97573 | Zone Substation | None
Murraylands | Palmer 11kV | Power Factor | - | 2027 |  | Zone Substation | None
Metro South | Panorama 11kV | Power Factor | - | 2027 | 0.99757 | Zone Substation | None
Metro North | Parafield Gardens 11kV | Power Factor | - | 2027 | 0.99533 | Zone Substation | None
Metro North | Paralowie 11kV | Power Factor | - | 2027 | 0.98401 | Zone Substation | None
Murraylands | Parilla 11kV | Power Factor | - | 2027 | 0.8782 | Zone Substation | None
Riverland | Paringa 11kV | Power Factor | - | 2027 | 0.99387 | Zone Substation | None
Riverland | Paringa 33kV | Power Factor | - | 2027 | 0.97293 | Zone Substation | None
Yorke Peninsula | Paskeville 11kV | Power Factor | - | 2027 | 0.99636 | Zone Substation | None
Murraylands | Peake 11kV | Power Factor | - | 2027 |  | Zone Substation | None
Murraylands | Pellaring Flat 11kV | Power Factor | - | 2027 |  | Zone Substation | None
Metro North | Penfield 11kV | Power Factor | - | 2027 | 0.95405 | Zone Substation | None
Metro South | Penneshaw 11kV | Power Factor | - | 2027 | 0.99866 | Zone Substation | None
South East | Penola 11kV | Power Factor | - | 2027 | 0.98258 | Zone Substation | None
South East | Penola West 33kV | Power Factor | - | 2027 | 0.95771 | Connection Point | None
Upper North | Peterborough 11kV | Power Factor | - | 2027 | 0.98974 | Zone Substation | None
Eastern Hills | Piccadilly 11kV | Power Factor | - | 2027 | 0.99545 | Zone Substation | None
Murraylands | Pinnaroo 11kV | Power Factor | - | 2027 | 0.96823 | Zone Substation | None
Murraylands | Pinnaroo South 11kV | Power Factor | - | 2027 | 0.932 | Zone Substation | None
Metro South | Plympton 11kV | Power Factor | - | 2027 | 0.9906 | Zone Substation | None
Eyre Peninsula | Point Boston 11kV | Power Factor | - | 2027 | 0.93666 | Zone Substation | None
Eyre Peninsula | Polda 11kV | Power Factor | - | 2027 | 0.99962 | Zone Substation | None
Eyre Peninsula | Poonindie 11kV | Power Factor | - | 2027 | 0.95 | Zone Substation | None
Metro West | Port Adelaide 11kV | Power Factor | - | 2027 | 0.98429 | Zone Substation | None
Metro West | Port Adelaide North 11kV | Power Factor | - | 2027 | 0.9503 | Zone Substation | None
Upper North | Port Augusta 11kV | Power Factor | - | 2027 | 0.98212 | Zone Substation | None
Upper North | Port Augusta West TF1 11kV | Power Factor | - | 2027 | 0.99236 | Zone Substation | None
Upper North | Port Augusta West TF2 11kV | Power Factor | - | 2027 | 0.98767 | Zone Substation | None
Upper North | Port Broughton 11kV | Power Factor | - | 2027 | 0.92 | Zone Substation | None
Yorke Peninsula | Port Clinton 11kV | Power Factor | - | 2027 | 0.97463 | Zone Substation | None
Upper North | Port Germein 11kV | Power Factor | - | 2027 | 0.99845 | Zone Substation | None
Yorke Peninsula | Port Giles 11kV | Power Factor | - | 2027 | 0.95903 | Zone Substation | None
Yorke Peninsula | Port Julia 11kV | Power Factor | - | 2027 | 0.95 | Zone Substation | None
Eyre Peninsula | Port Lincoln City 11kV | Power Factor | - | 2027 | 0.99891 | Zone Substation | None
Eyre Peninsula | Port Lincoln Docks 11kV | Power Factor | - | 2027 | 0.99891 | Zone Substation | None
Eyre Peninsula | Port Lincoln Marina 11kV | Power Factor | - | 2027 | 0.99891 | Zone Substation | None
Eyre Peninsula | Port Lincoln Terminal 33kV | Power Factor | - | 2027 | 0.96003 | Connection Point | None
Metro South | Port Noarlunga 11kV | Power Factor | - | 2027 | 0.99876 | Zone Substation | None
Upper North | Port Pirie Bungama 33kV | Power Factor | - | 2027 | 0.98842 | Connection Point | None
Upper North | Port Pirie South 11kV | Power Factor | - | 2027 | 0.9756 | Zone Substation | None
Metro South | Port Stanvac 11kV | Power Factor | - | 2027 | 0.98472 | Zone Substation | None
Metro South | Port Stanvac TF2 11kV | Power Factor | - | 2027 | 0.84352 | Zone Substation | None
Yorke Peninsula | Port Vincent 11kV | Power Factor | - | 2027 | 0.97997 | Zone Substation | None
Riverland | Portee 11kV | Power Factor | - | 2027 | 0.95 | Zone Substation | N
Metro East | Prospect 11kV | Power Factor | - | 2027 | 0.98002 | Zone Substation | None
Murraylands | Punyelroo 11kV | Power Factor | - | 2027 | 0.988 | Zone Substation | None
Riverland | Pyap 11kV | Power Factor | - | 2027 | 0.98773 | Zone Substation | None
Riverland | Qualco 11kV | Power Factor | - | 2027 | 0.94406 | Zone Substation | N
Metro West | Queenstown 11kV | Power Factor | - | 2027 | 0.98374 | Zone Substation | None
Upper North | Quorn 11kV | Power Factor | - | 2027 | 0.99415 | Zone Substation | None
Riverland | Ramco 11kV | Power Factor | - | 2027 | 0.94537 | Zone Substation | None
Metro South | Rapid Bay 11kV | Power Factor | - | 2027 | 0.99504 | Zone Substation | None
Riverland | Renmark 11kV | Power Factor | - | 2027 | 0.99307 | Zone Substation | None
Mid North | Riverton 11kV | Power Factor | - | 2027 | 0.97576 | Zone Substation | None
South East | Robe 7.6kV | Power Factor | - | 2027 | 0.99995 | Zone Substation | None
Mid North | Robertstown 11kV | Power Factor | - | 2027 | 0.99999 | Zone Substation | None
Riverland | Roonka 11kV | Power Factor | - | 2027 | 0.94633 | Zone Substation | None
Eyre Peninsula | Rudall 11kV | Power Factor | - | 2027 |  | Zone Substation | None
Metro North | Salisbury 11kV | Power Factor | - | 2027 | 0.99849 | Zone Substation | N
Metro South | Salt Cliffs 11kV | Power Factor | - | 2027 |  | Zone Substation | None
Mid North | Sandy Creek 11kV | Power Factor | - | 2027 | 0.97923 | Zone Substation | None
Metro South | Seacombe 11kV | Power Factor | - | 2027 | 0.99294 | Zone Substation | None
Metro South | Seaford 11kV | Power Factor | - | 2027 | 0.99226 | Zone Substation | None
Metro South | Second Valley 11kV | Power Factor | - | 2027 | 0.95 | Zone Substation | None
Metro South | Sheidow Park 11kV | Power Factor | - | 2027 | 0.99443 | Zone Substation | Reverse N-1
Murraylands | Sherlock 11kV | Power Factor | - | 2027 |  | Zone Substation | None
Metro North | Smithfield West 11kV | Power Factor | - | 2027 | 0.99984 | Zone Substation | N-1
South East | Snuggery Rural 33kV | Power Factor | - | 2027 | 0.99407 | Connection Point | None
South East | South End 11kV | Power Factor | - | 2027 | 0.95543 | Zone Substation | Reverse N-1
Mid North | Spalding 11kV | Power Factor | - | 2027 | 0.99988 | Zone Substation | None
Metro South | Square Water Hole 11kV | Power Factor | - | 2027 | 0.97378 | Zone Substation | None
Yorke Peninsula | Stansbury 11kV | Power Factor | - | 2027 | 0.95 | Zone Substation | None
Eastern Hills | Stirling East 11kV | Power Factor | - | 2027 | 0.99568 | Zone Substation | None
Upper North | Stirling North 1 11kV | Power Factor | - | 2027 | 0.88 | Zone Substation | None
Upper North | Stirling North 2 11kV | Power Factor | - | 2027 | 0.98949 | Zone Substation | None
Mid North | Stockwell TF1 11kV | Power Factor | - | 2027 | 0.98873 | Zone Substation | None
Mid North | Stockwell TF2 11kV | Power Factor | - | 2027 | 0.99957 | Zone Substation | None
Eyre Peninsula | Stony Point 11kV | Power Factor | - | 2027 | 0.98387 | Connection Point | None
Eastern Hills | Strathalbyn 11kV | Power Factor | - | 2027 | 0.99931 | Zone Substation | None
Eyre Peninsula | Streaky Bay 11kV | Power Factor | - | 2027 | 0.99975 | Zone Substation | Reverse N-1
Riverland | Swan Reach 11kV | Power Factor | - | 2027 | 0.92705 | Zone Substation | None
Riverland | Swan Reach 33kV | Power Factor | - | 2027 | 0.88949 | Zone Substation | None
Murraylands | Tailem Bend 33kV | Power Factor | - | 2027 | 0.97692 | Connection Point | None
Murraylands | Tailem Bend Town 11kV | Power Factor | - | 2027 | 0.99319 | Zone Substation | None
South East | Tantanoola 11kV | Power Factor | - | 2027 | 0.96047 | Zone Substation | None
Eyre Peninsula | Tarlton 11kV | Power Factor | - | 2027 | 0.91097 | Zone Substation | None
South East | Tarpeena South 11kV | Power Factor | - | 2027 | 0.94927 | Zone Substation | N-1
Metro East | Tea Tree Gully 11kV | Power Factor | - | 2027 | 0.99365 | Zone Substation | None
Murraylands | Teal Flat 11kV | Power Factor | - | 2027 | 0.95 | Zone Substation | None
Upper North | Telowie 11kV | Power Factor | - | 2027 | 0.99744 | Zone Substation | None
Mid North | Templers 33kV | Power Factor | - | 2027 | 0.98171 | Connection Point | None
Metro West | Thebarton 11kV | Power Factor | - | 2027 | 0.96348 | Zone Substation | None
South East | Tintinara 11kV | Power Factor | - | 2027 | 0.99999 | Zone Substation | None
Metro South | Tonsley Park 11kV | Power Factor | - | 2027 | 0.98548 | Zone Substation | None
Eyre Peninsula | Tumby Bay 11kV | Power Factor | - | 2027 | 0.99967 | Zone Substation | None
Metro North | Two Wells 11kV | Power Factor | - | 2027 | 0.98861 | Zone Substation | N-1
Eyre Peninsula | Uley 11kV | Power Factor | - | 2027 | 0.97774 | Zone Substation | None
Eyre Peninsula | Uley South 11kV | Power Factor | - | 2027 | 0.97 | Zone Substation | None
Eastern Hills | Uraidla 11kV | Power Factor | - | 2027 | 0.96198 | Zone Substation | None
Eastern Hills | Uraidla 33kV | Power Factor | - | 2027 | 0.99801 | Zone Substation | None
Eastern Hills | Verdun 11kV | Power Factor | - | 2027 | 0.98108 | Zone Substation | None
Metro South | Victor Harbor 11kV | Power Factor | - | 2027 | 0.99842 | Zone Substation | None
Metro North | Virginia 11kV | Power Factor | - | 2027 | 0.96855 | Zone Substation | None
Riverland | Waikerie 11kV | Power Factor | - | 2027 | 0.98875 | Zone Substation | None
Murraylands | Walker Flat 11kV | Power Factor | - | 2027 | 0.9895 | Zone Substation | None
Yorke Peninsula | Wallaroo 11kV | Power Factor | - | 2027 | 0.9889 | Zone Substation | None
Yorke Peninsula | Warooka 11kV | Power Factor | - | 2027 | 0.99097 | Zone Substation | None
Mid North | Wasleys 11kV | Power Factor | - | 2027 | 0.99989 | Zone Substation | None
Mid North | Waterloo 33kV | Power Factor | - | 2027 | 0.9926 | Connection Point | None
Mid North | Waterloo Town 11kV | Power Factor | - | 2027 | 0.99636 | Zone Substation | None
Murraylands | White Sands 11kV | Power Factor | - | 2027 | 0.91349 | Zone Substation | None
Adelaide Central | Whitmore Square 11kV | Power Factor | - | 2027 | 0.99541 | Zone Substation | None
Eyre Peninsula | Whyalla Central 33kV | Power Factor | - | 2027 | 0.91282 | Connection Point | None
Eyre Peninsula | Whyalla City 11kV | Power Factor | - | 2027 | 0.99123 | Zone Substation | None
Eyre Peninsula | Whyalla North 11kV | Power Factor | - | 2027 | 0.94086 | Zone Substation | None
Eyre Peninsula | Whyalla Stuart 11kV | Power Factor | - | 2027 | 0.9933 | Zone Substation | None
Mid North | Williamstown 11kV | Power Factor | - | 2027 | 0.95 | Zone Substation | None
Mid North | Williamstown South 11kV | Power Factor | - | 2027 | 0.9991 | Zone Substation | None
Metro South | Willunga 11kV | Power Factor | - | 2027 | 0.99372 | Zone Substation | None
Metro South | Willunga 33kV | Power Factor | - | 2027 | 0.98022 | Zone Substation | None
Upper North | Wilmington 11kV | Power Factor | - | 2027 | 0.99973 | Zone Substation | None
Upper North | Wirrabara Forest 11kV | Power Factor | - | 2027 | 0.98973 | Zone Substation | None
Upper North | Wirrabara South 11kV | Power Factor | - | 2027 |  | Zone Substation | None
Metro South | Wirrina Cove 11kV | Power Factor | - | 2027 |  | Zone Substation | None
Upper North | Wongyarra 11kV | Power Factor | - | 2027 |  | Zone Substation | None
Metro East | Woodforde 11kV | Power Factor | - | 2027 | 0.9879 | Zone Substation | None
Murraylands | Woods Point 11kV | Power Factor | - | 2027 | 0.98407 | Zone Substation | None
Eastern Hills | Woodside 11kV | Power Factor | - | 2027 | 0.96646 | Zone Substation | Reverse N-1
Metro West | Woodville 11kV | Power Factor | - | 2027 | 0.97581 | Zone Substation | None
Metro West | Woodville 33kV | Power Factor | - | 2027 |  | Zone Substation | None
Riverland | Woolpunda 11kV | Power Factor | - | 2027 | 0.95334 | Zone Substation | None
Eyre Peninsula | Wudinna 11kV | Power Factor | - | 2027 | 0.99412 | Zone Substation | None
Eyre Peninsula | Wudinna 66kV | Power Factor | - | 2027 | 0.99812 | Connection Point | None
Eyre Peninsula | Yadnarie 66kV | Power Factor | - | 2027 | 0.95776 | Connection Point | None
Metro South | Yankalilla 11kV | Power Factor | - | 2027 | 0.98374 | Zone Substation | None
Metro South | Yankalilla 33kV | Power Factor | - | 2027 | 1 | Zone Substation | None
Metro South | Yankalilla Hill 11kV | Power Factor | - | 2027 |  | Zone Substation | None
Upper North | Yongala 11kV | Power Factor | - | 2027 | 0.99797 | Zone Substation | None
Yorke Peninsula | Yorketown 11kV | Power Factor | - | 2027 | 0.95 | Zone Substation | None
Adelaide Central | ACR 66kV | Power Factor | - | 2028 | 0.98271 | Connection Point | None
Eastern Hills | Aldgate 11kV | Power Factor | - | 2028 | 1 | Zone Substation | None
Metro South | Aldinga 11kV | Power Factor | - | 2028 | 0.99134 | Zone Substation | None
South East | Allendale East 11kV | Power Factor | - | 2028 | 0.93536 | Zone Substation | None
Mid North | Alma 11kV | Power Factor | - | 2028 |  | Zone Substation | None
Metro South | American River 11kV | Power Factor | - | 2028 | 0.99471 | Zone Substation | None
Eastern Hills | Angas Creek 33kV | Power Factor | - | 2028 | 0.97811 | Connection Point | None
Mid North | Angaston 11kV | Power Factor | - | 2028 | 0.9618 | Zone Substation | None
Metro North | Angle Vale 11kV | Power Factor | - | 2028 | 0.98563 | Zone Substation | None
Yorke Peninsula | Ardrossan 11kV | Power Factor | - | 2028 | 0.98429 | Zone Substation | None
Yorke Peninsula | Ardrossan West 33kV | Power Factor | - | 2028 | 0.9923 | Connection Point | None
Eyre Peninsula | Arno Bay 11kV | Power Factor | - | 2028 | 0.92316 | Zone Substation | None
Metro South | Ascot Park 11kV | Power Factor | - | 2028 | 0.99559 | Zone Substation | N
Metro West | Athol Park 11kV | Power Factor | - | 2028 | 0.97758 | Zone Substation | None
Mid North | Auburn 11kV | Power Factor | - | 2028 | 0.96392 | Zone Substation | None
Yorke Peninsula | Balaklava 7.6kV | Power Factor | - | 2028 | 0.99025 | Zone Substation | None
Eastern Hills | Balhannah 33kV | Power Factor | - | 2028 | 0.97122 | Zone Substation | None
Upper North | Baroota 33kV | Power Factor | - | 2028 | 0.99974 | Connection Point | None
Upper North | Baroota Town 11kV | Power Factor | - | 2028 | 0.99251 | Zone Substation | None
Mid North | Barossa South TF1 11kV | Power Factor | - | 2028 | 0.99833 | Zone Substation | None
Mid North | Barossa South TF2 11kV | Power Factor | - | 2028 | 0.91037 | Zone Substation | None
South East | Beachport 11kV | Power Factor | - | 2028 | 0.99569 | Zone Substation | None
Murraylands | Belvedere Road 7.6kV | Power Factor | - | 2028 | 0.97596 | Zone Substation | None
Riverland | Berri 11kV | Power Factor | - | 2028 | 0.98361 | Zone Substation | None
Riverland | Berri 66kV | Power Factor | - | 2028 | 0.97184 | Connection Point | None
Murraylands | Binnies 11kV | Power Factor | - | 2028 | 0.95726 | Zone Substation | None
Eastern Hills | Birdwood 11kV | Power Factor | - | 2028 | 0.99842 | Zone Substation | None
Yorke Peninsula | Black Point 11kV | Power Factor | - | 2028 |  | Zone Substation | None
Metro West | Blackpool 11kV | Power Factor | - | 2028 | 0.99639 | Zone Substation | None
Metro South | Blackwood 11kV | Power Factor | - | 2028 | 0.99456 | Zone Substation | None
South East | Blanche 33kV | Power Factor | - | 2028 | 0.95639 | Connection Point | None
Upper North | Booleroo Centre 11kV | Power Factor | - | 2028 | 0.93 | Zone Substation | None
Eyre Peninsula | Boothby 33kV | Power Factor | - | 2028 | 0.92 | Zone Substation | N-1
Upper North | Booyoolie 11kV | Power Factor | - | 2028 |  | Zone Substation | None
South East | Bordertown 11kV | Power Factor | - | 2028 | 0.97687 | Zone Substation | N-1
Mid North | Brinkworth 33kV | Power Factor | - | 2028 | 0.98843 | Connection Point | None
Mid North | Brinkworth Town 11kV | Power Factor | - | 2028 | 0.99538 | Zone Substation | None
Eastern Hills | Brukunga 11kV | Power Factor | - | 2028 | 0.9992 | Zone Substation | None
Upper North | Bungama Napperby 11kV | Power Factor | - | 2028 | 0.93 | Zone Substation | None
Metro East | Burnside 11kV | Power Factor | - | 2028 | 0.98966 | Zone Substation | None
Mid North | Burra TF2 11kV | Power Factor | - | 2028 | 0.99791 | Zone Substation | None
Riverland | Cadell 11kV | Power Factor | - | 2028 | 0.95539 | Zone Substation | None
Murraylands | Caloote 11kV | Power Factor | - | 2028 | 0.96996 | Zone Substation | None
Upper North | Caltowie 11kV | Power Factor | - | 2028 | 0.93 | Zone Substation | None
Murraylands | Cambrai 11kV | Power Factor | - | 2028 | 0.99849 | Zone Substation | None
Murraylands | Campbell Park 11kV | Power Factor | - | 2028 | 0.97634 | Zone Substation | None
Metro East | Campbelltown 11kV | Power Factor | - | 2028 | 0.99004 | Zone Substation | None
Metro South | Cape Jervis 11kV | Power Factor | - | 2028 | 0.99556 | Zone Substation | None
Metro South | Cape Jervis 33kV | Power Factor | - | 2028 | 0.47522 | Zone Substation | N-1
Eyre Peninsula | Caralue 11kV | Power Factor | - | 2028 | 0.95989 | Zone Substation | None
Metro West | Cavan 11kV | Power Factor | - | 2028 | 0.95821 | Zone Substation | None
Adelaide Central | CBD 33kV | Power Factor | - | 2028 | 0.98321 | Zone Substation | None
Eyre Peninsula | Ceduna 11kV | Power Factor | - | 2028 | 0.98883 | Zone Substation | None
Eastern Hills | Chain of Ponds 11kV | Power Factor | - | 2028 | 0.98069 | Zone Substation | None
Metro West | Cheltenham 11kV | Power Factor | - | 2028 | 0.99698 | Zone Substation | None
Metro West | Cheltenham 33kV | Power Factor | - | 2028 | 0.94995 | Zone Substation | None
Mid North | Clare 11kV | Power Factor | - | 2028 | 0.97982 | Zone Substation | None
Mid North | Clare North 33kV | Power Factor | - | 2028 | 0.98435 | Connection Point | None
Metro South | Clarence Gardens 11kV | Power Factor | - | 2028 | 0.99137 | Zone Substation | None
Metro South | Clarendon 11kV | Power Factor | - | 2028 | 0.95045 | Zone Substation | None
Metro East | Clearview 11kV | Power Factor | - | 2028 | 0.99699 | Zone Substation | N
Eyre Peninsula | Cleve 11kV | Power Factor | - | 2028 | 0.9907 | Zone Substation | None
Eyre Peninsula | Cleve 33kV | Power Factor | - | 2028 | 0.99705 | Zone Substation | N-1
Eyre Peninsula | Coffin Bay 11kV | Power Factor | - | 2028 | 0.99438 | Zone Substation | None
Mid North | Collinsfield 11kV | Power Factor | - | 2028 | 0.99984 | Zone Substation | None
Murraylands | Coomandook 11kV | Power Factor | - | 2028 | 0.98379 | Zone Substation | None
Murraylands | Coonalpyn 11kV | Power Factor | - | 2028 | 0.99591 | Zone Substation | None
South East | Coonawarra 11kV | Power Factor | - | 2028 | 0.94617 | Zone Substation | None
Upper North | Copley Nepabunna 33kV | Power Factor | - | 2028 | 0.99 | Zone Substation | N-1
Riverland | Cordola 11kV | Power Factor | - | 2028 | 0.99319 | Zone Substation | None
Adelaide Central | Coromandel Place 11kV | Power Factor | - | 2028 | 0.98518 | Zone Substation | None
Eyre Peninsula | Cowell 11kV | Power Factor | - | 2028 | 0.99773 | Zone Substation | None
Metro West | Croydon 11kV | Power Factor | - | 2028 | 0.98736 | Zone Substation | None
Metro West | Croydon Park 11kV | Power Factor | - | 2028 | 0.99192 | Zone Substation | None
Upper North | Crystal Brook 11kV | Power Factor | - | 2028 | 0.98922 | Zone Substation | None
Metro South | Cudmore Park 11kV | Power Factor | - | 2028 | 0.96348 | Zone Substation | None
Eyre Peninsula | Cummins 11kV | Power Factor | - | 2028 | 0.99206 | Zone Substation | None
Yorke Peninsula | Curramulka 7.6kV | Power Factor | - | 2028 |  | Zone Substation | None
Yorke Peninsula | Curramulka South 11kV | Power Factor | - | 2028 |  | Zone Substation | None
Yorke Peninsula | Dalrymple 33kV | Power Factor | - | 2028 | 0.99756 | Connection Point | None
Eyre Peninsula | Darke Peak 11kV | Power Factor | - | 2028 | 0.89253 | Zone Substation | None
Upper North | Davenport West 33kV | Power Factor | - | 2028 | 0.98105 | Connection Point | None
Eastern Hills | Deloraine 11kV | Power Factor | - | 2028 | 0.99858 | Zone Substation | None
Metro North | Direk 11kV | Power Factor | - | 2028 | 0.98506 | Zone Substation | None
Mid North | Dorrien 33kV | Power Factor | - | 2028 | 0.95198 | Connection Point | None
Mid North | Dorrien TF4 11kV | Power Factor | - | 2028 | 0.96447 | Zone Substation | None
Mid North | Dorrien TF5 11kV | Power Factor | - | 2028 | 0.95015 | Zone Substation | None
Yorke Peninsula | Dowlingville 11kV | Power Factor | - | 2028 | 1 | Zone Substation | None
Adelaide Central | East Terrace 11kV | Power Factor | - | 2028 | 0.97679 | Zone Substation | None
Metro North | Edinburgh 11kV | Power Factor | - | 2028 | 0.99331 | Zone Substation | None
Yorke Peninsula | Edithburgh 11kV | Power Factor | - | 2028 | 0.98949 | Zone Substation | None
Metro North | Elizabeth Downs 11kV | Power Factor | - | 2028 | 0.99272 | Zone Substation | None
Metro North | Elizabeth Heights 11kV | Power Factor | - | 2028 | 0.99577 | Zone Substation | None
Metro North | Elizabeth South 11kV | Power Factor | - | 2028 | 0.99184 | Zone Substation | None
Mid North | Eudunda 11kV | Power Factor | - | 2028 | 0.98554 | Zone Substation | None
Metro North | Evanston 11kV | Power Factor | - | 2028 | 0.99204 | Zone Substation | N-1
Metro North | Evanston 33kV | Power Factor | - | 2028 |  | Zone Substation | None
Metro West | Findon 11kV | Power Factor | - | 2028 | 0.99524 | Zone Substation | None
Metro West | Flinders Park 11kV | Power Factor | - | 2028 | 0.98931 | Zone Substation | None
Mid North | Florieton SWER 19kV | Power Factor | - | 2028 | 0.57976 | Connection Point | None
Eastern Hills | Forreston 11kV | Power Factor | - | 2028 | 0.95293 | Zone Substation | None
Mid North | Freeling 11kV | Power Factor | - | 2028 | 1 | Zone Substation | None
Mid North | Freeling North 11kV | Power Factor | - | 2028 | 0.98548 | Zone Substation | None
Metro West | Fulham Gardens 11kV | Power Factor | - | 2028 | 0.98613 | Zone Substation | None
Upper North | Fullerville 11kV | Power Factor | - | 2028 |  | Zone Substation | None
Mid North | Gawler Belt TF1 11kV | Power Factor | - | 2028 | 0.96587 | Zone Substation | None
Mid North | Gawler Belt TF2 11kV | Power Factor | - | 2028 | 0.98492 | Zone Substation | None
Mid North | Georgetown 11kV | Power Factor | - | 2028 | 0.99306 | Zone Substation | None
Murraylands | Geranium 11kV | Power Factor | - | 2028 | 0.94606 | Zone Substation | None
Upper North | Gladstone 11kV | Power Factor | - | 2028 | 0.98462 | Zone Substation | None
Metro West | Glanville 11kV | Power Factor | - | 2028 | 0.9969 | Zone Substation | None
South East | Glencoe 11kV | Power Factor | - | 2028 | 0.94326 | Zone Substation | None
Metro South | Glenelg North 11kV | Power Factor | - | 2028 | 0.98523 | Zone Substation | None
Riverland | Glossop 11kV | Power Factor | - | 2028 | 0.94592 | Zone Substation | None
Metro East | Golden Grove 11kV | Power Factor | - | 2028 | 0.98933 | Zone Substation | None
Mid North | Gomersal North 11kV | Power Factor | - | 2028 | 0.97698 | Zone Substation | None
Metro South | Goolwa 11kV | Power Factor | - | 2028 | 0.99351 | Zone Substation | None
Mid North | Gulnare 11kV | Power Factor | - | 2028 |  | Zone Substation | None
Eastern Hills | Gumeracha 11kV | Power Factor | - | 2028 |  | Zone Substation | None
Eastern Hills | Gumeracha Weir 11kV | Power Factor | - | 2028 | 0.99016 | Zone Substation | None
Eastern Hills | Gumhaven 11kV | Power Factor | - | 2028 |  | Zone Substation | None
Metro South | Hackham 11kV | Power Factor | - | 2028 | 0.99847 | Zone Substation | N-1
Eastern Hills | Hahndorf 11kV | Power Factor | - | 2028 | 0.98536 | Zone Substation | None
Mid North | Halbury 11kV | Power Factor | - | 2028 | 0.9998 | Zone Substation | None
Mid North | Hamley Bridge 11kV | Power Factor | - | 2028 | 0.99109 | Zone Substation | None
Metro South | Happy Valley 11kV | Power Factor | - | 2028 | 0.99283 | Zone Substation | None
Metro East | Harrow 11kV | Power Factor | - | 2028 | 0.98607 | Zone Substation | None
South East | Hatherleigh 11kV | Power Factor | - | 2028 |  | Zone Substation | None
Upper North | Hawker 11kV | Power Factor | - | 2028 | 0.98681 | Zone Substation | None
Metro South | Hay Flat 11kV | Power Factor | - | 2028 |  | Zone Substation | None
Metro West | Henley South 11kV | Power Factor | - | 2028 | 0.98776 | Zone Substation | None
Eastern Hills | Hermitage 11kV | Power Factor | - | 2028 | 0.99864 | Zone Substation | None
Metro East | Hillcrest 11kV | Power Factor | - | 2028 | 0.99065 | Zone Substation | None
Adelaide Central | Hindley Street 11kV | Power Factor | - | 2028 | 0.9894 | Zone Substation | None
Metro East | Holden Hill 11kV | Power Factor | - | 2028 | 0.9846 | Zone Substation | None
Metro East | Hope Valley 11kV | Power Factor | - | 2028 | 0.98359 | Zone Substation | None
Eastern Hills | Houghton 7.6kV | Power Factor | - | 2028 | 0.95802 | Zone Substation | None
Mid North | Hoyleton 11kV | Power Factor | - | 2028 | 0.99827 | Zone Substation | None
Yorke Peninsula | Hummocks 33kV | Power Factor | - | 2028 | 0.98562 | Connection Point | None
Metro East | Ingle Farm 11kV | Power Factor | - | 2028 | 0.99136 | Zone Substation | None
South East | Inverness 11kV | Power Factor | - | 2028 | 0.86281 | Zone Substation | None
Murraylands | Jabuk 11kV | Power Factor | - | 2028 |  | Zone Substation | None
Yorke Peninsula | James Well 11kV | Power Factor | - | 2028 |  | Zone Substation | None
Upper North | Jamestown 11kV | Power Factor | - | 2028 | 0.98038 | Zone Substation | Reverse N-1
Murraylands | Jervois 11kV | Power Factor | - | 2028 | 0.92407 | Zone Substation | None
Yorke Peninsula | Kadina 11kV | Power Factor | - | 2028 | 0.98491 | Zone Substation | None
Yorke Peninsula | Kadina East 33kV | Power Factor | - | 2028 | 0.97834 | Connection Point | None
South East | Kalangadoo 11kV | Power Factor | - | 2028 |  | Zone Substation | None
South East | Kalangadoo West 11kV | Power Factor | - | 2028 | 0.96073 | Zone Substation | None
Eastern Hills | Kanmantoo Copper Mine 11kV | Power Factor | - | 2028 | 0.99159 | Connection Point | None
Mid North | Kapunda TF1 11kV | Power Factor | - | 2028 | 0.96016 | Zone Substation | None
Mid North | Kapunda TF2 11kV | Power Factor | - | 2028 | 0.99923 | Zone Substation | None
Murraylands | Karoonda 11kV | Power Factor | - | 2028 | 0.99133 | Zone Substation | Reverse N
South East | Keith 11kV | Power Factor | - | 2028 | 0.93942 | Zone Substation | None
South East | Keith 33kV | Power Factor | - | 2028 | 0.96935 | Connection Point | None
Metro East | Kent Town 11kV | Power Factor | - | 2028 | 0.96705 | Zone Substation | None
Eastern Hills | Kersbrook 11kV | Power Factor | - | 2028 | 0.99348 | Zone Substation | None
Metro South | Keswick 11kV | Power Factor | - | 2028 | 0.95006 | Zone Substation | None
Murraylands | Ki Ki 11kV | Power Factor | - | 2028 |  | Zone Substation | None
Metro West | Kilburn 11kV | Power Factor | - | 2028 | 0.91099 | Zone Substation | None
Metro East | Kilburn South 11kV | Power Factor | - | 2028 | 0.98757 | Zone Substation | None
Metro West | Kilkenny 11kV | Power Factor | - | 2028 | 0.95293 | Zone Substation | None
South East | Kincraig 33kV | Power Factor | - | 2028 | 0.98348 | Connection Point | None
Metro South | Kingscote 11kV | Power Factor | - | 2028 | 0.96521 | Zone Substation | None
South East | Kingston SE 11kV | Power Factor | - | 2028 | 0.99961 | Zone Substation | None
Metro South | Kingswood 11kV | Power Factor | - | 2028 | 0.98396 | Zone Substation | None
South East | Kongorong 11kV | Power Factor | - | 2028 | 0.9739 | Zone Substation | None
South East | Kumorna 11kV | Power Factor | - | 2028 | 0.88748 | Zone Substation | None
Mid North | Kybunga 11kV | Power Factor | - | 2028 | 0.96373 | Zone Substation | None
Murraylands | Lameroo 11kV | Power Factor | - | 2028 | 0.98988 | Zone Substation | None
Eastern Hills | Langhorne Creek 11kV | Power Factor | - | 2028 | 0.93572 | Zone Substation | None
Metro West | Largs North 11kV | Power Factor | - | 2028 | 0.99185 | Zone Substation | None
Metro West | Lefevre 11kV | Power Factor | - | 2028 | 0.97372 | Zone Substation | None
Upper North | Leigh Creek South 33kV | Power Factor | - | 2028 | 0.99459 | Connection Point | None
Metro East | Linden Park 11kV | Power Factor | - | 2028 | 0.98421 | Zone Substation | None
Eyre Peninsula | Little Swamp 11kV | Power Factor | - | 2028 | 0.99699 | Zone Substation | None
Eastern Hills | Lobethal 11kV | Power Factor | - | 2028 | 0.96132 | Zone Substation | None
Eyre Peninsula | Lock 11kV | Power Factor | - | 2028 | 0.94497 | Zone Substation | None
Riverland | Loveday 11kV | Power Factor | - | 2028 | 0.94997 | Zone Substation | None
Metro South | Lower Mitcham 11kV | Power Factor | - | 2028 | 0.99247 | Zone Substation | None
Riverland | Loxton 11kV | Power Factor | - | 2028 | 0.95851 | Zone Substation | None
South East | Lucindale 11kV | Power Factor | - | 2028 | 0.98633 | Zone Substation | None
Mid North | Lyndoch 11kV | Power Factor | - | 2028 | 0.97068 | Zone Substation | None
Mid North | Lyndoch South 7.6kV | Power Factor | - | 2028 | 0.96929 | Zone Substation | None
Riverland | Lyrup 11kV | Power Factor | - | 2028 | 0.98882 | Zone Substation | None
Metro South | MacGillivray 11kV | Power Factor | - | 2028 | 0.99705 | Zone Substation | None
Yorke Peninsula | Maitland 11kV | Power Factor | - | 2028 | 0.99634 | Zone Substation | None
Mid North | Mallala 11kV | Power Factor | - | 2028 | 0.97689 | Zone Substation | None
Murraylands | Mannum 33kV | Power Factor | - | 2028 | 0.99209 | Connection Point | None
Murraylands | Mannum Town 7.6kV | Power Factor | - | 2028 | 0.98689 | Zone Substation | None
Yorke Peninsula | Marion Bay 11kV | Power Factor | - | 2028 | 0.99793 | Zone Substation | None
Mid North | Marrabel 11kV | Power Factor | - | 2028 | 0.99965 | Zone Substation | None
Metro South | McLaren Flat TF1 11kV | Power Factor | - | 2028 | 0.96905 | Zone Substation | None
Metro South | McLaren Flat TF2 11kV | Power Factor | - | 2028 | 0.95774 | Zone Substation | None
Metro South | McLaren Vale 11kV | Power Factor | - | 2028 | 0.95 | Zone Substation | None
Metro South | McLaren Vale Vineyard 11kV | Power Factor | - | 2028 |  | Zone Substation | None
Eastern Hills | Meadows 11kV | Power Factor | - | 2028 | 0.97272 | Zone Substation | Reverse N-1
Upper North | Melrose 11kV | Power Factor | - | 2028 | 0.95 | Zone Substation | None
Murraylands | Meningie 11kV | Power Factor | - | 2028 | 0.98238 | Zone Substation | None
Metro East | Metro East 66kV | Power Factor | - | 2028 | 0.96285 | Connection Point | None
Metro North | Metro North 66kV | Power Factor | - | 2028 | 0.99881 | Connection Point | None
Metro South | Metro South 66kV | Power Factor | - | 2028 | 0.98575 | Connection Point | None
Metro West | Metro West 66kV | Power Factor | - | 2028 | 0.9971 | Connection Point | None
Eastern Hills | Milang 11kV | Power Factor | - | 2028 | 0.96795 | Zone Substation | None
South East | Millicent 11kV | Power Factor | - | 2028 | 0.97211 | Zone Substation | None
Yorke Peninsula | Minlaton 11kV | Power Factor | - | 2028 | 0.95 | Zone Substation | None
Murraylands | Mobilong 33kV | Power Factor | - | 2028 | 0.96733 | Connection Point | None
Murraylands | Monarto Central 11kV | Power Factor | - | 2028 | 0.98014 | Zone Substation | None
Murraylands | Monarto South 11kV | Power Factor | - | 2028 | 0.9669 | Zone Substation | None
Yorke Peninsula | Moonta 11kV | Power Factor | - | 2028 | 0.99218 | Zone Substation | N-1
Eyre Peninsula | Moorkitabie 11kV | Power Factor | - | 2028 | 0.99428 | Zone Substation | None
Riverland | Morgan 11kV | Power Factor | - | 2028 | 0.99034 | Zone Substation | N
Metro South | Morphett Vale East 11kV | Power Factor | - | 2028 | 0.99649 | Zone Substation | None
Metro South | Morphettville 11kV | Power Factor | - | 2028 | 0.99249 | Zone Substation | None
Eastern Hills | Mount Barker 11kV | Power Factor | - | 2028 | 0.99875 | Zone Substation | None
Eastern Hills | Mount Barker 66kV | Power Factor | - | 2028 | 0.97825 | Connection Point | None
South East | Mount Burr 11kV | Power Factor | - | 2028 |  | Zone Substation | None
South East | Mount Gambier 11kV | Power Factor | - | 2028 | 0.99159 | Zone Substation | None
South East | Mount Gambier 33kV | Power Factor | - | 2028 | 0.95692 | Connection Point | None
South East | Mount Gambier North 11kV | Power Factor | - | 2028 | 0.97112 | Zone Substation | N-1
South East | Mount Gambier West 11kV | Power Factor | - | 2028 | 0.998 | Zone Substation | None
Upper North | Mount Gunson 33kV | Power Factor | - | 2028 | 0.82935 | Connection Point | None
Eastern Hills | Mount Pleasant 11kV | Power Factor | - | 2028 | 0.99805 | Zone Substation | None
South East | Mount Schank 11kV | Power Factor | - | 2028 | 0.89815 | Zone Substation | None
Murraylands | Murray Bridge North 11kV | Power Factor | - | 2028 | 0.97701 | Zone Substation | None
Murraylands | Murray Bridge South 11kV | Power Factor | - | 2028 | 0.99268 | Zone Substation | None
Eastern Hills | Mylor 11kV | Power Factor | - | 2028 | 0.99315 | Zone Substation | None
Murraylands | Mypolonga 11kV | Power Factor | - | 2028 | 0.96486 | Zone Substation | None
Metro South | Myponga 11kV | Power Factor | - | 2028 | 0.96195 | Zone Substation | None
Eastern Hills | Nairne 11kV | Power Factor | - | 2028 | 0.99814 | Zone Substation | Reverse N-1
South East | Nangwarry 11kV | Power Factor | - | 2028 | 0.97961 | Zone Substation | None
South East | Naracoorte 11kV | Power Factor | - | 2028 | 0.98499 | Zone Substation | None
South East | Naracoorte East 11kV | Power Factor | - | 2028 | 0.91781 | Zone Substation | None
Murraylands | Narrung 11kV | Power Factor | - | 2028 | 0.92981 | Zone Substation | None
Upper North | Neuroodla 33kV | Power Factor | - | 2028 | 0.98875 | Connection Point | None
Metro West | New Osborne 11kV | Power Factor | - | 2028 | 0.95487 | Zone Substation | None
Metro West | New Richmond 11kV | Power Factor | - | 2028 | 0.98368 | Zone Substation | None
Murraylands | Nildottie 11kV | Power Factor | - | 2028 | 0.99518 | Zone Substation | None
Yorke Peninsula | Ninnes 11kV | Power Factor | - | 2028 |  | Zone Substation | None
Metro South | Noarlunga Centre 11kV | Power Factor | - | 2028 | 0.97419 | Zone Substation | None
Metro East | North Adelaide 11kV | Power Factor | - | 2028 | 0.95738 | Zone Substation | None
Metro South | North Unley 11kV | Power Factor | - | 2028 | 0.97712 | Zone Substation | None
Riverland | North West Bend 66kV | Power Factor | - | 2028 | 0.96298 | Connection Point | None
Metro East | Northfield 11kV | Power Factor | - | 2028 | 0.97613 | Zone Substation | N
Metro East | Norwood 11kV | Power Factor | - | 2028 | 0.98692 | Zone Substation | None
Mid North | Nuriootpa 11kV | Power Factor | - | 2028 | 0.98681 | Zone Substation | None
Metro South | Oaklands 11kV | Power Factor | - | 2028 | 0.99369 | Zone Substation | None
Upper North | Orroroo 11kV | Power Factor | - | 2028 | 0.98576 | Zone Substation | None
South East | Padthaway 11kV | Power Factor | - | 2028 | 0.97573 | Zone Substation | None
Murraylands | Palmer 11kV | Power Factor | - | 2028 |  | Zone Substation | None
Metro South | Panorama 11kV | Power Factor | - | 2028 | 0.99757 | Zone Substation | None
Metro North | Parafield Gardens 11kV | Power Factor | - | 2028 | 0.99533 | Zone Substation | None
Metro North | Paralowie 11kV | Power Factor | - | 2028 | 0.98401 | Zone Substation | None
Murraylands | Parilla 11kV | Power Factor | - | 2028 | 0.8782 | Zone Substation | None
Riverland | Paringa 11kV | Power Factor | - | 2028 | 0.99387 | Zone Substation | None
Riverland | Paringa 33kV | Power Factor | - | 2028 | 0.97293 | Zone Substation | None
Yorke Peninsula | Paskeville 11kV | Power Factor | - | 2028 | 0.99636 | Zone Substation | None
Murraylands | Peake 11kV | Power Factor | - | 2028 |  | Zone Substation | None
Murraylands | Pellaring Flat 11kV | Power Factor | - | 2028 |  | Zone Substation | None
Metro North | Penfield 11kV | Power Factor | - | 2028 | 0.95405 | Zone Substation | None
Metro South | Penneshaw 11kV | Power Factor | - | 2028 | 0.99866 | Zone Substation | None
South East | Penola 11kV | Power Factor | - | 2028 | 0.98258 | Zone Substation | None
South East | Penola West 33kV | Power Factor | - | 2028 | 0.95771 | Connection Point | None
Upper North | Peterborough 11kV | Power Factor | - | 2028 | 0.98974 | Zone Substation | None
Eastern Hills | Piccadilly 11kV | Power Factor | - | 2028 | 0.99545 | Zone Substation | None
Murraylands | Pinnaroo 11kV | Power Factor | - | 2028 | 0.96823 | Zone Substation | None
Murraylands | Pinnaroo South 11kV | Power Factor | - | 2028 | 0.932 | Zone Substation | None
Metro South | Plympton 11kV | Power Factor | - | 2028 | 0.9906 | Zone Substation | None
Eyre Peninsula | Point Boston 11kV | Power Factor | - | 2028 | 0.93666 | Zone Substation | None
Eyre Peninsula | Polda 11kV | Power Factor | - | 2028 | 0.99962 | Zone Substation | None
Eyre Peninsula | Poonindie 11kV | Power Factor | - | 2028 | 0.95 | Zone Substation | None
Metro West | Port Adelaide 11kV | Power Factor | - | 2028 | 0.98429 | Zone Substation | None
Metro West | Port Adelaide North 11kV | Power Factor | - | 2028 | 0.9503 | Zone Substation | None
Upper North | Port Augusta 11kV | Power Factor | - | 2028 | 0.98212 | Zone Substation | None
Upper North | Port Augusta West TF1 11kV | Power Factor | - | 2028 | 0.99236 | Zone Substation | None
Upper North | Port Augusta West TF2 11kV | Power Factor | - | 2028 | 0.98767 | Zone Substation | None
Upper North | Port Broughton 11kV | Power Factor | - | 2028 | 0.92 | Zone Substation | None
Yorke Peninsula | Port Clinton 11kV | Power Factor | - | 2028 | 0.97463 | Zone Substation | None
Upper North | Port Germein 11kV | Power Factor | - | 2028 | 0.99845 | Zone Substation | None
Yorke Peninsula | Port Giles 11kV | Power Factor | - | 2028 | 0.95903 | Zone Substation | None
Yorke Peninsula | Port Julia 11kV | Power Factor | - | 2028 | 0.95 | Zone Substation | None
Eyre Peninsula | Port Lincoln City 11kV | Power Factor | - | 2028 | 0.99891 | Zone Substation | None
Eyre Peninsula | Port Lincoln Docks 11kV | Power Factor | - | 2028 | 0.99891 | Zone Substation | None
Eyre Peninsula | Port Lincoln Marina 11kV | Power Factor | - | 2028 | 0.99891 | Zone Substation | None
Eyre Peninsula | Port Lincoln Terminal 33kV | Power Factor | - | 2028 | 0.96003 | Connection Point | None
Metro South | Port Noarlunga 11kV | Power Factor | - | 2028 | 0.99876 | Zone Substation | None
Upper North | Port Pirie Bungama 33kV | Power Factor | - | 2028 | 0.98842 | Connection Point | None
Upper North | Port Pirie South 11kV | Power Factor | - | 2028 | 0.9756 | Zone Substation | None
Metro South | Port Stanvac 11kV | Power Factor | - | 2028 | 0.98472 | Zone Substation | None
Metro South | Port Stanvac TF2 11kV | Power Factor | - | 2028 | 0.84352 | Zone Substation | None
Yorke Peninsula | Port Vincent 11kV | Power Factor | - | 2028 | 0.97997 | Zone Substation | None
Riverland | Portee 11kV | Power Factor | - | 2028 | 0.95 | Zone Substation | N
Metro East | Prospect 11kV | Power Factor | - | 2028 | 0.98002 | Zone Substation | None
Murraylands | Punyelroo 11kV | Power Factor | - | 2028 | 0.988 | Zone Substation | None
Riverland | Pyap 11kV | Power Factor | - | 2028 | 0.98773 | Zone Substation | None
Riverland | Qualco 11kV | Power Factor | - | 2028 | 0.94406 | Zone Substation | N
Metro West | Queenstown 11kV | Power Factor | - | 2028 | 0.98374 | Zone Substation | None
Upper North | Quorn 11kV | Power Factor | - | 2028 | 0.99415 | Zone Substation | None
Riverland | Ramco 11kV | Power Factor | - | 2028 | 0.94537 | Zone Substation | None
Metro South | Rapid Bay 11kV | Power Factor | - | 2028 | 0.99504 | Zone Substation | None
Riverland | Renmark 11kV | Power Factor | - | 2028 | 0.99307 | Zone Substation | None
Mid North | Riverton 11kV | Power Factor | - | 2028 | 0.97576 | Zone Substation | None
South East | Robe 7.6kV | Power Factor | - | 2028 | 0.99995 | Zone Substation | None
Mid North | Robertstown 11kV | Power Factor | - | 2028 | 0.99999 | Zone Substation | None
Riverland | Roonka 11kV | Power Factor | - | 2028 | 0.94633 | Zone Substation | None
Eyre Peninsula | Rudall 11kV | Power Factor | - | 2028 |  | Zone Substation | None
Metro North | Salisbury 11kV | Power Factor | - | 2028 | 0.99849 | Zone Substation | N
Metro South | Salt Cliffs 11kV | Power Factor | - | 2028 |  | Zone Substation | None
Mid North | Sandy Creek 11kV | Power Factor | - | 2028 | 0.97923 | Zone Substation | None
Metro South | Seacombe 11kV | Power Factor | - | 2028 | 0.99294 | Zone Substation | None
Metro South | Seaford 11kV | Power Factor | - | 2028 | 0.99226 | Zone Substation | None
Metro South | Second Valley 11kV | Power Factor | - | 2028 | 0.95 | Zone Substation | None
Metro South | Sheidow Park 11kV | Power Factor | - | 2028 | 0.99443 | Zone Substation | Reverse N-1
Murraylands | Sherlock 11kV | Power Factor | - | 2028 |  | Zone Substation | None
Metro North | Smithfield West 11kV | Power Factor | - | 2028 | 0.99984 | Zone Substation | N-1
South East | Snuggery Rural 33kV | Power Factor | - | 2028 | 0.99407 | Connection Point | None
South East | South End 11kV | Power Factor | - | 2028 | 0.95543 | Zone Substation | Reverse N-1
Mid North | Spalding 11kV | Power Factor | - | 2028 | 0.99988 | Zone Substation | None
Metro South | Square Water Hole 11kV | Power Factor | - | 2028 | 0.97378 | Zone Substation | None
Yorke Peninsula | Stansbury 11kV | Power Factor | - | 2028 | 0.95 | Zone Substation | None
Eastern Hills | Stirling East 11kV | Power Factor | - | 2028 | 0.99568 | Zone Substation | None
Upper North | Stirling North 1 11kV | Power Factor | - | 2028 | 0.88 | Zone Substation | None
Upper North | Stirling North 2 11kV | Power Factor | - | 2028 | 0.98949 | Zone Substation | None
Mid North | Stockwell TF1 11kV | Power Factor | - | 2028 | 0.98873 | Zone Substation | None
Mid North | Stockwell TF2 11kV | Power Factor | - | 2028 | 0.99957 | Zone Substation | None
Eyre Peninsula | Stony Point 11kV | Power Factor | - | 2028 | 0.98387 | Connection Point | None
Eastern Hills | Strathalbyn 11kV | Power Factor | - | 2028 | 0.99931 | Zone Substation | None
Eyre Peninsula | Streaky Bay 11kV | Power Factor | - | 2028 | 0.99975 | Zone Substation | Reverse N-1
Riverland | Swan Reach 11kV | Power Factor | - | 2028 | 0.92705 | Zone Substation | None
Riverland | Swan Reach 33kV | Power Factor | - | 2028 | 0.88949 | Zone Substation | None
Murraylands | Tailem Bend 33kV | Power Factor | - | 2028 | 0.97692 | Connection Point | None
Murraylands | Tailem Bend Town 11kV | Power Factor | - | 2028 | 0.99319 | Zone Substation | None
South East | Tantanoola 11kV | Power Factor | - | 2028 | 0.96047 | Zone Substation | None
Eyre Peninsula | Tarlton 11kV | Power Factor | - | 2028 | 0.91097 | Zone Substation | None
South East | Tarpeena South 11kV | Power Factor | - | 2028 | 0.94927 | Zone Substation | N-1
Metro East | Tea Tree Gully 11kV | Power Factor | - | 2028 | 0.99365 | Zone Substation | None
Murraylands | Teal Flat 11kV | Power Factor | - | 2028 | 0.95 | Zone Substation | None
Upper North | Telowie 11kV | Power Factor | - | 2028 | 0.99744 | Zone Substation | None
Mid North | Templers 33kV | Power Factor | - | 2028 | 0.98171 | Connection Point | None
Metro West | Thebarton 11kV | Power Factor | - | 2028 | 0.96348 | Zone Substation | None
South East | Tintinara 11kV | Power Factor | - | 2028 | 0.99999 | Zone Substation | None
Metro South | Tonsley Park 11kV | Power Factor | - | 2028 | 0.98548 | Zone Substation | None
Eyre Peninsula | Tumby Bay 11kV | Power Factor | - | 2028 | 0.99967 | Zone Substation | None
Metro North | Two Wells 11kV | Power Factor | - | 2028 | 0.98861 | Zone Substation | N-1
Eyre Peninsula | Uley 11kV | Power Factor | - | 2028 | 0.97774 | Zone Substation | None
Eyre Peninsula | Uley South 11kV | Power Factor | - | 2028 | 0.97 | Zone Substation | None
Eastern Hills | Uraidla 11kV | Power Factor | - | 2028 | 0.96198 | Zone Substation | None
Eastern Hills | Uraidla 33kV | Power Factor | - | 2028 | 0.99801 | Zone Substation | None
Eastern Hills | Verdun 11kV | Power Factor | - | 2028 | 0.98108 | Zone Substation | None
Metro South | Victor Harbor 11kV | Power Factor | - | 2028 | 0.99842 | Zone Substation | None
Metro North | Virginia 11kV | Power Factor | - | 2028 | 0.96855 | Zone Substation | None
Riverland | Waikerie 11kV | Power Factor | - | 2028 | 0.98875 | Zone Substation | None
Murraylands | Walker Flat 11kV | Power Factor | - | 2028 | 0.9895 | Zone Substation | None
Yorke Peninsula | Wallaroo 11kV | Power Factor | - | 2028 | 0.9889 | Zone Substation | None
Yorke Peninsula | Warooka 11kV | Power Factor | - | 2028 | 0.99097 | Zone Substation | None
Mid North | Wasleys 11kV | Power Factor | - | 2028 | 0.99989 | Zone Substation | None
Mid North | Waterloo 33kV | Power Factor | - | 2028 | 0.9926 | Connection Point | None
Mid North | Waterloo Town 11kV | Power Factor | - | 2028 | 0.99636 | Zone Substation | None
Murraylands | White Sands 11kV | Power Factor | - | 2028 | 0.91349 | Zone Substation | None
Adelaide Central | Whitmore Square 11kV | Power Factor | - | 2028 | 0.99541 | Zone Substation | None
Eyre Peninsula | Whyalla Central 33kV | Power Factor | - | 2028 | 0.91282 | Connection Point | None
Eyre Peninsula | Whyalla City 11kV | Power Factor | - | 2028 | 0.99123 | Zone Substation | None
Eyre Peninsula | Whyalla North 11kV | Power Factor | - | 2028 | 0.94086 | Zone Substation | None
Eyre Peninsula | Whyalla Stuart 11kV | Power Factor | - | 2028 | 0.9933 | Zone Substation | None
Mid North | Williamstown 11kV | Power Factor | - | 2028 | 0.95 | Zone Substation | None
Mid North | Williamstown South 11kV | Power Factor | - | 2028 | 0.9991 | Zone Substation | None
Metro South | Willunga 11kV | Power Factor | - | 2028 | 0.99372 | Zone Substation | None
Metro South | Willunga 33kV | Power Factor | - | 2028 | 0.98022 | Zone Substation | None
Upper North | Wilmington 11kV | Power Factor | - | 2028 | 0.99973 | Zone Substation | None
Upper North | Wirrabara Forest 11kV | Power Factor | - | 2028 | 0.98973 | Zone Substation | None
Upper North | Wirrabara South 11kV | Power Factor | - | 2028 |  | Zone Substation | None
Metro South | Wirrina Cove 11kV | Power Factor | - | 2028 |  | Zone Substation | None
Upper North | Wongyarra 11kV | Power Factor | - | 2028 |  | Zone Substation | None
Metro East | Woodforde 11kV | Power Factor | - | 2028 | 0.9879 | Zone Substation | None
Murraylands | Woods Point 11kV | Power Factor | - | 2028 | 0.98407 | Zone Substation | None
Eastern Hills | Woodside 11kV | Power Factor | - | 2028 | 0.96646 | Zone Substation | Reverse N-1
Metro West | Woodville 11kV | Power Factor | - | 2028 | 0.97581 | Zone Substation | None
Metro West | Woodville 33kV | Power Factor | - | 2028 |  | Zone Substation | None
Riverland | Woolpunda 11kV | Power Factor | - | 2028 | 0.95334 | Zone Substation | None
Eyre Peninsula | Wudinna 11kV | Power Factor | - | 2028 | 0.99412 | Zone Substation | None
Eyre Peninsula | Wudinna 66kV | Power Factor | - | 2028 | 0.99812 | Connection Point | None
Eyre Peninsula | Yadnarie 66kV | Power Factor | - | 2028 | 0.95776 | Connection Point | None
Metro South | Yankalilla 11kV | Power Factor | - | 2028 | 0.98374 | Zone Substation | None
Metro South | Yankalilla 33kV | Power Factor | - | 2028 | 1 | Zone Substation | None
Metro South | Yankalilla Hill 11kV | Power Factor | - | 2028 |  | Zone Substation | None
Upper North | Yongala 11kV | Power Factor | - | 2028 | 0.99797 | Zone Substation | None
Yorke Peninsula | Yorketown 11kV | Power Factor | - | 2028 | 0.95 | Zone Substation | None
Adelaide Central | ACR 66kV | Power Factor | - | 2029 | 0.98271 | Connection Point | None
Eastern Hills | Aldgate 11kV | Power Factor | - | 2029 | 1 | Zone Substation | None
Metro South | Aldinga 11kV | Power Factor | - | 2029 | 0.99134 | Zone Substation | None
South East | Allendale East 11kV | Power Factor | - | 2029 | 0.93536 | Zone Substation | None
Mid North | Alma 11kV | Power Factor | - | 2029 |  | Zone Substation | None
Metro South | American River 11kV | Power Factor | - | 2029 | 0.99471 | Zone Substation | None
Eastern Hills | Angas Creek 33kV | Power Factor | - | 2029 | 0.97811 | Connection Point | None
Mid North | Angaston 11kV | Power Factor | - | 2029 | 0.9618 | Zone Substation | None
Metro North | Angle Vale 11kV | Power Factor | - | 2029 | 0.98563 | Zone Substation | None
Yorke Peninsula | Ardrossan 11kV | Power Factor | - | 2029 | 0.98429 | Zone Substation | None
Yorke Peninsula | Ardrossan West 33kV | Power Factor | - | 2029 | 0.9923 | Connection Point | None
Eyre Peninsula | Arno Bay 11kV | Power Factor | - | 2029 | 0.92316 | Zone Substation | None
Metro South | Ascot Park 11kV | Power Factor | - | 2029 | 0.99559 | Zone Substation | N
Metro West | Athol Park 11kV | Power Factor | - | 2029 | 0.97758 | Zone Substation | None
Mid North | Auburn 11kV | Power Factor | - | 2029 | 0.96392 | Zone Substation | None
Yorke Peninsula | Balaklava 7.6kV | Power Factor | - | 2029 | 0.99025 | Zone Substation | None
Eastern Hills | Balhannah 33kV | Power Factor | - | 2029 | 0.97122 | Zone Substation | None
Upper North | Baroota 33kV | Power Factor | - | 2029 | 0.99974 | Connection Point | None
Upper North | Baroota Town 11kV | Power Factor | - | 2029 | 0.99251 | Zone Substation | None
Mid North | Barossa South TF1 11kV | Power Factor | - | 2029 | 0.99833 | Zone Substation | None
Mid North | Barossa South TF2 11kV | Power Factor | - | 2029 | 0.91037 | Zone Substation | None
South East | Beachport 11kV | Power Factor | - | 2029 | 0.99569 | Zone Substation | None
Murraylands | Belvedere Road 7.6kV | Power Factor | - | 2029 | 0.97596 | Zone Substation | None
Riverland | Berri 11kV | Power Factor | - | 2029 | 0.98361 | Zone Substation | None
Riverland | Berri 66kV | Power Factor | - | 2029 | 0.97184 | Connection Point | None
Murraylands | Binnies 11kV | Power Factor | - | 2029 | 0.95726 | Zone Substation | None
Eastern Hills | Birdwood 11kV | Power Factor | - | 2029 | 0.99842 | Zone Substation | None
Yorke Peninsula | Black Point 11kV | Power Factor | - | 2029 |  | Zone Substation | None
Metro West | Blackpool 11kV | Power Factor | - | 2029 | 0.99639 | Zone Substation | None
Metro South | Blackwood 11kV | Power Factor | - | 2029 | 0.99456 | Zone Substation | None
South East | Blanche 33kV | Power Factor | - | 2029 | 0.95639 | Connection Point | None
Upper North | Booleroo Centre 11kV | Power Factor | - | 2029 | 0.93 | Zone Substation | None
Eyre Peninsula | Boothby 33kV | Power Factor | - | 2029 | 0.92 | Zone Substation | N-1
Upper North | Booyoolie 11kV | Power Factor | - | 2029 |  | Zone Substation | None
South East | Bordertown 11kV | Power Factor | - | 2029 | 0.97687 | Zone Substation | N-1
Mid North | Brinkworth 33kV | Power Factor | - | 2029 | 0.98843 | Connection Point | None
Mid North | Brinkworth Town 11kV | Power Factor | - | 2029 | 0.99538 | Zone Substation | None
Eastern Hills | Brukunga 11kV | Power Factor | - | 2029 | 0.9992 | Zone Substation | None
Upper North | Bungama Napperby 11kV | Power Factor | - | 2029 | 0.93 | Zone Substation | None
Metro East | Burnside 11kV | Power Factor | - | 2029 | 0.98966 | Zone Substation | None
Mid North | Burra TF2 11kV | Power Factor | - | 2029 | 0.99791 | Zone Substation | None
Riverland | Cadell 11kV | Power Factor | - | 2029 | 0.95539 | Zone Substation | None
Murraylands | Caloote 11kV | Power Factor | - | 2029 | 0.96996 | Zone Substation | None
Upper North | Caltowie 11kV | Power Factor | - | 2029 | 0.93 | Zone Substation | None
Murraylands | Cambrai 11kV | Power Factor | - | 2029 | 0.99849 | Zone Substation | None
Murraylands | Campbell Park 11kV | Power Factor | - | 2029 | 0.97634 | Zone Substation | None
Metro East | Campbelltown 11kV | Power Factor | - | 2029 | 0.99004 | Zone Substation | None
Metro South | Cape Jervis 11kV | Power Factor | - | 2029 | 0.99556 | Zone Substation | None
Metro South | Cape Jervis 33kV | Power Factor | - | 2029 | 0.47522 | Zone Substation | N-1
Eyre Peninsula | Caralue 11kV | Power Factor | - | 2029 | 0.95989 | Zone Substation | None
Metro West | Cavan 11kV | Power Factor | - | 2029 | 0.95821 | Zone Substation | None
Adelaide Central | CBD 33kV | Power Factor | - | 2029 | 0.98321 | Zone Substation | None
Eyre Peninsula | Ceduna 11kV | Power Factor | - | 2029 | 0.98883 | Zone Substation | None
Eastern Hills | Chain of Ponds 11kV | Power Factor | - | 2029 | 0.98069 | Zone Substation | None
Metro West | Cheltenham 11kV | Power Factor | - | 2029 | 0.99698 | Zone Substation | None
Metro West | Cheltenham 33kV | Power Factor | - | 2029 | 0.94995 | Zone Substation | None
Mid North | Clare 11kV | Power Factor | - | 2029 | 0.97982 | Zone Substation | None
Mid North | Clare North 33kV | Power Factor | - | 2029 | 0.98435 | Connection Point | None
Metro South | Clarence Gardens 11kV | Power Factor | - | 2029 | 0.99137 | Zone Substation | None
Metro South | Clarendon 11kV | Power Factor | - | 2029 | 0.95045 | Zone Substation | None
Metro East | Clearview 11kV | Power Factor | - | 2029 | 0.99699 | Zone Substation | N
Eyre Peninsula | Cleve 11kV | Power Factor | - | 2029 | 0.9907 | Zone Substation | None
Eyre Peninsula | Cleve 33kV | Power Factor | - | 2029 | 0.99705 | Zone Substation | N-1
Eyre Peninsula | Coffin Bay 11kV | Power Factor | - | 2029 | 0.99438 | Zone Substation | None
Mid North | Collinsfield 11kV | Power Factor | - | 2029 | 0.99984 | Zone Substation | None
Murraylands | Coomandook 11kV | Power Factor | - | 2029 | 0.98379 | Zone Substation | None
Murraylands | Coonalpyn 11kV | Power Factor | - | 2029 | 0.99591 | Zone Substation | None
South East | Coonawarra 11kV | Power Factor | - | 2029 | 0.94617 | Zone Substation | None
Upper North | Copley Nepabunna 33kV | Power Factor | - | 2029 | 0.99 | Zone Substation | N-1
Riverland | Cordola 11kV | Power Factor | - | 2029 | 0.99319 | Zone Substation | None
Adelaide Central | Coromandel Place 11kV | Power Factor | - | 2029 | 0.98518 | Zone Substation | None
Eyre Peninsula | Cowell 11kV | Power Factor | - | 2029 | 0.99773 | Zone Substation | None
Metro West | Croydon 11kV | Power Factor | - | 2029 | 0.98736 | Zone Substation | None
Metro West | Croydon Park 11kV | Power Factor | - | 2029 | 0.99192 | Zone Substation | None
Upper North | Crystal Brook 11kV | Power Factor | - | 2029 | 0.98922 | Zone Substation | None
Metro South | Cudmore Park 11kV | Power Factor | - | 2029 | 0.96348 | Zone Substation | None
Eyre Peninsula | Cummins 11kV | Power Factor | - | 2029 | 0.99206 | Zone Substation | None
Yorke Peninsula | Curramulka 7.6kV | Power Factor | - | 2029 |  | Zone Substation | None
Yorke Peninsula | Curramulka South 11kV | Power Factor | - | 2029 |  | Zone Substation | None
Yorke Peninsula | Dalrymple 33kV | Power Factor | - | 2029 | 0.99756 | Connection Point | None
Eyre Peninsula | Darke Peak 11kV | Power Factor | - | 2029 | 0.89253 | Zone Substation | None
Upper North | Davenport West 33kV | Power Factor | - | 2029 | 0.98105 | Connection Point | None
Eastern Hills | Deloraine 11kV | Power Factor | - | 2029 | 0.99858 | Zone Substation | None
Metro North | Direk 11kV | Power Factor | - | 2029 | 0.98506 | Zone Substation | None
Mid North | Dorrien 33kV | Power Factor | - | 2029 | 0.95198 | Connection Point | None
Mid North | Dorrien TF4 11kV | Power Factor | - | 2029 | 0.96447 | Zone Substation | None
Mid North | Dorrien TF5 11kV | Power Factor | - | 2029 | 0.95015 | Zone Substation | None
Yorke Peninsula | Dowlingville 11kV | Power Factor | - | 2029 | 1 | Zone Substation | None
Adelaide Central | East Terrace 11kV | Power Factor | - | 2029 | 0.97679 | Zone Substation | None
Metro North | Edinburgh 11kV | Power Factor | - | 2029 | 0.99331 | Zone Substation | None
Yorke Peninsula | Edithburgh 11kV | Power Factor | - | 2029 | 0.98949 | Zone Substation | None
Metro North | Elizabeth Downs 11kV | Power Factor | - | 2029 | 0.99272 | Zone Substation | None
Metro North | Elizabeth Heights 11kV | Power Factor | - | 2029 | 0.99577 | Zone Substation | None
Metro North | Elizabeth South 11kV | Power Factor | - | 2029 | 0.99184 | Zone Substation | None
Mid North | Eudunda 11kV | Power Factor | - | 2029 | 0.98554 | Zone Substation | None
Metro North | Evanston 11kV | Power Factor | - | 2029 | 0.99204 | Zone Substation | N-1
Metro North | Evanston 33kV | Power Factor | - | 2029 |  | Zone Substation | None
Metro West | Findon 11kV | Power Factor | - | 2029 | 0.99524 | Zone Substation | None
Metro West | Flinders Park 11kV | Power Factor | - | 2029 | 0.98931 | Zone Substation | None
Mid North | Florieton SWER 19kV | Power Factor | - | 2029 | 0.57976 | Connection Point | None
Eastern Hills | Forreston 11kV | Power Factor | - | 2029 | 0.95293 | Zone Substation | None
Mid North | Freeling 11kV | Power Factor | - | 2029 | 1 | Zone Substation | None
Mid North | Freeling North 11kV | Power Factor | - | 2029 | 0.98548 | Zone Substation | None
Metro West | Fulham Gardens 11kV | Power Factor | - | 2029 | 0.98613 | Zone Substation | None
Upper North | Fullerville 11kV | Power Factor | - | 2029 |  | Zone Substation | None
Mid North | Gawler Belt TF1 11kV | Power Factor | - | 2029 | 0.96587 | Zone Substation | None
Mid North | Gawler Belt TF2 11kV | Power Factor | - | 2029 | 0.98492 | Zone Substation | None
Mid North | Georgetown 11kV | Power Factor | - | 2029 | 0.99306 | Zone Substation | None
Murraylands | Geranium 11kV | Power Factor | - | 2029 | 0.94606 | Zone Substation | None
Upper North | Gladstone 11kV | Power Factor | - | 2029 | 0.98462 | Zone Substation | None
Metro West | Glanville 11kV | Power Factor | - | 2029 | 0.9969 | Zone Substation | None
South East | Glencoe 11kV | Power Factor | - | 2029 | 0.94326 | Zone Substation | None
Metro South | Glenelg North 11kV | Power Factor | - | 2029 | 0.98523 | Zone Substation | None
Riverland | Glossop 11kV | Power Factor | - | 2029 | 0.94592 | Zone Substation | None
Metro East | Golden Grove 11kV | Power Factor | - | 2029 | 0.98933 | Zone Substation | None
Mid North | Gomersal North 11kV | Power Factor | - | 2029 | 0.97698 | Zone Substation | None
Metro South | Goolwa 11kV | Power Factor | - | 2029 | 0.99351 | Zone Substation | None
Mid North | Gulnare 11kV | Power Factor | - | 2029 |  | Zone Substation | None
Eastern Hills | Gumeracha 11kV | Power Factor | - | 2029 |  | Zone Substation | None
Eastern Hills | Gumeracha Weir 11kV | Power Factor | - | 2029 | 0.99016 | Zone Substation | None
Eastern Hills | Gumhaven 11kV | Power Factor | - | 2029 |  | Zone Substation | None
Metro South | Hackham 11kV | Power Factor | - | 2029 | 0.99847 | Zone Substation | N-1
Eastern Hills | Hahndorf 11kV | Power Factor | - | 2029 | 0.98536 | Zone Substation | None
Mid North | Halbury 11kV | Power Factor | - | 2029 | 0.9998 | Zone Substation | None
Mid North | Hamley Bridge 11kV | Power Factor | - | 2029 | 0.99109 | Zone Substation | None
Metro South | Happy Valley 11kV | Power Factor | - | 2029 | 0.99283 | Zone Substation | None
Metro East | Harrow 11kV | Power Factor | - | 2029 | 0.98607 | Zone Substation | None
South East | Hatherleigh 11kV | Power Factor | - | 2029 |  | Zone Substation | None
Upper North | Hawker 11kV | Power Factor | - | 2029 | 0.98681 | Zone Substation | None
Metro South | Hay Flat 11kV | Power Factor | - | 2029 |  | Zone Substation | None
Metro West | Henley South 11kV | Power Factor | - | 2029 | 0.98776 | Zone Substation | None
Eastern Hills | Hermitage 11kV | Power Factor | - | 2029 | 0.99864 | Zone Substation | None
Metro East | Hillcrest 11kV | Power Factor | - | 2029 | 0.99065 | Zone Substation | None
Adelaide Central | Hindley Street 11kV | Power Factor | - | 2029 | 0.9894 | Zone Substation | None
Metro East | Holden Hill 11kV | Power Factor | - | 2029 | 0.9846 | Zone Substation | None
Metro East | Hope Valley 11kV | Power Factor | - | 2029 | 0.98359 | Zone Substation | None
Eastern Hills | Houghton 7.6kV | Power Factor | - | 2029 | 0.95802 | Zone Substation | None
Mid North | Hoyleton 11kV | Power Factor | - | 2029 | 0.99827 | Zone Substation | None
Yorke Peninsula | Hummocks 33kV | Power Factor | - | 2029 | 0.98562 | Connection Point | None
Metro East | Ingle Farm 11kV | Power Factor | - | 2029 | 0.99136 | Zone Substation | None
South East | Inverness 11kV | Power Factor | - | 2029 | 0.86281 | Zone Substation | None
Murraylands | Jabuk 11kV | Power Factor | - | 2029 |  | Zone Substation | None
Yorke Peninsula | James Well 11kV | Power Factor | - | 2029 |  | Zone Substation | None
Upper North | Jamestown 11kV | Power Factor | - | 2029 | 0.98038 | Zone Substation | Reverse N-1
Murraylands | Jervois 11kV | Power Factor | - | 2029 | 0.92407 | Zone Substation | None
Yorke Peninsula | Kadina 11kV | Power Factor | - | 2029 | 0.98491 | Zone Substation | None
Yorke Peninsula | Kadina East 33kV | Power Factor | - | 2029 | 0.97834 | Connection Point | None
South East | Kalangadoo 11kV | Power Factor | - | 2029 |  | Zone Substation | None
South East | Kalangadoo West 11kV | Power Factor | - | 2029 | 0.96073 | Zone Substation | None
Eastern Hills | Kanmantoo Copper Mine 11kV | Power Factor | - | 2029 | 0.99159 | Connection Point | None
Mid North | Kapunda TF1 11kV | Power Factor | - | 2029 | 0.96016 | Zone Substation | None
Mid North | Kapunda TF2 11kV | Power Factor | - | 2029 | 0.99923 | Zone Substation | None
Murraylands | Karoonda 11kV | Power Factor | - | 2029 | 0.99133 | Zone Substation | Reverse N
South East | Keith 11kV | Power Factor | - | 2029 | 0.93942 | Zone Substation | None
South East | Keith 33kV | Power Factor | - | 2029 | 0.96935 | Connection Point | None
Metro East | Kent Town 11kV | Power Factor | - | 2029 | 0.96705 | Zone Substation | None
Eastern Hills | Kersbrook 11kV | Power Factor | - | 2029 | 0.99348 | Zone Substation | None
Metro South | Keswick 11kV | Power Factor | - | 2029 | 0.95006 | Zone Substation | None
Murraylands | Ki Ki 11kV | Power Factor | - | 2029 |  | Zone Substation | None
Metro West | Kilburn 11kV | Power Factor | - | 2029 | 0.91099 | Zone Substation | None
Metro East | Kilburn South 11kV | Power Factor | - | 2029 | 0.98757 | Zone Substation | None
Metro West | Kilkenny 11kV | Power Factor | - | 2029 | 0.95293 | Zone Substation | None
South East | Kincraig 33kV | Power Factor | - | 2029 | 0.98348 | Connection Point | None
Metro South | Kingscote 11kV | Power Factor | - | 2029 | 0.96521 | Zone Substation | None
South East | Kingston SE 11kV | Power Factor | - | 2029 | 0.99961 | Zone Substation | None
Metro South | Kingswood 11kV | Power Factor | - | 2029 | 0.98396 | Zone Substation | None
South East | Kongorong 11kV | Power Factor | - | 2029 | 0.9739 | Zone Substation | None
South East | Kumorna 11kV | Power Factor | - | 2029 | 0.88748 | Zone Substation | None
Mid North | Kybunga 11kV | Power Factor | - | 2029 | 0.96373 | Zone Substation | None
Murraylands | Lameroo 11kV | Power Factor | - | 2029 | 0.98988 | Zone Substation | None
Eastern Hills | Langhorne Creek 11kV | Power Factor | - | 2029 | 0.93572 | Zone Substation | None
Metro West | Largs North 11kV | Power Factor | - | 2029 | 0.99185 | Zone Substation | None
Metro West | Lefevre 11kV | Power Factor | - | 2029 | 0.97372 | Zone Substation | None
Upper North | Leigh Creek South 33kV | Power Factor | - | 2029 | 0.99459 | Connection Point | None
Metro East | Linden Park 11kV | Power Factor | - | 2029 | 0.98421 | Zone Substation | None
Eyre Peninsula | Little Swamp 11kV | Power Factor | - | 2029 | 0.99699 | Zone Substation | None
Eastern Hills | Lobethal 11kV | Power Factor | - | 2029 | 0.96132 | Zone Substation | None
Eyre Peninsula | Lock 11kV | Power Factor | - | 2029 | 0.94497 | Zone Substation | None
Riverland | Loveday 11kV | Power Factor | - | 2029 | 0.94997 | Zone Substation | None
Metro South | Lower Mitcham 11kV | Power Factor | - | 2029 | 0.99247 | Zone Substation | None
Riverland | Loxton 11kV | Power Factor | - | 2029 | 0.95851 | Zone Substation | None
South East | Lucindale 11kV | Power Factor | - | 2029 | 0.98633 | Zone Substation | None
Mid North | Lyndoch 11kV | Power Factor | - | 2029 | 0.97068 | Zone Substation | None
Mid North | Lyndoch South 7.6kV | Power Factor | - | 2029 | 0.96929 | Zone Substation | None
Riverland | Lyrup 11kV | Power Factor | - | 2029 | 0.98882 | Zone Substation | None
Metro South | MacGillivray 11kV | Power Factor | - | 2029 | 0.99705 | Zone Substation | None
Yorke Peninsula | Maitland 11kV | Power Factor | - | 2029 | 0.99634 | Zone Substation | None
Mid North | Mallala 11kV | Power Factor | - | 2029 | 0.97689 | Zone Substation | None
Murraylands | Mannum 33kV | Power Factor | - | 2029 | 0.99209 | Connection Point | None
Murraylands | Mannum Town 7.6kV | Power Factor | - | 2029 | 0.98689 | Zone Substation | None
Yorke Peninsula | Marion Bay 11kV | Power Factor | - | 2029 | 0.99793 | Zone Substation | None
Mid North | Marrabel 11kV | Power Factor | - | 2029 | 0.99965 | Zone Substation | None
Metro South | McLaren Flat TF1 11kV | Power Factor | - | 2029 | 0.96905 | Zone Substation | None
Metro South | McLaren Flat TF2 11kV | Power Factor | - | 2029 | 0.95774 | Zone Substation | None
Metro South | McLaren Vale 11kV | Power Factor | - | 2029 | 0.95 | Zone Substation | None
Metro South | McLaren Vale Vineyard 11kV | Power Factor | - | 2029 |  | Zone Substation | None
Eastern Hills | Meadows 11kV | Power Factor | - | 2029 | 0.97272 | Zone Substation | Reverse N-1
Upper North | Melrose 11kV | Power Factor | - | 2029 | 0.95 | Zone Substation | None
Murraylands | Meningie 11kV | Power Factor | - | 2029 | 0.98238 | Zone Substation | None
Metro East | Metro East 66kV | Power Factor | - | 2029 | 0.96285 | Connection Point | None
Metro North | Metro North 66kV | Power Factor | - | 2029 | 0.99881 | Connection Point | None
Metro South | Metro South 66kV | Power Factor | - | 2029 | 0.98575 | Connection Point | None
Metro West | Metro West 66kV | Power Factor | - | 2029 | 0.9971 | Connection Point | None
Eastern Hills | Milang 11kV | Power Factor | - | 2029 | 0.96795 | Zone Substation | None
South East | Millicent 11kV | Power Factor | - | 2029 | 0.97211 | Zone Substation | None
Yorke Peninsula | Minlaton 11kV | Power Factor | - | 2029 | 0.95 | Zone Substation | None
Murraylands | Mobilong 33kV | Power Factor | - | 2029 | 0.96733 | Connection Point | None
Murraylands | Monarto Central 11kV | Power Factor | - | 2029 | 0.98014 | Zone Substation | None
Murraylands | Monarto South 11kV | Power Factor | - | 2029 | 0.9669 | Zone Substation | None
Yorke Peninsula | Moonta 11kV | Power Factor | - | 2029 | 0.99218 | Zone Substation | N-1
Eyre Peninsula | Moorkitabie 11kV | Power Factor | - | 2029 | 0.99428 | Zone Substation | None
Riverland | Morgan 11kV | Power Factor | - | 2029 | 0.99034 | Zone Substation | N
Metro South | Morphett Vale East 11kV | Power Factor | - | 2029 | 0.99649 | Zone Substation | None
Metro South | Morphettville 11kV | Power Factor | - | 2029 | 0.99249 | Zone Substation | None
Eastern Hills | Mount Barker 11kV | Power Factor | - | 2029 | 0.99875 | Zone Substation | None
Eastern Hills | Mount Barker 66kV | Power Factor | - | 2029 | 0.97825 | Connection Point | None
South East | Mount Burr 11kV | Power Factor | - | 2029 |  | Zone Substation | None
South East | Mount Gambier 11kV | Power Factor | - | 2029 | 0.99159 | Zone Substation | None
South East | Mount Gambier 33kV | Power Factor | - | 2029 | 0.95692 | Connection Point | None
South East | Mount Gambier North 11kV | Power Factor | - | 2029 | 0.97112 | Zone Substation | N-1
South East | Mount Gambier West 11kV | Power Factor | - | 2029 | 0.998 | Zone Substation | None
Upper North | Mount Gunson 33kV | Power Factor | - | 2029 | 0.82935 | Connection Point | None
Eastern Hills | Mount Pleasant 11kV | Power Factor | - | 2029 | 0.99805 | Zone Substation | None
South East | Mount Schank 11kV | Power Factor | - | 2029 | 0.89815 | Zone Substation | None
Murraylands | Murray Bridge North 11kV | Power Factor | - | 2029 | 0.97701 | Zone Substation | None
Murraylands | Murray Bridge South 11kV | Power Factor | - | 2029 | 0.99268 | Zone Substation | None
Eastern Hills | Mylor 11kV | Power Factor | - | 2029 | 0.99315 | Zone Substation | None
Murraylands | Mypolonga 11kV | Power Factor | - | 2029 | 0.96486 | Zone Substation | None
Metro South | Myponga 11kV | Power Factor | - | 2029 | 0.96195 | Zone Substation | None
Eastern Hills | Nairne 11kV | Power Factor | - | 2029 | 0.99814 | Zone Substation | Reverse N-1
South East | Nangwarry 11kV | Power Factor | - | 2029 | 0.97961 | Zone Substation | None
South East | Naracoorte 11kV | Power Factor | - | 2029 | 0.98499 | Zone Substation | None
South East | Naracoorte East 11kV | Power Factor | - | 2029 | 0.91781 | Zone Substation | None
Murraylands | Narrung 11kV | Power Factor | - | 2029 | 0.92981 | Zone Substation | None
Upper North | Neuroodla 33kV | Power Factor | - | 2029 | 0.98875 | Connection Point | None
Metro West | New Osborne 11kV | Power Factor | - | 2029 | 0.95487 | Zone Substation | None
Metro West | New Richmond 11kV | Power Factor | - | 2029 | 0.98368 | Zone Substation | None
Murraylands | Nildottie 11kV | Power Factor | - | 2029 | 0.99518 | Zone Substation | None
Yorke Peninsula | Ninnes 11kV | Power Factor | - | 2029 |  | Zone Substation | None
Metro South | Noarlunga Centre 11kV | Power Factor | - | 2029 | 0.97419 | Zone Substation | None
Metro East | North Adelaide 11kV | Power Factor | - | 2029 | 0.95738 | Zone Substation | None
Metro South | North Unley 11kV | Power Factor | - | 2029 | 0.97712 | Zone Substation | None
Riverland | North West Bend 66kV | Power Factor | - | 2029 | 0.96298 | Connection Point | None
Metro East | Northfield 11kV | Power Factor | - | 2029 | 0.97613 | Zone Substation | N
Metro East | Norwood 11kV | Power Factor | - | 2029 | 0.98692 | Zone Substation | None
Mid North | Nuriootpa 11kV | Power Factor | - | 2029 | 0.98681 | Zone Substation | None
Metro South | Oaklands 11kV | Power Factor | - | 2029 | 0.99369 | Zone Substation | None
Upper North | Orroroo 11kV | Power Factor | - | 2029 | 0.98576 | Zone Substation | None
South East | Padthaway 11kV | Power Factor | - | 2029 | 0.97573 | Zone Substation | None
Murraylands | Palmer 11kV | Power Factor | - | 2029 |  | Zone Substation | None
Metro South | Panorama 11kV | Power Factor | - | 2029 | 0.99757 | Zone Substation | None
Metro North | Parafield Gardens 11kV | Power Factor | - | 2029 | 0.99533 | Zone Substation | None
Metro North | Paralowie 11kV | Power Factor | - | 2029 | 0.98401 | Zone Substation | None
Murraylands | Parilla 11kV | Power Factor | - | 2029 | 0.8782 | Zone Substation | None
Riverland | Paringa 11kV | Power Factor | - | 2029 | 0.99387 | Zone Substation | None
Riverland | Paringa 33kV | Power Factor | - | 2029 | 0.97293 | Zone Substation | None
Yorke Peninsula | Paskeville 11kV | Power Factor | - | 2029 | 0.99636 | Zone Substation | None
Murraylands | Peake 11kV | Power Factor | - | 2029 |  | Zone Substation | None
Murraylands | Pellaring Flat 11kV | Power Factor | - | 2029 |  | Zone Substation | None
Metro North | Penfield 11kV | Power Factor | - | 2029 | 0.95405 | Zone Substation | None
Metro South | Penneshaw 11kV | Power Factor | - | 2029 | 0.99866 | Zone Substation | None
South East | Penola 11kV | Power Factor | - | 2029 | 0.98258 | Zone Substation | None
South East | Penola West 33kV | Power Factor | - | 2029 | 0.95771 | Connection Point | None
Upper North | Peterborough 11kV | Power Factor | - | 2029 | 0.98974 | Zone Substation | None
Eastern Hills | Piccadilly 11kV | Power Factor | - | 2029 | 0.99545 | Zone Substation | None
Murraylands | Pinnaroo 11kV | Power Factor | - | 2029 | 0.96823 | Zone Substation | None
Murraylands | Pinnaroo South 11kV | Power Factor | - | 2029 | 0.932 | Zone Substation | None
Metro South | Plympton 11kV | Power Factor | - | 2029 | 0.9906 | Zone Substation | None
Eyre Peninsula | Point Boston 11kV | Power Factor | - | 2029 | 0.93666 | Zone Substation | None
Eyre Peninsula | Polda 11kV | Power Factor | - | 2029 | 0.99962 | Zone Substation | None
Eyre Peninsula | Poonindie 11kV | Power Factor | - | 2029 | 0.95 | Zone Substation | None
Metro West | Port Adelaide 11kV | Power Factor | - | 2029 | 0.98429 | Zone Substation | None
Metro West | Port Adelaide North 11kV | Power Factor | - | 2029 | 0.9503 | Zone Substation | None
Upper North | Port Augusta 11kV | Power Factor | - | 2029 | 0.98212 | Zone Substation | None
Upper North | Port Augusta West TF1 11kV | Power Factor | - | 2029 | 0.99236 | Zone Substation | None
Upper North | Port Augusta West TF2 11kV | Power Factor | - | 2029 | 0.98767 | Zone Substation | None
Upper North | Port Broughton 11kV | Power Factor | - | 2029 | 0.92 | Zone Substation | None
Yorke Peninsula | Port Clinton 11kV | Power Factor | - | 2029 | 0.97463 | Zone Substation | None
Upper North | Port Germein 11kV | Power Factor | - | 2029 | 0.99845 | Zone Substation | None
Yorke Peninsula | Port Giles 11kV | Power Factor | - | 2029 | 0.95903 | Zone Substation | None
Yorke Peninsula | Port Julia 11kV | Power Factor | - | 2029 | 0.95 | Zone Substation | None
Eyre Peninsula | Port Lincoln City 11kV | Power Factor | - | 2029 | 0.99891 | Zone Substation | None
Eyre Peninsula | Port Lincoln Docks 11kV | Power Factor | - | 2029 | 0.99891 | Zone Substation | None
Eyre Peninsula | Port Lincoln Marina 11kV | Power Factor | - | 2029 | 0.99891 | Zone Substation | None
Eyre Peninsula | Port Lincoln Terminal 33kV | Power Factor | - | 2029 | 0.96003 | Connection Point | None
Metro South | Port Noarlunga 11kV | Power Factor | - | 2029 | 0.99876 | Zone Substation | None
Upper North | Port Pirie Bungama 33kV | Power Factor | - | 2029 | 0.98842 | Connection Point | None
Upper North | Port Pirie South 11kV | Power Factor | - | 2029 | 0.9756 | Zone Substation | None
Metro South | Port Stanvac 11kV | Power Factor | - | 2029 | 0.98472 | Zone Substation | None
Metro South | Port Stanvac TF2 11kV | Power Factor | - | 2029 | 0.84352 | Zone Substation | None
Yorke Peninsula | Port Vincent 11kV | Power Factor | - | 2029 | 0.97997 | Zone Substation | None
Riverland | Portee 11kV | Power Factor | - | 2029 | 0.95 | Zone Substation | N
Metro East | Prospect 11kV | Power Factor | - | 2029 | 0.98002 | Zone Substation | None
Murraylands | Punyelroo 11kV | Power Factor | - | 2029 | 0.988 | Zone Substation | None
Riverland | Pyap 11kV | Power Factor | - | 2029 | 0.98773 | Zone Substation | None
Riverland | Qualco 11kV | Power Factor | - | 2029 | 0.94406 | Zone Substation | N
Metro West | Queenstown 11kV | Power Factor | - | 2029 | 0.98374 | Zone Substation | None
Upper North | Quorn 11kV | Power Factor | - | 2029 | 0.99415 | Zone Substation | None
Riverland | Ramco 11kV | Power Factor | - | 2029 | 0.94537 | Zone Substation | None
Metro South | Rapid Bay 11kV | Power Factor | - | 2029 | 0.99504 | Zone Substation | None
Riverland | Renmark 11kV | Power Factor | - | 2029 | 0.99307 | Zone Substation | None
Mid North | Riverton 11kV | Power Factor | - | 2029 | 0.97576 | Zone Substation | None
South East | Robe 7.6kV | Power Factor | - | 2029 | 0.99995 | Zone Substation | None
Mid North | Robertstown 11kV | Power Factor | - | 2029 | 0.99999 | Zone Substation | None
Riverland | Roonka 11kV | Power Factor | - | 2029 | 0.94633 | Zone Substation | None
Eyre Peninsula | Rudall 11kV | Power Factor | - | 2029 |  | Zone Substation | None
Metro North | Salisbury 11kV | Power Factor | - | 2029 | 0.99849 | Zone Substation | N
Metro South | Salt Cliffs 11kV | Power Factor | - | 2029 |  | Zone Substation | None
Mid North | Sandy Creek 11kV | Power Factor | - | 2029 | 0.97923 | Zone Substation | None
Metro South | Seacombe 11kV | Power Factor | - | 2029 | 0.99294 | Zone Substation | None
Metro South | Seaford 11kV | Power Factor | - | 2029 | 0.99226 | Zone Substation | None
Metro South | Second Valley 11kV | Power Factor | - | 2029 | 0.95 | Zone Substation | None
Metro South | Sheidow Park 11kV | Power Factor | - | 2029 | 0.99443 | Zone Substation | Reverse N-1
Murraylands | Sherlock 11kV | Power Factor | - | 2029 |  | Zone Substation | None
Metro North | Smithfield West 11kV | Power Factor | - | 2029 | 0.99984 | Zone Substation | N-1
South East | Snuggery Rural 33kV | Power Factor | - | 2029 | 0.99407 | Connection Point | None
South East | South End 11kV | Power Factor | - | 2029 | 0.95543 | Zone Substation | Reverse N-1
Mid North | Spalding 11kV | Power Factor | - | 2029 | 0.99988 | Zone Substation | None
Metro South | Square Water Hole 11kV | Power Factor | - | 2029 | 0.97378 | Zone Substation | None
Yorke Peninsula | Stansbury 11kV | Power Factor | - | 2029 | 0.95 | Zone Substation | None
Eastern Hills | Stirling East 11kV | Power Factor | - | 2029 | 0.99568 | Zone Substation | None
Upper North | Stirling North 1 11kV | Power Factor | - | 2029 | 0.88 | Zone Substation | None
Upper North | Stirling North 2 11kV | Power Factor | - | 2029 | 0.98949 | Zone Substation | None
Mid North | Stockwell TF1 11kV | Power Factor | - | 2029 | 0.98873 | Zone Substation | None
Mid North | Stockwell TF2 11kV | Power Factor | - | 2029 | 0.99957 | Zone Substation | None
Eyre Peninsula | Stony Point 11kV | Power Factor | - | 2029 | 0.98387 | Connection Point | None
Eastern Hills | Strathalbyn 11kV | Power Factor | - | 2029 | 0.99931 | Zone Substation | None
Eyre Peninsula | Streaky Bay 11kV | Power Factor | - | 2029 | 0.99975 | Zone Substation | Reverse N-1
Riverland | Swan Reach 11kV | Power Factor | - | 2029 | 0.92705 | Zone Substation | None
Riverland | Swan Reach 33kV | Power Factor | - | 2029 | 0.88949 | Zone Substation | None
Murraylands | Tailem Bend 33kV | Power Factor | - | 2029 | 0.97692 | Connection Point | None
Murraylands | Tailem Bend Town 11kV | Power Factor | - | 2029 | 0.99319 | Zone Substation | None
South East | Tantanoola 11kV | Power Factor | - | 2029 | 0.96047 | Zone Substation | None
Eyre Peninsula | Tarlton 11kV | Power Factor | - | 2029 | 0.91097 | Zone Substation | None
South East | Tarpeena South 11kV | Power Factor | - | 2029 | 0.94927 | Zone Substation | N-1
Metro East | Tea Tree Gully 11kV | Power Factor | - | 2029 | 0.99365 | Zone Substation | None
Murraylands | Teal Flat 11kV | Power Factor | - | 2029 | 0.95 | Zone Substation | None
Upper North | Telowie 11kV | Power Factor | - | 2029 | 0.99744 | Zone Substation | None
Mid North | Templers 33kV | Power Factor | - | 2029 | 0.98171 | Connection Point | None
Metro West | Thebarton 11kV | Power Factor | - | 2029 | 0.96348 | Zone Substation | None
South East | Tintinara 11kV | Power Factor | - | 2029 | 0.99999 | Zone Substation | None
Metro South | Tonsley Park 11kV | Power Factor | - | 2029 | 0.98548 | Zone Substation | None
Eyre Peninsula | Tumby Bay 11kV | Power Factor | - | 2029 | 0.99967 | Zone Substation | None
Metro North | Two Wells 11kV | Power Factor | - | 2029 | 0.98861 | Zone Substation | N-1
Eyre Peninsula | Uley 11kV | Power Factor | - | 2029 | 0.97774 | Zone Substation | None
Eyre Peninsula | Uley South 11kV | Power Factor | - | 2029 | 0.97 | Zone Substation | None
Eastern Hills | Uraidla 11kV | Power Factor | - | 2029 | 0.96198 | Zone Substation | None
Eastern Hills | Uraidla 33kV | Power Factor | - | 2029 | 0.99801 | Zone Substation | None
Eastern Hills | Verdun 11kV | Power Factor | - | 2029 | 0.98108 | Zone Substation | None
Metro South | Victor Harbor 11kV | Power Factor | - | 2029 | 0.99842 | Zone Substation | None
Metro North | Virginia 11kV | Power Factor | - | 2029 | 0.96855 | Zone Substation | None
Riverland | Waikerie 11kV | Power Factor | - | 2029 | 0.98875 | Zone Substation | None
Murraylands | Walker Flat 11kV | Power Factor | - | 2029 | 0.9895 | Zone Substation | None
Yorke Peninsula | Wallaroo 11kV | Power Factor | - | 2029 | 0.9889 | Zone Substation | None
Yorke Peninsula | Warooka 11kV | Power Factor | - | 2029 | 0.99097 | Zone Substation | None
Mid North | Wasleys 11kV | Power Factor | - | 2029 | 0.99989 | Zone Substation | None
Mid North | Waterloo 33kV | Power Factor | - | 2029 | 0.9926 | Connection Point | None
Mid North | Waterloo Town 11kV | Power Factor | - | 2029 | 0.99636 | Zone Substation | None
Murraylands | White Sands 11kV | Power Factor | - | 2029 | 0.91349 | Zone Substation | None
Adelaide Central | Whitmore Square 11kV | Power Factor | - | 2029 | 0.99541 | Zone Substation | None
Eyre Peninsula | Whyalla Central 33kV | Power Factor | - | 2029 | 0.91282 | Connection Point | None
Eyre Peninsula | Whyalla City 11kV | Power Factor | - | 2029 | 0.99123 | Zone Substation | None
Eyre Peninsula | Whyalla North 11kV | Power Factor | - | 2029 | 0.94086 | Zone Substation | None
Eyre Peninsula | Whyalla Stuart 11kV | Power Factor | - | 2029 | 0.9933 | Zone Substation | None
Mid North | Williamstown 11kV | Power Factor | - | 2029 | 0.95 | Zone Substation | None
Mid North | Williamstown South 11kV | Power Factor | - | 2029 | 0.9991 | Zone Substation | None
Metro South | Willunga 11kV | Power Factor | - | 2029 | 0.99372 | Zone Substation | None
Metro South | Willunga 33kV | Power Factor | - | 2029 | 0.98022 | Zone Substation | None
Upper North | Wilmington 11kV | Power Factor | - | 2029 | 0.99973 | Zone Substation | None
Upper North | Wirrabara Forest 11kV | Power Factor | - | 2029 | 0.98973 | Zone Substation | None
Upper North | Wirrabara South 11kV | Power Factor | - | 2029 |  | Zone Substation | None
Metro South | Wirrina Cove 11kV | Power Factor | - | 2029 |  | Zone Substation | None
Upper North | Wongyarra 11kV | Power Factor | - | 2029 |  | Zone Substation | None
Metro East | Woodforde 11kV | Power Factor | - | 2029 | 0.9879 | Zone Substation | None
Murraylands | Woods Point 11kV | Power Factor | - | 2029 | 0.98407 | Zone Substation | None
Eastern Hills | Woodside 11kV | Power Factor | - | 2029 | 0.96646 | Zone Substation | Reverse N-1
Metro West | Woodville 11kV | Power Factor | - | 2029 | 0.97581 | Zone Substation | None
Metro West | Woodville 33kV | Power Factor | - | 2029 |  | Zone Substation | None
Riverland | Woolpunda 11kV | Power Factor | - | 2029 | 0.95334 | Zone Substation | None
Eyre Peninsula | Wudinna 11kV | Power Factor | - | 2029 | 0.99412 | Zone Substation | None
Eyre Peninsula | Wudinna 66kV | Power Factor | - | 2029 | 0.99812 | Connection Point | None
Eyre Peninsula | Yadnarie 66kV | Power Factor | - | 2029 | 0.95776 | Connection Point | None
Metro South | Yankalilla 11kV | Power Factor | - | 2029 | 0.98374 | Zone Substation | None
Metro South | Yankalilla 33kV | Power Factor | - | 2029 | 1 | Zone Substation | None
Metro South | Yankalilla Hill 11kV | Power Factor | - | 2029 |  | Zone Substation | None
Upper North | Yongala 11kV | Power Factor | - | 2029 | 0.99797 | Zone Substation | None
Yorke Peninsula | Yorketown 11kV | Power Factor | - | 2029 | 0.95 | Zone Substation | None
Adelaide Central | ACR 66kV | Normal Rating | MVA | 2025 | 525 | Connection Point | None | Normal (N)
Eastern Hills | Aldgate 11kV | Normal Rating | MVA | 2025 | 12.5808 | Zone Substation | None | Normal (N)
Metro South | Aldinga 11kV | Normal Rating | MVA | 2025 | 32.6386 | Zone Substation | None | Normal (N)
South East | Allendale East 11kV | Normal Rating | MVA | 2025 | 7.1043 | Zone Substation | None | Normal (N)
Mid North | Alma 11kV | Normal Rating | MVA | 2025 | 0.195 | Zone Substation | None | Normal (N)
Metro South | American River 11kV | Normal Rating | MVA | 2025 | 3 | Zone Substation | None | Normal (N)
Eastern Hills | Angas Creek 33kV | Normal Rating | MVA | 2025 | 53.9 | Connection Point | None | Normal (N)
Mid North | Angaston 11kV | Normal Rating | MVA | 2025 | 28.9089 | Zone Substation | None | Normal (N)
Metro North | Angle Vale 11kV | Normal Rating | MVA | 2025 | 59.5486 | Zone Substation | None | Normal (N)
Yorke Peninsula | Ardrossan 11kV | Normal Rating | MVA | 2025 | 3.6873 | Zone Substation | None | Normal (N)
Yorke Peninsula | Ardrossan West 33kV | Normal Rating | MVA | 2025 | 62 | Connection Point | None | Normal (N)
Eyre Peninsula | Arno Bay 11kV | Normal Rating | MVA | 2025 | 3 | Zone Substation | None | Normal (N)
Metro South | Ascot Park 11kV | Normal Rating | MVA | 2025 | 23.9 | Zone Substation | N | Normal (N)
Metro West | Athol Park 11kV | Normal Rating | MVA | 2025 | 25.9765 | Zone Substation | None | Normal (N)
Mid North | Auburn 11kV | Normal Rating | MVA | 2025 | 3.9 | Zone Substation | None | Normal (N)
Yorke Peninsula | Balaklava 7.6kV | Normal Rating | MVA | 2025 | 5.1274 | Zone Substation | None | Normal (N)
Eastern Hills | Balhannah 33kV | Normal Rating | MVA | 2025 | 35.5544 | Zone Substation | None | Normal (N)
Upper North | Baroota 33kV | Normal Rating | MVA | 2025 | 11.8 | Connection Point | None | Normal (N)
Upper North | Baroota Town 11kV | Normal Rating | MVA | 2025 | 0.7125 | Zone Substation | None | Normal (N)
Mid North | Barossa South TF1 11kV | Normal Rating | MVA | 2025 | 8.9062 | Zone Substation | None | Normal (N)
Mid North | Barossa South TF2 11kV | Normal Rating | MVA | 2025 | 8.645 | Zone Substation | None | Normal (N)
South East | Beachport 11kV | Normal Rating | MVA | 2025 | 2.7 | Zone Substation | None | Normal (N)
Murraylands | Belvedere Road 7.6kV | Normal Rating | MVA | 2025 | 0.39 | Zone Substation | None | Normal (N)
Riverland | Berri 11kV | Normal Rating | MVA | 2025 | 27.7062 | Zone Substation | None | Normal (N)
Riverland | Berri 66kV | Normal Rating | MVA | 2025 | 190 | Connection Point | None | Normal (N)
Murraylands | Binnies 11kV | Normal Rating | MVA | 2025 | 2.47 | Zone Substation | None | Normal (N)
Eastern Hills | Birdwood 11kV | Normal Rating | MVA | 2025 | 3.895 | Zone Substation | None | Normal (N)
Yorke Peninsula | Black Point 11kV | Normal Rating | MVA | 2025 | 1.3 | Zone Substation | None | Normal (N)
Metro West | Blackpool 11kV | Normal Rating | MVA | 2025 | 34.6644 | Zone Substation | None | Normal (N)
Metro South | Blackwood 11kV | Normal Rating | MVA | 2025 | 57.8834 | Zone Substation | None | Normal (N)
South East | Blanche 33kV | Normal Rating | MVA | 2025 | 126.3 | Connection Point | None | Normal (N)
Upper North | Booleroo Centre 11kV | Normal Rating | MVA | 2025 | 1.3 | Zone Substation | None | Normal (N)
Eyre Peninsula | Boothby 33kV | Normal Rating | MVA | 2025 | 3 | Zone Substation | N-1 | Normal (N)
Upper North | Booyoolie 11kV | Normal Rating | MVA | 2025 | 0.195 | Zone Substation | None | Normal (N)
South East | Bordertown 11kV | Normal Rating | MVA | 2025 | 14.1821 | Zone Substation | N-1 | Normal (N)
Mid North | Brinkworth 33kV | Normal Rating | MVA | 2025 | 24.6 | Connection Point | None | Normal (N)
Mid North | Brinkworth Town 11kV | Normal Rating | MVA | 2025 | 3 | Zone Substation | None | Normal (N)
Eastern Hills | Brukunga 11kV | Normal Rating | MVA | 2025 | 0.65 | Zone Substation | None | Normal (N)
Upper North | Bungama Napperby 11kV | Normal Rating | MVA | 2025 | 1.2961 | Zone Substation | None | Normal (N)
Metro East | Burnside 11kV | Normal Rating | MVA | 2025 | 30.5 | Zone Substation | None | Normal (N)
Mid North | Burra TF2 11kV | Normal Rating | MVA | 2025 | 3.7 | Zone Substation | None | Normal (N)
Riverland | Cadell 11kV | Normal Rating | MVA | 2025 | 2.6213 | Zone Substation | None | Normal (N)
Murraylands | Caloote 11kV | Normal Rating | MVA | 2025 | 3.9225 | Zone Substation | None | Normal (N)
Upper North | Caltowie 11kV | Normal Rating | MVA | 2025 | 0.26 | Zone Substation | None | Normal (N)
Murraylands | Cambrai 11kV | Normal Rating | MVA | 2025 | 1.2961 | Zone Substation | None | Normal (N)
Murraylands | Campbell Park 11kV | Normal Rating | MVA | 2025 | 3.9 | Zone Substation | None | Normal (N)
Metro East | Campbelltown 11kV | Normal Rating | MVA | 2025 | 73.859 | Zone Substation | None | Normal (N)
Metro South | Cape Jervis 11kV | Normal Rating | MVA | 2025 | 1.3 | Zone Substation | None | Normal (N)
Metro South | Cape Jervis 33kV | Normal Rating | MVA | 2025 | 54.4 | Zone Substation | N-1 | Normal (N)
Eyre Peninsula | Caralue 11kV | Normal Rating | MVA | 2025 | 3.2 | Zone Substation | None | Normal (N)
Metro West | Cavan 11kV | Normal Rating | MVA | 2025 | 56.6527 | Zone Substation | None | Normal (N)
Adelaide Central | CBD 33kV | Normal Rating | MVA | 2025 | 82.2 | Zone Substation | None | Normal (N)
Eyre Peninsula | Ceduna 11kV | Normal Rating | MVA | 2025 | 12.7904 | Zone Substation | None | Normal (N)
Eastern Hills | Chain of Ponds 11kV | Normal Rating | MVA | 2025 | 0.6175 | Zone Substation | None | Normal (N)
Metro West | Cheltenham 11kV | Normal Rating | MVA | 2025 | 30.7 | Zone Substation | None | Normal (N)
Metro West | Cheltenham 33kV | Normal Rating | MVA | 2025 | 33.1 | Zone Substation | None | Normal (N)
Mid North | Clare 11kV | Normal Rating | MVA | 2025 | 13.1549 | Zone Substation | None | Normal (N)
Mid North | Clare North 33kV | Normal Rating | MVA | 2025 | 50 | Connection Point | None | Normal (N)
Metro South | Clarence Gardens 11kV | Normal Rating | MVA | 2025 | 37 | Zone Substation | None | Normal (N)
Metro South | Clarendon 11kV | Normal Rating | MVA | 2025 | 8.7 | Zone Substation | None | Normal (N)
Metro East | Clearview 11kV | Normal Rating | MVA | 2025 | 26.5973 | Zone Substation | N | Normal (N)
Eyre Peninsula | Cleve 11kV | Normal Rating | MVA | 2025 | 7.1114 | Zone Substation | None | Normal (N)
Eyre Peninsula | Cleve 33kV | Normal Rating | MVA | 2025 | 17.7 | Zone Substation | N-1 | Normal (N)
Eyre Peninsula | Coffin Bay 11kV | Normal Rating | MVA | 2025 | 2.7 | Zone Substation | None | Normal (N)
Mid North | Collinsfield 11kV | Normal Rating | MVA | 2025 | 2.7 | Zone Substation | None | Normal (N)
Murraylands | Coomandook 11kV | Normal Rating | MVA | 2025 | 0.7125 | Zone Substation | None | Normal (N)
Murraylands | Coonalpyn 11kV | Normal Rating | MVA | 2025 | 1.235 | Zone Substation | None | Normal (N)
South East | Coonawarra 11kV | Normal Rating | MVA | 2025 | 12.4483 | Zone Substation | None | Normal (N)
Upper North | Copley Nepabunna 33kV | Normal Rating | MVA | 2025 | 0.39 | Zone Substation | N-1 | Normal (N)
Riverland | Cordola 11kV | Normal Rating | MVA | 2025 | 2.8414 | Zone Substation | None | Normal (N)
Adelaide Central | Coromandel Place 11kV | Normal Rating | MVA | 2025 | 92.0388 | Zone Substation | None | Normal (N)
Eyre Peninsula | Cowell 11kV | Normal Rating | MVA | 2025 | 3 | Zone Substation | None | Normal (N)
Metro West | Croydon 11kV | Normal Rating | MVA | 2025 | 58.4995 | Zone Substation | None | Normal (N)
Metro West | Croydon Park 11kV | Normal Rating | MVA | 2025 | 27.2552 | Zone Substation | None | Normal (N)
Upper North | Crystal Brook 11kV | Normal Rating | MVA | 2025 | 3 | Zone Substation | None | Normal (N)
Metro South | Cudmore Park 11kV | Normal Rating | MVA | 2025 | 24.6503 | Zone Substation | None | Normal (N)
Eyre Peninsula | Cummins 11kV | Normal Rating | MVA | 2025 | 4.5947 | Zone Substation | None | Normal (N)
Yorke Peninsula | Curramulka 7.6kV | Normal Rating | MVA | 2025 | 0.26 | Zone Substation | None | Normal (N)
Yorke Peninsula | Curramulka South 11kV | Normal Rating | MVA | 2025 | 0.195 | Zone Substation | None | Normal (N)
Yorke Peninsula | Dalrymple 33kV | Normal Rating | MVA | 2025 | 50 | Connection Point | None | Normal (N)
Eyre Peninsula | Darke Peak 11kV | Normal Rating | MVA | 2025 | 1.425 | Zone Substation | None | Normal (N)
Upper North | Davenport West 33kV | Normal Rating | MVA | 2025 | 120 | Connection Point | None | Normal (N)
Eastern Hills | Deloraine 11kV | Normal Rating | MVA | 2025 | 0.39 | Zone Substation | None | Normal (N)
Metro North | Direk 11kV | Normal Rating | MVA | 2025 | 55.4215 | Zone Substation | None | Normal (N)
Mid North | Dorrien 33kV | Normal Rating | MVA | 2025 | 216 | Connection Point | None | Normal (N)
Mid North | Dorrien TF4 11kV | Normal Rating | MVA | 2025 | 14.6 | Zone Substation | None | Normal (N)
Mid North | Dorrien TF5 11kV | Normal Rating | MVA | 2025 | 16.1 | Zone Substation | None | Normal (N)
Yorke Peninsula | Dowlingville 11kV | Normal Rating | MVA | 2025 | 0.26 | Zone Substation | None | Normal (N)
Adelaide Central | East Terrace 11kV | Normal Rating | MVA | 2025 | 77.8403 | Zone Substation | None | Normal (N)
Metro North | Edinburgh 11kV | Normal Rating | MVA | 2025 | 57.058 | Zone Substation | None | Normal (N)
Yorke Peninsula | Edithburgh 11kV | Normal Rating | MVA | 2025 | 3 | Zone Substation | None | Normal (N)
Metro North | Elizabeth Downs 11kV | Normal Rating | MVA | 2025 | 59.7447 | Zone Substation | None | Normal (N)
Metro North | Elizabeth Heights 11kV | Normal Rating | MVA | 2025 | 27.5654 | Zone Substation | None | Normal (N)
Metro North | Elizabeth South 11kV | Normal Rating | MVA | 2025 | 25.3377 | Zone Substation | None | Normal (N)
Mid North | Eudunda 11kV | Normal Rating | MVA | 2025 | 2.4 | Zone Substation | None | Normal (N)
Metro North | Evanston 11kV | Normal Rating | MVA | 2025 | 57.668 | Zone Substation | N-1 | Normal (N)
Metro North | Evanston 33kV | Normal Rating | MVA | 2025 | 11.875 | Zone Substation | None | Normal (N)
Metro West | Findon 11kV | Normal Rating | MVA | 2025 | 24.8215 | Zone Substation | None | Normal (N)
Metro West | Flinders Park 11kV | Normal Rating | MVA | 2025 | 29.4 | Zone Substation | None | Normal (N)
Mid North | Florieton SWER 19kV | Normal Rating | MVA | 2025 | 0.15 | Connection Point | None | Normal (N)
Eastern Hills | Forreston 11kV | Normal Rating | MVA | 2025 | 1.3 | Zone Substation | None | Normal (N)
Mid North | Freeling 11kV | Normal Rating | MVA | 2025 | 3.8888 | Zone Substation | None | Normal (N)
Mid North | Freeling North 11kV | Normal Rating | MVA | 2025 | 4.4 | Zone Substation | None | Normal (N)
Metro West | Fulham Gardens 11kV | Normal Rating | MVA | 2025 | 55.6708 | Zone Substation | None | Normal (N)
Upper North | Fullerville 11kV | Normal Rating | MVA | 2025 | 0.26 | Zone Substation | None | Normal (N)
Mid North | Gawler Belt TF1 11kV | Normal Rating | MVA | 2025 | 14 | Zone Substation | None | Normal (N)
Mid North | Gawler Belt TF2 11kV | Normal Rating | MVA | 2025 | 15.9 | Zone Substation | None | Normal (N)
Mid North | Georgetown 11kV | Normal Rating | MVA | 2025 | 0.39 | Zone Substation | None | Normal (N)
Murraylands | Geranium 11kV | Normal Rating | MVA | 2025 | 0.195 | Zone Substation | None | Normal (N)
Upper North | Gladstone 11kV | Normal Rating | MVA | 2025 | 4.7529 | Zone Substation | None | Normal (N)
Metro West | Glanville 11kV | Normal Rating | MVA | 2025 | 23.9426 | Zone Substation | None | Normal (N)
South East | Glencoe 11kV | Normal Rating | MVA | 2025 | 2.1 | Zone Substation | None | Normal (N)
Metro South | Glenelg North 11kV | Normal Rating | MVA | 2025 | 27.9125 | Zone Substation | None | Normal (N)
Riverland | Glossop 11kV | Normal Rating | MVA | 2025 | 15.1451 | Zone Substation | None | Normal (N)
Metro East | Golden Grove 11kV | Normal Rating | MVA | 2025 | 87.663 | Zone Substation | None | Normal (N)
Mid North | Gomersal North 11kV | Normal Rating | MVA | 2025 | 0.7125 | Zone Substation | None | Normal (N)
Metro South | Goolwa 11kV | Normal Rating | MVA | 2025 | 33.6705 | Zone Substation | None | Normal (N)
Mid North | Gulnare 11kV | Normal Rating | MVA | 2025 | 0.39 | Zone Substation | None | Normal (N)
Eastern Hills | Gumeracha 11kV | Normal Rating | MVA | 2025 | 0.195 | Zone Substation | None | Normal (N)
Eastern Hills | Gumeracha Weir 11kV | Normal Rating | MVA | 2025 | 0.39 | Zone Substation | None | Normal (N)
Eastern Hills | Gumhaven 11kV | Normal Rating | MVA | 2025 | 0.39 | Zone Substation | None | Normal (N)
Metro South | Hackham 11kV | Normal Rating | MVA | 2025 | 31.6 | Zone Substation | N-1 | Normal (N)
Eastern Hills | Hahndorf 11kV | Normal Rating | MVA | 2025 | 6.9 | Zone Substation | None | Normal (N)
Mid North | Halbury 11kV | Normal Rating | MVA | 2025 | 0.4095 | Zone Substation | None | Normal (N)
Mid North | Hamley Bridge 11kV | Normal Rating | MVA | 2025 | 3 | Zone Substation | None | Normal (N)
Metro South | Happy Valley 11kV | Normal Rating | MVA | 2025 | 59.6711 | Zone Substation | None | Normal (N)
Metro East | Harrow 11kV | Normal Rating | MVA | 2025 | 30.4914 | Zone Substation | None | Normal (N)
South East | Hatherleigh 11kV | Normal Rating | MVA | 2025 | 0.39 | Zone Substation | None | Normal (N)
Upper North | Hawker 11kV | Normal Rating | MVA | 2025 | 1.1225 | Zone Substation | None | Normal (N)
Metro South | Hay Flat 11kV | Normal Rating | MVA | 2025 | 0.26 | Zone Substation | None | Normal (N)
Metro West | Henley South 11kV | Normal Rating | MVA | 2025 | 57.0748 | Zone Substation | None | Normal (N)
Eastern Hills | Hermitage 11kV | Normal Rating | MVA | 2025 | 0.65 | Zone Substation | None | Normal (N)
Metro East | Hillcrest 11kV | Normal Rating | MVA | 2025 | 59.6854 | Zone Substation | None | Normal (N)
Adelaide Central | Hindley Street 11kV | Normal Rating | MVA | 2025 | 79.9883 | Zone Substation | None | Normal (N)
Metro East | Holden Hill 11kV | Normal Rating | MVA | 2025 | 46.713 | Zone Substation | None | Normal (N)
Metro East | Hope Valley 11kV | Normal Rating | MVA | 2025 | 29.1 | Zone Substation | None | Normal (N)
Eastern Hills | Houghton 7.6kV | Normal Rating | MVA | 2025 | 3.9 | Zone Substation | None | Normal (N)
Mid North | Hoyleton 11kV | Normal Rating | MVA | 2025 | 0.195 | Zone Substation | None | Normal (N)
Yorke Peninsula | Hummocks 33kV | Normal Rating | MVA | 2025 | 50 | Connection Point | None | Normal (N)
Metro East | Ingle Farm 11kV | Normal Rating | MVA | 2025 | 54.4347 | Zone Substation | None | Normal (N)
South East | Inverness 11kV | Normal Rating | MVA | 2025 | 1.3 | Zone Substation | None | Normal (N)
Murraylands | Jabuk 11kV | Normal Rating | MVA | 2025 | 0.26 | Zone Substation | None | Normal (N)
Yorke Peninsula | James Well 11kV | Normal Rating | MVA | 2025 | 0.65 | Zone Substation | None | Normal (N)
Upper North | Jamestown 11kV | Normal Rating | MVA | 2025 | 4.1117 | Zone Substation | Reverse N-1 | Normal (N)
Murraylands | Jervois 11kV | Normal Rating | MVA | 2025 | 4.94 | Zone Substation | None | Normal (N)
Yorke Peninsula | Kadina 11kV | Normal Rating | MVA | 2025 | 17.3603 | Zone Substation | None | Normal (N)
Yorke Peninsula | Kadina East 33kV | Normal Rating | MVA | 2025 | 120 | Connection Point | None | Normal (N)
South East | Kalangadoo 11kV | Normal Rating | MVA | 2025 | 0.65 | Zone Substation | None | Normal (N)
South East | Kalangadoo West 11kV | Normal Rating | MVA | 2025 | 1.2925 | Zone Substation | None | Normal (N)
Eastern Hills | Kanmantoo Copper Mine 11kV | Normal Rating | MVA | 2025 | 3 | Connection Point | None | Normal (N)
Mid North | Kapunda TF1 11kV | Normal Rating | MVA | 2025 | 17.1 | Zone Substation | None | Normal (N)
Mid North | Kapunda TF2 11kV | Normal Rating | MVA | 2025 | 17.3 | Zone Substation | None | Normal (N)
Murraylands | Karoonda 11kV | Normal Rating | MVA | 2025 | 3.9 | Zone Substation | Reverse N | Normal (N)
South East | Keith 11kV | Normal Rating | MVA | 2025 | 16.5904 | Zone Substation | None | Normal (N)
South East | Keith 33kV | Normal Rating | MVA | 2025 | 58.9 | Connection Point | None | Normal (N)
Metro East | Kent Town 11kV | Normal Rating | MVA | 2025 | 57.5033 | Zone Substation | None | Normal (N)
Eastern Hills | Kersbrook 11kV | Normal Rating | MVA | 2025 | 1.3 | Zone Substation | None | Normal (N)
Metro South | Keswick 11kV | Normal Rating | MVA | 2025 | 50.5669 | Zone Substation | None | Normal (N)
Murraylands | Ki Ki 11kV | Normal Rating | MVA | 2025 | 0.195 | Zone Substation | None | Normal (N)
Metro West | Kilburn 11kV | Normal Rating | MVA | 2025 | 85.0543 | Zone Substation | None | Normal (N)
Metro East | Kilburn South 11kV | Normal Rating | MVA | 2025 | 36.1 | Zone Substation | None | Normal (N)
Metro West | Kilkenny 11kV | Normal Rating | MVA | 2025 | 55.5169 | Zone Substation | None | Normal (N)
South East | Kincraig 33kV | Normal Rating | MVA | 2025 | 51.6 | Connection Point | None | Normal (N)
Metro South | Kingscote 11kV | Normal Rating | MVA | 2025 | 8.5 | Zone Substation | None | Normal (N)
South East | Kingston SE 11kV | Normal Rating | MVA | 2025 | 3.8692 | Zone Substation | None | Normal (N)
Metro South | Kingswood 11kV | Normal Rating | MVA | 2025 | 69.1164 | Zone Substation | None | Normal (N)
South East | Kongorong 11kV | Normal Rating | MVA | 2025 | 1.33 | Zone Substation | None | Normal (N)
South East | Kumorna 11kV | Normal Rating | MVA | 2025 | 1.3 | Zone Substation | None | Normal (N)
Mid North | Kybunga 11kV | Normal Rating | MVA | 2025 | 0.13 | Zone Substation | None | Normal (N)
Murraylands | Lameroo 11kV | Normal Rating | MVA | 2025 | 2.5808 | Zone Substation | None | Normal (N)
Eastern Hills | Langhorne Creek 11kV | Normal Rating | MVA | 2025 | 6.8552 | Zone Substation | None | Normal (N)
Metro West | Largs North 11kV | Normal Rating | MVA | 2025 | 35.5257 | Zone Substation | None | Normal (N)
Metro West | Lefevre 11kV | Normal Rating | MVA | 2025 | 74.5798 | Zone Substation | None | Normal (N)
Upper North | Leigh Creek South 33kV | Normal Rating | MVA | 2025 | 5 | Connection Point | None | Normal (N)
Metro East | Linden Park 11kV | Normal Rating | MVA | 2025 | 55.6662 | Zone Substation | None | Normal (N)
Eyre Peninsula | Little Swamp 11kV | Normal Rating | MVA | 2025 | 0.39 | Zone Substation | None | Normal (N)
Eastern Hills | Lobethal 11kV | Normal Rating | MVA | 2025 | 13.4003 | Zone Substation | None | Normal (N)
Eyre Peninsula | Lock 11kV | Normal Rating | MVA | 2025 | 1.2 | Zone Substation | None | Normal (N)
Riverland | Loveday 11kV | Normal Rating | MVA | 2025 | 20.6815 | Zone Substation | None | Normal (N)
Metro South | Lower Mitcham 11kV | Normal Rating | MVA | 2025 | 25.7419 | Zone Substation | None | Normal (N)
Riverland | Loxton 11kV | Normal Rating | MVA | 2025 | 21.9543 | Zone Substation | None | Normal (N)
South East | Lucindale 11kV | Normal Rating | MVA | 2025 | 3.5972 | Zone Substation | None | Normal (N)
Mid North | Lyndoch 11kV | Normal Rating | MVA | 2025 | 4.6 | Zone Substation | None | Normal (N)
Mid North | Lyndoch South 7.6kV | Normal Rating | MVA | 2025 | 0.65 | Zone Substation | None | Normal (N)
Riverland | Lyrup 11kV | Normal Rating | MVA | 2025 | 8.8769 | Zone Substation | None | Normal (N)
Metro South | MacGillivray 11kV | Normal Rating | MVA | 2025 | 2.3978 | Zone Substation | None | Normal (N)
Yorke Peninsula | Maitland 11kV | Normal Rating | MVA | 2025 | 6.4688 | Zone Substation | None | Normal (N)
Mid North | Mallala 11kV | Normal Rating | MVA | 2025 | 7.083 | Zone Substation | None | Normal (N)
Murraylands | Mannum 33kV | Normal Rating | MVA | 2025 | 40 | Connection Point | None | Normal (N)
Murraylands | Mannum Town 7.6kV | Normal Rating | MVA | 2025 | 6.1628 | Zone Substation | None | Normal (N)
Yorke Peninsula | Marion Bay 11kV | Normal Rating | MVA | 2025 | 1.425 | Zone Substation | None | Normal (N)
Mid North | Marrabel 11kV | Normal Rating | MVA | 2025 | 2.66 | Zone Substation | None | Normal (N)
Metro South | McLaren Flat TF1 11kV | Normal Rating | MVA | 2025 | 15.4 | Zone Substation | None | Normal (N)
Metro South | McLaren Flat TF2 11kV | Normal Rating | MVA | 2025 | 16 | Zone Substation | None | Normal (N)
Metro South | McLaren Vale 11kV | Normal Rating | MVA | 2025 | 5.3947 | Zone Substation | None | Normal (N)
Metro South | McLaren Vale Vineyard 11kV | Normal Rating | MVA | 2025 | 0.195 | Zone Substation | None | Normal (N)
Eastern Hills | Meadows 11kV | Normal Rating | MVA | 2025 | 7.1123 | Zone Substation | Reverse N-1 | Normal (N)
Upper North | Melrose 11kV | Normal Rating | MVA | 2025 | 0.65 | Zone Substation | None | Normal (N)
Murraylands | Meningie 11kV | Normal Rating | MVA | 2025 | 6.9798 | Zone Substation | None | Normal (N)
Metro East | Metro East 66kV | Normal Rating | MVA | 2025 | 1650 | Connection Point | None | Normal (N)
Metro North | Metro North 66kV | Normal Rating | MVA | 2025 | 870 | Connection Point | None | Normal (N)
Metro South | Metro South 66kV | Normal Rating | MVA | 2025 | 1527 | Connection Point | None | Normal (N)
Metro West | Metro West 66kV | Normal Rating | MVA | 2025 | 885 | Connection Point | None | Normal (N)
Eastern Hills | Milang 11kV | Normal Rating | MVA | 2025 | 6.8121 | Zone Substation | None | Normal (N)
South East | Millicent 11kV | Normal Rating | MVA | 2025 | 12.4773 | Zone Substation | None | Normal (N)
Yorke Peninsula | Minlaton 11kV | Normal Rating | MVA | 2025 | 2.5875 | Zone Substation | None | Normal (N)
Murraylands | Mobilong 33kV | Normal Rating | MVA | 2025 | 114.3 | Connection Point | None | Normal (N)
Murraylands | Monarto Central 11kV | Normal Rating | MVA | 2025 | 8.7 | Zone Substation | None | Normal (N)
Murraylands | Monarto South 11kV | Normal Rating | MVA | 2025 | 14.9 | Zone Substation | None | Normal (N)
Yorke Peninsula | Moonta 11kV | Normal Rating | MVA | 2025 | 12.8003 | Zone Substation | N-1 | Normal (N)
Eyre Peninsula | Moorkitabie 11kV | Normal Rating | MVA | 2025 | 1.4 | Zone Substation | None | Normal (N)
Riverland | Morgan 11kV | Normal Rating | MVA | 2025 | 1.425 | Zone Substation | N | Normal (N)
Metro South | Morphett Vale East 11kV | Normal Rating | MVA | 2025 | 57.3502 | Zone Substation | None | Normal (N)
Metro South | Morphettville 11kV | Normal Rating | MVA | 2025 | 29.8 | Zone Substation | None | Normal (N)
Eastern Hills | Mount Barker 11kV | Normal Rating | MVA | 2025 | 72.7377 | Zone Substation | None | Normal (N)
Eastern Hills | Mount Barker 66kV | Normal Rating | MVA | 2025 | 361.6 | Connection Point | None | Normal (N)
South East | Mount Burr 11kV | Normal Rating | MVA | 2025 | 0.362 | Zone Substation | None | Normal (N)
South East | Mount Gambier 11kV | Normal Rating | MVA | 2025 | 25.4441 | Zone Substation | None | Normal (N)
South East | Mount Gambier 33kV | Normal Rating | MVA | 2025 | 63.3 | Connection Point | None | Normal (N)
South East | Mount Gambier North 11kV | Normal Rating | MVA | 2025 | 17.8125 | Zone Substation | N-1 | Normal (N)
South East | Mount Gambier West 11kV | Normal Rating | MVA | 2025 | 25.636 | Zone Substation | None | Normal (N)
Upper North | Mount Gunson 33kV | Normal Rating | MVA | 2025 | 10 | Connection Point | None | Normal (N)
Eastern Hills | Mount Pleasant 11kV | Normal Rating | MVA | 2025 | 3.7 | Zone Substation | None | Normal (N)
South East | Mount Schank 11kV | Normal Rating | MVA | 2025 | 3.9415 | Zone Substation | None | Normal (N)
Murraylands | Murray Bridge North 11kV | Normal Rating | MVA | 2025 | 26.1046 | Zone Substation | None | Normal (N)
Murraylands | Murray Bridge South 11kV | Normal Rating | MVA | 2025 | 28.411 | Zone Substation | None | Normal (N)
Eastern Hills | Mylor 11kV | Normal Rating | MVA | 2025 | 4.94 | Zone Substation | None | Normal (N)
Murraylands | Mypolonga 11kV | Normal Rating | MVA | 2025 | 5.0633 | Zone Substation | None | Normal (N)
Metro South | Myponga 11kV | Normal Rating | MVA | 2025 | 13.2608 | Zone Substation | None | Normal (N)
Eastern Hills | Nairne 11kV | Normal Rating | MVA | 2025 | 9.1921 | Zone Substation | Reverse N-1 | Normal (N)
South East | Nangwarry 11kV | Normal Rating | MVA | 2025 | 3.62 | Zone Substation | None | Normal (N)
South East | Naracoorte 11kV | Normal Rating | MVA | 2025 | 29.8382 | Zone Substation | None | Normal (N)
South East | Naracoorte East 11kV | Normal Rating | MVA | 2025 | 17.7 | Zone Substation | None | Normal (N)
Murraylands | Narrung 11kV | Normal Rating | MVA | 2025 | 3.8 | Zone Substation | None | Normal (N)
Upper North | Neuroodla 33kV | Normal Rating | MVA | 2025 | 10 | Connection Point | None | Normal (N)
Metro West | New Osborne 11kV | Normal Rating | MVA | 2025 | 12.5 | Zone Substation | None | Normal (N)
Metro West | New Richmond 11kV | Normal Rating | MVA | 2025 | 51.3338 | Zone Substation | None | Normal (N)
Murraylands | Nildottie 11kV | Normal Rating | MVA | 2025 | 4.4 | Zone Substation | None | Normal (N)
Yorke Peninsula | Ninnes 11kV | Normal Rating | MVA | 2025 | 1.3 | Zone Substation | None | Normal (N)
Metro South | Noarlunga Centre 11kV | Normal Rating | MVA | 2025 | 28.2723 | Zone Substation | None | Normal (N)
Metro East | North Adelaide 11kV | Normal Rating | MVA | 2025 | 70.1177 | Zone Substation | None | Normal (N)
Metro South | North Unley 11kV | Normal Rating | MVA | 2025 | 26.0077 | Zone Substation | None | Normal (N)
Riverland | North West Bend 66kV | Normal Rating | MVA | 2025 | 73.6 | Connection Point | None | Normal (N)
Metro East | Northfield 11kV | Normal Rating | MVA | 2025 | 26.5321 | Zone Substation | N | Normal (N)
Metro East | Norwood 11kV | Normal Rating | MVA | 2025 | 85.5969 | Zone Substation | None | Normal (N)
Mid North | Nuriootpa 11kV | Normal Rating | MVA | 2025 | 13.7 | Zone Substation | None | Normal (N)
Metro South | Oaklands 11kV | Normal Rating | MVA | 2025 | 58.0689 | Zone Substation | None | Normal (N)
Upper North | Orroroo 11kV | Normal Rating | MVA | 2025 | 2.588 | Zone Substation | None | Normal (N)
South East | Padthaway 11kV | Normal Rating | MVA | 2025 | 13.628 | Zone Substation | None | Normal (N)
Murraylands | Palmer 11kV | Normal Rating | MVA | 2025 | 0.39 | Zone Substation | None | Normal (N)
Metro South | Panorama 11kV | Normal Rating | MVA | 2025 | 58.5093 | Zone Substation | None | Normal (N)
Metro North | Parafield Gardens 11kV | Normal Rating | MVA | 2025 | 74.4966 | Zone Substation | None | Normal (N)
Metro North | Paralowie 11kV | Normal Rating | MVA | 2025 | 27.6127 | Zone Substation | None | Normal (N)
Murraylands | Parilla 11kV | Normal Rating | MVA | 2025 | 3.1 | Zone Substation | None | Normal (N)
Riverland | Paringa 11kV | Normal Rating | MVA | 2025 | 3.5625 | Zone Substation | None | Normal (N)
Riverland | Paringa 33kV | Normal Rating | MVA | 2025 | 34.6433 | Zone Substation | None | Normal (N)
Yorke Peninsula | Paskeville 11kV | Normal Rating | MVA | 2025 | 1.2286 | Zone Substation | None | Normal (N)
Murraylands | Peake 11kV | Normal Rating | MVA | 2025 | 0.362 | Zone Substation | None | Normal (N)
Murraylands | Pellaring Flat 11kV | Normal Rating | MVA | 2025 | 0.13 | Zone Substation | None | Normal (N)
Metro North | Penfield 11kV | Normal Rating | MVA | 2025 | 50.6399 | Zone Substation | None | Normal (N)
Metro South | Penneshaw 11kV | Normal Rating | MVA | 2025 | 2.715 | Zone Substation | None | Normal (N)
South East | Penola 11kV | Normal Rating | MVA | 2025 | 4.2637 | Zone Substation | None | Normal (N)
South East | Penola West 33kV | Normal Rating | MVA | 2025 | 50 | Connection Point | None | Normal (N)
Upper North | Peterborough 11kV | Normal Rating | MVA | 2025 | 2.8 | Zone Substation | None | Normal (N)
Eastern Hills | Piccadilly 11kV | Normal Rating | MVA | 2025 | 3.895 | Zone Substation | None | Normal (N)
Murraylands | Pinnaroo 11kV | Normal Rating | MVA | 2025 | 2.4858 | Zone Substation | None | Normal (N)
Murraylands | Pinnaroo South 11kV | Normal Rating | MVA | 2025 | 0.39 | Zone Substation | None | Normal (N)
Metro South | Plympton 11kV | Normal Rating | MVA | 2025 | 28.4291 | Zone Substation | None | Normal (N)
Eyre Peninsula | Point Boston 11kV | Normal Rating | MVA | 2025 | 2.185 | Zone Substation | None | Normal (N)
Eyre Peninsula | Polda 11kV | Normal Rating | MVA | 2025 | 1.3 | Zone Substation | None | Normal (N)
Eyre Peninsula | Poonindie 11kV | Normal Rating | MVA | 2025 | 1.235 | Zone Substation | None | Normal (N)
Metro West | Port Adelaide 11kV | Normal Rating | MVA | 2025 | 33.1915 | Zone Substation | None | Normal (N)
Metro West | Port Adelaide North 11kV | Normal Rating | MVA | 2025 | 49.029 | Zone Substation | None | Normal (N)
Upper North | Port Augusta 11kV | Normal Rating | MVA | 2025 | 28.5 | Zone Substation | None | Normal (N)
Upper North | Port Augusta West TF1 11kV | Normal Rating | MVA | 2025 | 15.1 | Zone Substation | None | Normal (N)
Upper North | Port Augusta West TF2 11kV | Normal Rating | MVA | 2025 | 17.1 | Zone Substation | None | Normal (N)
Upper North | Port Broughton 11kV | Normal Rating | MVA | 2025 | 5.2831 | Zone Substation | None | Normal (N)
Yorke Peninsula | Port Clinton 11kV | Normal Rating | MVA | 2025 | 1.3 | Zone Substation | None | Normal (N)
Upper North | Port Germein 11kV | Normal Rating | MVA | 2025 | 1.3 | Zone Substation | None | Normal (N)
Yorke Peninsula | Port Giles 11kV | Normal Rating | MVA | 2025 | 3.5625 | Zone Substation | None | Normal (N)
Yorke Peninsula | Port Julia 11kV | Normal Rating | MVA | 2025 | 1.3 | Zone Substation | None | Normal (N)
Eyre Peninsula | Port Lincoln City 11kV | Normal Rating | MVA | 2025 | 28.418 | Zone Substation | None | Normal (N)
Eyre Peninsula | Port Lincoln Docks 11kV | Normal Rating | MVA | 2025 | 13.4 | Zone Substation | None | Normal (N)
Eyre Peninsula | Port Lincoln Marina 11kV | Normal Rating | MVA | 2025 | 17.8 | Zone Substation | None | Normal (N)
Eyre Peninsula | Port Lincoln Terminal 33kV | Normal Rating | MVA | 2025 | 101.4 | Connection Point | None | Normal (N)
Metro South | Port Noarlunga 11kV | Normal Rating | MVA | 2025 | 58.045 | Zone Substation | None | Normal (N)
Upper North | Port Pirie Bungama 33kV | Normal Rating | MVA | 2025 | 192 | Connection Point | None | Normal (N)
Upper North | Port Pirie South 11kV | Normal Rating | MVA | 2025 | 40.5097 | Zone Substation | None | Normal (N)
Metro South | Port Stanvac 11kV | Normal Rating | MVA | 2025 | 56.1946 | Zone Substation | None | Normal (N)
Metro South | Port Stanvac TF2 11kV | Normal Rating | MVA | 2025 | 28.2359 | Zone Substation | None | Normal (N)
Yorke Peninsula | Port Vincent 11kV | Normal Rating | MVA | 2025 | 2.6556 | Zone Substation | None | Normal (N)
Riverland | Portee 11kV | Normal Rating | MVA | 2025 | 0.7 | Zone Substation | N | Normal (N)
Metro East | Prospect 11kV | Normal Rating | MVA | 2025 | 50.6164 | Zone Substation | None | Normal (N)
Murraylands | Punyelroo 11kV | Normal Rating | MVA | 2025 | 1.33 | Zone Substation | None | Normal (N)
Riverland | Pyap 11kV | Normal Rating | MVA | 2025 | 15.1699 | Zone Substation | None | Normal (N)
Riverland | Qualco 11kV | Normal Rating | MVA | 2025 | 3.25 | Zone Substation | N | Normal (N)
Metro West | Queenstown 11kV | Normal Rating | MVA | 2025 | 22.8308 | Zone Substation | None | Normal (N)
Upper North | Quorn 11kV | Normal Rating | MVA | 2025 | 2.7 | Zone Substation | None | Normal (N)
Riverland | Ramco 11kV | Normal Rating | MVA | 2025 | 9.3867 | Zone Substation | None | Normal (N)
Metro South | Rapid Bay 11kV | Normal Rating | MVA | 2025 | 0.4095 | Zone Substation | None | Normal (N)
Riverland | Renmark 11kV | Normal Rating | MVA | 2025 | 29.9029 | Zone Substation | None | Normal (N)
Mid North | Riverton 11kV | Normal Rating | MVA | 2025 | 3.9 | Zone Substation | None | Normal (N)
South East | Robe 7.6kV | Normal Rating | MVA | 2025 | 6.4256 | Zone Substation | None | Normal (N)
Mid North | Robertstown 11kV | Normal Rating | MVA | 2025 | 1.3 | Zone Substation | None | Normal (N)
Riverland | Roonka 11kV | Normal Rating | MVA | 2025 | 8 | Zone Substation | None | Normal (N)
Eyre Peninsula | Rudall 11kV | Normal Rating | MVA | 2025 | 0.65 | Zone Substation | None | Normal (N)
Metro North | Salisbury 11kV | Normal Rating | MVA | 2025 | 71.3194 | Zone Substation | N | Normal (N)
Metro South | Salt Cliffs 11kV | Normal Rating | MVA | 2025 | 0.65 | Zone Substation | None | Normal (N)
Mid North | Sandy Creek 11kV | Normal Rating | MVA | 2025 | 3 | Zone Substation | None | Normal (N)
Metro South | Seacombe 11kV | Normal Rating | MVA | 2025 | 59.87 | Zone Substation | None | Normal (N)
Metro South | Seaford 11kV | Normal Rating | MVA | 2025 | 16.7 | Zone Substation | None | Normal (N)
Metro South | Second Valley 11kV | Normal Rating | MVA | 2025 | 0.65 | Zone Substation | None | Normal (N)
Metro South | Sheidow Park 11kV | Normal Rating | MVA | 2025 | 35.3718 | Zone Substation | Reverse N-1 | Normal (N)
Murraylands | Sherlock 11kV | Normal Rating | MVA | 2025 | 0.195 | Zone Substation | None | Normal (N)
Metro North | Smithfield West 11kV | Normal Rating | MVA | 2025 | 37.7 | Zone Substation | N-1 | Normal (N)
South East | Snuggery Rural 33kV | Normal Rating | MVA | 2025 | 28.8 | Connection Point | None | Normal (N)
South East | South End 11kV | Normal Rating | MVA | 2025 | 0.78 | Zone Substation | Reverse N-1 | Normal (N)
Mid North | Spalding 11kV | Normal Rating | MVA | 2025 | 1.235 | Zone Substation | None | Normal (N)
Metro South | Square Water Hole 11kV | Normal Rating | MVA | 2025 | 7.125 | Zone Substation | None | Normal (N)
Yorke Peninsula | Stansbury 11kV | Normal Rating | MVA | 2025 | 1.805 | Zone Substation | None | Normal (N)
Eastern Hills | Stirling East 11kV | Normal Rating | MVA | 2025 | 17.5 | Zone Substation | None | Normal (N)
Upper North | Stirling North 1 11kV | Normal Rating | MVA | 2025 | 3.25 | Zone Substation | None | Normal (N)
Upper North | Stirling North 2 11kV | Normal Rating | MVA | 2025 | 3 | Zone Substation | None | Normal (N)
Mid North | Stockwell TF1 11kV | Normal Rating | MVA | 2025 | 8.9062 | Zone Substation | None | Normal (N)
Mid North | Stockwell TF2 11kV | Normal Rating | MVA | 2025 | 8.7 | Zone Substation | None | Normal (N)
Eyre Peninsula | Stony Point 11kV | Normal Rating | MVA | 2025 | 2.5 | Connection Point | None | Normal (N)
Eastern Hills | Strathalbyn 11kV | Normal Rating | MVA | 2025 | 16.9 | Zone Substation | None | Normal (N)
Eyre Peninsula | Streaky Bay 11kV | Normal Rating | MVA | 2025 | 7.1187 | Zone Substation | Reverse N-1 | Normal (N)
Riverland | Swan Reach 11kV | Normal Rating | MVA | 2025 | 3.9 | Zone Substation | None | Normal (N)
Riverland | Swan Reach 33kV | Normal Rating | MVA | 2025 | 7.125 | Zone Substation | None | Normal (N)
Murraylands | Tailem Bend 33kV | Normal Rating | MVA | 2025 | 60 | Connection Point | None | Normal (N)
Murraylands | Tailem Bend Town 11kV | Normal Rating | MVA | 2025 | 4.167 | Zone Substation | None | Normal (N)
South East | Tantanoola 11kV | Normal Rating | MVA | 2025 | 1.425 | Zone Substation | None | Normal (N)
Eyre Peninsula | Tarlton 11kV | Normal Rating | MVA | 2025 | 1.1 | Zone Substation | None | Normal (N)
South East | Tarpeena South 11kV | Normal Rating | MVA | 2025 | 10.86 | Zone Substation | N-1 | Normal (N)
Metro East | Tea Tree Gully 11kV | Normal Rating | MVA | 2025 | 49.8628 | Zone Substation | None | Normal (N)
Murraylands | Teal Flat 11kV | Normal Rating | MVA | 2025 | 7.7664 | Zone Substation | None | Normal (N)
Upper North | Telowie 11kV | Normal Rating | MVA | 2025 | 1.235 | Zone Substation | None | Normal (N)
Mid North | Templers 33kV | Normal Rating | MVA | 2025 | 147.6 | Connection Point | None | Normal (N)
Metro West | Thebarton 11kV | Normal Rating | MVA | 2025 | 53.7181 | Zone Substation | None | Normal (N)
South East | Tintinara 11kV | Normal Rating | MVA | 2025 | 3.9 | Zone Substation | None | Normal (N)
Metro South | Tonsley Park 11kV | Normal Rating | MVA | 2025 | 39.8313 | Zone Substation | None | Normal (N)
Eyre Peninsula | Tumby Bay 11kV | Normal Rating | MVA | 2025 | 5.165 | Zone Substation | None | Normal (N)
Metro North | Two Wells 11kV | Normal Rating | MVA | 2025 | 16.3 | Zone Substation | N-1 | Normal (N)
Eyre Peninsula | Uley 11kV | Normal Rating | MVA | 2025 | 1.3 | Zone Substation | None | Normal (N)
Eyre Peninsula | Uley South 11kV | Normal Rating | MVA | 2025 | 1.235 | Zone Substation | None | Normal (N)
Eastern Hills | Uraidla 11kV | Normal Rating | MVA | 2025 | 17.3298 | Zone Substation | None | Normal (N)
Eastern Hills | Uraidla 33kV | Normal Rating | MVA | 2025 | 31 | Zone Substation | None | Normal (N)
Eastern Hills | Verdun 11kV | Normal Rating | MVA | 2025 | 3.9 | Zone Substation | None | Normal (N)
Metro South | Victor Harbor 11kV | Normal Rating | MVA | 2025 | 59.7555 | Zone Substation | None | Normal (N)
Metro North | Virginia 11kV | Normal Rating | MVA | 2025 | 14.8 | Zone Substation | None | Normal (N)
Riverland | Waikerie 11kV | Normal Rating | MVA | 2025 | 12.2293 | Zone Substation | None | Normal (N)
Murraylands | Walker Flat 11kV | Normal Rating | MVA | 2025 | 2.85 | Zone Substation | None | Normal (N)
Yorke Peninsula | Wallaroo 11kV | Normal Rating | MVA | 2025 | 17.8125 | Zone Substation | None | Normal (N)
Yorke Peninsula | Warooka 11kV | Normal Rating | MVA | 2025 | 6.4423 | Zone Substation | None | Normal (N)
Mid North | Wasleys 11kV | Normal Rating | MVA | 2025 | 2.7 | Zone Substation | None | Normal (N)
Mid North | Waterloo 33kV | Normal Rating | MVA | 2025 | 50 | Connection Point | None | Normal (N)
Mid North | Waterloo Town 11kV | Normal Rating | MVA | 2025 | 0.65 | Zone Substation | None | Normal (N)
Murraylands | White Sands 11kV | Normal Rating | MVA | 2025 | 8.5 | Zone Substation | None | Normal (N)
Adelaide Central | Whitmore Square 11kV | Normal Rating | MVA | 2025 | 79.2172 | Zone Substation | None | Normal (N)
Eyre Peninsula | Whyalla Central 33kV | Normal Rating | MVA | 2025 | 240 | Connection Point | None | Normal (N)
Eyre Peninsula | Whyalla City 11kV | Normal Rating | MVA | 2025 | 25.1293 | Zone Substation | None | Normal (N)
Eyre Peninsula | Whyalla North 11kV | Normal Rating | MVA | 2025 | 1.425 | Zone Substation | None | Normal (N)
Eyre Peninsula | Whyalla Stuart 11kV | Normal Rating | MVA | 2025 | 29.3127 | Zone Substation | None | Normal (N)
Mid North | Williamstown 11kV | Normal Rating | MVA | 2025 | 3 | Zone Substation | None | Normal (N)
Mid North | Williamstown South 11kV | Normal Rating | MVA | 2025 | 4.94 | Zone Substation | None | Normal (N)
Metro South | Willunga 11kV | Normal Rating | MVA | 2025 | 6.9 | Zone Substation | None | Normal (N)
Metro South | Willunga 33kV | Normal Rating | MVA | 2025 | 9.75 | Zone Substation | None | Normal (N)
Upper North | Wilmington 11kV | Normal Rating | MVA | 2025 | 2.565 | Zone Substation | None | Normal (N)
Upper North | Wirrabara Forest 11kV | Normal Rating | MVA | 2025 | 1.3 | Zone Substation | None | Normal (N)
Upper North | Wirrabara South 11kV | Normal Rating | MVA | 2025 | 0.13 | Zone Substation | None | Normal (N)
Metro South | Wirrina Cove 11kV | Normal Rating | MVA | 2025 | 1.95 | Zone Substation | None | Normal (N)
Upper North | Wongyarra 11kV | Normal Rating | MVA | 2025 | 0.26 | Zone Substation | None | Normal (N)
Metro East | Woodforde 11kV | Normal Rating | MVA | 2025 | 47.6828 | Zone Substation | None | Normal (N)
Murraylands | Woods Point 11kV | Normal Rating | MVA | 2025 | 8.9 | Zone Substation | None | Normal (N)
Eastern Hills | Woodside 11kV | Normal Rating | MVA | 2025 | 13.3847 | Zone Substation | Reverse N-1 | Normal (N)
Metro West | Woodville 11kV | Normal Rating | MVA | 2025 | 27.265 | Zone Substation | None | Normal (N)
Metro West | Woodville 33kV | Normal Rating | MVA | 2025 | 33.9 | Zone Substation | None | Normal (N)
Riverland | Woolpunda 11kV | Normal Rating | MVA | 2025 | 19.0182 | Zone Substation | None | Normal (N)
Eyre Peninsula | Wudinna 11kV | Normal Rating | MVA | 2025 | 5.4556 | Zone Substation | None | Normal (N)
Eyre Peninsula | Wudinna 66kV | Normal Rating | MVA | 2025 | 50 | Connection Point | None | Normal (N)
Eyre Peninsula | Yadnarie 66kV | Normal Rating | MVA | 2025 | 46.4 | Connection Point | None | Normal (N)
Metro South | Yankalilla 11kV | Normal Rating | MVA | 2025 | 16.5 | Zone Substation | None | Normal (N)
Metro South | Yankalilla 33kV | Normal Rating | MVA | 2025 | 17.8125 | Zone Substation | None | Normal (N)
Metro South | Yankalilla Hill 11kV | Normal Rating | MVA | 2025 | 0.39 | Zone Substation | None | Normal (N)
Upper North | Yongala 11kV | Normal Rating | MVA | 2025 | 0.39 | Zone Substation | None | Normal (N)
Yorke Peninsula | Yorketown 11kV | Normal Rating | MVA | 2025 | 2.5974 | Zone Substation | None | Normal (N)
Adelaide Central | ACR 66kV | Normal Rating | MVA | 2026 | 525 | Connection Point | None | Normal (N)
Eastern Hills | Aldgate 11kV | Normal Rating | MVA | 2026 | 12.5808 | Zone Substation | None | Normal (N)
Metro South | Aldinga 11kV | Normal Rating | MVA | 2026 | 32.6386 | Zone Substation | None | Normal (N)
South East | Allendale East 11kV | Normal Rating | MVA | 2026 | 7.1043 | Zone Substation | None | Normal (N)
Mid North | Alma 11kV | Normal Rating | MVA | 2026 | 0.195 | Zone Substation | None | Normal (N)
Metro South | American River 11kV | Normal Rating | MVA | 2026 | 3 | Zone Substation | None | Normal (N)
Eastern Hills | Angas Creek 33kV | Normal Rating | MVA | 2026 | 53.9 | Connection Point | None | Normal (N)
Mid North | Angaston 11kV | Normal Rating | MVA | 2026 | 28.9089 | Zone Substation | None | Normal (N)
Metro North | Angle Vale 11kV | Normal Rating | MVA | 2026 | 59.5486 | Zone Substation | None | Normal (N)
Yorke Peninsula | Ardrossan 11kV | Normal Rating | MVA | 2026 | 3.6873 | Zone Substation | None | Normal (N)
Yorke Peninsula | Ardrossan West 33kV | Normal Rating | MVA | 2026 | 62 | Connection Point | None | Normal (N)
Eyre Peninsula | Arno Bay 11kV | Normal Rating | MVA | 2026 | 3 | Zone Substation | None | Normal (N)
Metro South | Ascot Park 11kV | Normal Rating | MVA | 2026 | 23.9 | Zone Substation | N | Normal (N)
Metro West | Athol Park 11kV | Normal Rating | MVA | 2026 | 25.9765 | Zone Substation | None | Normal (N)
Mid North | Auburn 11kV | Normal Rating | MVA | 2026 | 3.9 | Zone Substation | None | Normal (N)
Yorke Peninsula | Balaklava 7.6kV | Normal Rating | MVA | 2026 | 5.1274 | Zone Substation | None | Normal (N)
Eastern Hills | Balhannah 33kV | Normal Rating | MVA | 2026 | 35.5544 | Zone Substation | None | Normal (N)
Upper North | Baroota 33kV | Normal Rating | MVA | 2026 | 11.8 | Connection Point | None | Normal (N)
Upper North | Baroota Town 11kV | Normal Rating | MVA | 2026 | 0.7125 | Zone Substation | None | Normal (N)
Mid North | Barossa South TF1 11kV | Normal Rating | MVA | 2026 | 8.9062 | Zone Substation | None | Normal (N)
Mid North | Barossa South TF2 11kV | Normal Rating | MVA | 2026 | 8.645 | Zone Substation | None | Normal (N)
South East | Beachport 11kV | Normal Rating | MVA | 2026 | 2.7 | Zone Substation | None | Normal (N)
Murraylands | Belvedere Road 7.6kV | Normal Rating | MVA | 2026 | 0.39 | Zone Substation | None | Normal (N)
Riverland | Berri 11kV | Normal Rating | MVA | 2026 | 27.7062 | Zone Substation | None | Normal (N)
Riverland | Berri 66kV | Normal Rating | MVA | 2026 | 190 | Connection Point | None | Normal (N)
Murraylands | Binnies 11kV | Normal Rating | MVA | 2026 | 2.47 | Zone Substation | None | Normal (N)
Eastern Hills | Birdwood 11kV | Normal Rating | MVA | 2026 | 3.895 | Zone Substation | None | Normal (N)
Yorke Peninsula | Black Point 11kV | Normal Rating | MVA | 2026 | 1.3 | Zone Substation | None | Normal (N)
Metro West | Blackpool 11kV | Normal Rating | MVA | 2026 | 34.6644 | Zone Substation | None | Normal (N)
Metro South | Blackwood 11kV | Normal Rating | MVA | 2026 | 57.8834 | Zone Substation | None | Normal (N)
South East | Blanche 33kV | Normal Rating | MVA | 2026 | 126.3 | Connection Point | None | Normal (N)
Upper North | Booleroo Centre 11kV | Normal Rating | MVA | 2026 | 1.3 | Zone Substation | None | Normal (N)
Eyre Peninsula | Boothby 33kV | Normal Rating | MVA | 2026 | 3 | Zone Substation | N-1 | Normal (N)
Upper North | Booyoolie 11kV | Normal Rating | MVA | 2026 | 0.195 | Zone Substation | None | Normal (N)
South East | Bordertown 11kV | Normal Rating | MVA | 2026 | 14.1821 | Zone Substation | N-1 | Normal (N)
Mid North | Brinkworth 33kV | Normal Rating | MVA | 2026 | 24.6 | Connection Point | None | Normal (N)
Mid North | Brinkworth Town 11kV | Normal Rating | MVA | 2026 | 3 | Zone Substation | None | Normal (N)
Eastern Hills | Brukunga 11kV | Normal Rating | MVA | 2026 | 0.65 | Zone Substation | None | Normal (N)
Upper North | Bungama Napperby 11kV | Normal Rating | MVA | 2026 | 1.2961 | Zone Substation | None | Normal (N)
Metro East | Burnside 11kV | Normal Rating | MVA | 2026 | 30.5 | Zone Substation | None | Normal (N)
Mid North | Burra TF2 11kV | Normal Rating | MVA | 2026 | 3.7 | Zone Substation | None | Normal (N)
Riverland | Cadell 11kV | Normal Rating | MVA | 2026 | 2.6213 | Zone Substation | None | Normal (N)
Murraylands | Caloote 11kV | Normal Rating | MVA | 2026 | 3.9225 | Zone Substation | None | Normal (N)
Upper North | Caltowie 11kV | Normal Rating | MVA | 2026 | 0.26 | Zone Substation | None | Normal (N)
Murraylands | Cambrai 11kV | Normal Rating | MVA | 2026 | 1.2961 | Zone Substation | None | Normal (N)
Murraylands | Campbell Park 11kV | Normal Rating | MVA | 2026 | 3.9 | Zone Substation | None | Normal (N)
Metro East | Campbelltown 11kV | Normal Rating | MVA | 2026 | 73.859 | Zone Substation | None | Normal (N)
Metro South | Cape Jervis 11kV | Normal Rating | MVA | 2026 | 1.3 | Zone Substation | None | Normal (N)
Metro South | Cape Jervis 33kV | Normal Rating | MVA | 2026 | 54.4 | Zone Substation | N-1 | Normal (N)
Eyre Peninsula | Caralue 11kV | Normal Rating | MVA | 2026 | 3.2 | Zone Substation | None | Normal (N)
Metro West | Cavan 11kV | Normal Rating | MVA | 2026 | 56.6527 | Zone Substation | None | Normal (N)
Adelaide Central | CBD 33kV | Normal Rating | MVA | 2026 | 82.2 | Zone Substation | None | Normal (N)
Eyre Peninsula | Ceduna 11kV | Normal Rating | MVA | 2026 | 12.7904 | Zone Substation | None | Normal (N)
Eastern Hills | Chain of Ponds 11kV | Normal Rating | MVA | 2026 | 0.6175 | Zone Substation | None | Normal (N)
Metro West | Cheltenham 11kV | Normal Rating | MVA | 2026 | 30.7 | Zone Substation | None | Normal (N)
Metro West | Cheltenham 33kV | Normal Rating | MVA | 2026 | 33.1 | Zone Substation | None | Normal (N)
Mid North | Clare 11kV | Normal Rating | MVA | 2026 | 13.1549 | Zone Substation | None | Normal (N)
Mid North | Clare North 33kV | Normal Rating | MVA | 2026 | 50 | Connection Point | None | Normal (N)
Metro South | Clarence Gardens 11kV | Normal Rating | MVA | 2026 | 37 | Zone Substation | None | Normal (N)
Metro South | Clarendon 11kV | Normal Rating | MVA | 2026 | 8.7 | Zone Substation | None | Normal (N)
Metro East | Clearview 11kV | Normal Rating | MVA | 2026 | 26.5973 | Zone Substation | N | Normal (N)
Eyre Peninsula | Cleve 11kV | Normal Rating | MVA | 2026 | 7.1114 | Zone Substation | None | Normal (N)
Eyre Peninsula | Cleve 33kV | Normal Rating | MVA | 2026 | 17.7 | Zone Substation | N-1 | Normal (N)
Eyre Peninsula | Coffin Bay 11kV | Normal Rating | MVA | 2026 | 2.7 | Zone Substation | None | Normal (N)
Mid North | Collinsfield 11kV | Normal Rating | MVA | 2026 | 2.7 | Zone Substation | None | Normal (N)
Murraylands | Coomandook 11kV | Normal Rating | MVA | 2026 | 0.7125 | Zone Substation | None | Normal (N)
Murraylands | Coonalpyn 11kV | Normal Rating | MVA | 2026 | 1.235 | Zone Substation | None | Normal (N)
South East | Coonawarra 11kV | Normal Rating | MVA | 2026 | 12.4483 | Zone Substation | None | Normal (N)
Upper North | Copley Nepabunna 33kV | Normal Rating | MVA | 2026 | 0.39 | Zone Substation | N-1 | Normal (N)
Riverland | Cordola 11kV | Normal Rating | MVA | 2026 | 2.8414 | Zone Substation | None | Normal (N)
Adelaide Central | Coromandel Place 11kV | Normal Rating | MVA | 2026 | 92.0388 | Zone Substation | None | Normal (N)
Eyre Peninsula | Cowell 11kV | Normal Rating | MVA | 2026 | 3 | Zone Substation | None | Normal (N)
Metro West | Croydon 11kV | Normal Rating | MVA | 2026 | 58.4995 | Zone Substation | None | Normal (N)
Metro West | Croydon Park 11kV | Normal Rating | MVA | 2026 | 27.2552 | Zone Substation | None | Normal (N)
Upper North | Crystal Brook 11kV | Normal Rating | MVA | 2026 | 3 | Zone Substation | None | Normal (N)
Metro South | Cudmore Park 11kV | Normal Rating | MVA | 2026 | 24.6503 | Zone Substation | None | Normal (N)
Eyre Peninsula | Cummins 11kV | Normal Rating | MVA | 2026 | 4.5947 | Zone Substation | None | Normal (N)
Yorke Peninsula | Curramulka 7.6kV | Normal Rating | MVA | 2026 | 0.26 | Zone Substation | None | Normal (N)
Yorke Peninsula | Curramulka South 11kV | Normal Rating | MVA | 2026 | 0.195 | Zone Substation | None | Normal (N)
Yorke Peninsula | Dalrymple 33kV | Normal Rating | MVA | 2026 | 50 | Connection Point | None | Normal (N)
Eyre Peninsula | Darke Peak 11kV | Normal Rating | MVA | 2026 | 1.425 | Zone Substation | None | Normal (N)
Upper North | Davenport West 33kV | Normal Rating | MVA | 2026 | 120 | Connection Point | None | Normal (N)
Eastern Hills | Deloraine 11kV | Normal Rating | MVA | 2026 | 0.39 | Zone Substation | None | Normal (N)
Metro North | Direk 11kV | Normal Rating | MVA | 2026 | 55.4215 | Zone Substation | None | Normal (N)
Mid North | Dorrien 33kV | Normal Rating | MVA | 2026 | 216 | Connection Point | None | Normal (N)
Mid North | Dorrien TF4 11kV | Normal Rating | MVA | 2026 | 14.6 | Zone Substation | None | Normal (N)
Mid North | Dorrien TF5 11kV | Normal Rating | MVA | 2026 | 16.1 | Zone Substation | None | Normal (N)
Yorke Peninsula | Dowlingville 11kV | Normal Rating | MVA | 2026 | 0.26 | Zone Substation | None | Normal (N)
Adelaide Central | East Terrace 11kV | Normal Rating | MVA | 2026 | 77.8403 | Zone Substation | None | Normal (N)
Metro North | Edinburgh 11kV | Normal Rating | MVA | 2026 | 57.058 | Zone Substation | None | Normal (N)
Yorke Peninsula | Edithburgh 11kV | Normal Rating | MVA | 2026 | 3 | Zone Substation | None | Normal (N)
Metro North | Elizabeth Downs 11kV | Normal Rating | MVA | 2026 | 59.7447 | Zone Substation | None | Normal (N)
Metro North | Elizabeth Heights 11kV | Normal Rating | MVA | 2026 | 27.5654 | Zone Substation | None | Normal (N)
Metro North | Elizabeth South 11kV | Normal Rating | MVA | 2026 | 25.3377 | Zone Substation | None | Normal (N)
Mid North | Eudunda 11kV | Normal Rating | MVA | 2026 | 2.4 | Zone Substation | None | Normal (N)
Metro North | Evanston 11kV | Normal Rating | MVA | 2026 | 57.668 | Zone Substation | N-1 | Normal (N)
Metro North | Evanston 33kV | Normal Rating | MVA | 2026 | 11.875 | Zone Substation | None | Normal (N)
Metro West | Findon 11kV | Normal Rating | MVA | 2026 | 24.8215 | Zone Substation | None | Normal (N)
Metro West | Flinders Park 11kV | Normal Rating | MVA | 2026 | 29.4 | Zone Substation | None | Normal (N)
Mid North | Florieton SWER 19kV | Normal Rating | MVA | 2026 | 0.15 | Connection Point | None | Normal (N)
Eastern Hills | Forreston 11kV | Normal Rating | MVA | 2026 | 1.3 | Zone Substation | None | Normal (N)
Mid North | Freeling 11kV | Normal Rating | MVA | 2026 | 3.8888 | Zone Substation | None | Normal (N)
Mid North | Freeling North 11kV | Normal Rating | MVA | 2026 | 4.4 | Zone Substation | None | Normal (N)
Metro West | Fulham Gardens 11kV | Normal Rating | MVA | 2026 | 55.6708 | Zone Substation | None | Normal (N)
Upper North | Fullerville 11kV | Normal Rating | MVA | 2026 | 0.26 | Zone Substation | None | Normal (N)
Mid North | Gawler Belt TF1 11kV | Normal Rating | MVA | 2026 | 14 | Zone Substation | None | Normal (N)
Mid North | Gawler Belt TF2 11kV | Normal Rating | MVA | 2026 | 15.9 | Zone Substation | None | Normal (N)
Mid North | Georgetown 11kV | Normal Rating | MVA | 2026 | 0.39 | Zone Substation | None | Normal (N)
Murraylands | Geranium 11kV | Normal Rating | MVA | 2026 | 0.195 | Zone Substation | None | Normal (N)
Upper North | Gladstone 11kV | Normal Rating | MVA | 2026 | 4.7529 | Zone Substation | None | Normal (N)
Metro West | Glanville 11kV | Normal Rating | MVA | 2026 | 23.9426 | Zone Substation | None | Normal (N)
South East | Glencoe 11kV | Normal Rating | MVA | 2026 | 2.1 | Zone Substation | None | Normal (N)
Metro South | Glenelg North 11kV | Normal Rating | MVA | 2026 | 27.9125 | Zone Substation | None | Normal (N)
Riverland | Glossop 11kV | Normal Rating | MVA | 2026 | 15.1451 | Zone Substation | None | Normal (N)
Metro East | Golden Grove 11kV | Normal Rating | MVA | 2026 | 87.663 | Zone Substation | None | Normal (N)
Mid North | Gomersal North 11kV | Normal Rating | MVA | 2026 | 0.7125 | Zone Substation | None | Normal (N)
Metro South | Goolwa 11kV | Normal Rating | MVA | 2026 | 33.6705 | Zone Substation | None | Normal (N)
Mid North | Gulnare 11kV | Normal Rating | MVA | 2026 | 0.39 | Zone Substation | None | Normal (N)
Eastern Hills | Gumeracha 11kV | Normal Rating | MVA | 2026 | 0.195 | Zone Substation | None | Normal (N)
Eastern Hills | Gumeracha Weir 11kV | Normal Rating | MVA | 2026 | 0.39 | Zone Substation | None | Normal (N)
Eastern Hills | Gumhaven 11kV | Normal Rating | MVA | 2026 | 0.39 | Zone Substation | None | Normal (N)
Metro South | Hackham 11kV | Normal Rating | MVA | 2026 | 31.6 | Zone Substation | N-1 | Normal (N)
Eastern Hills | Hahndorf 11kV | Normal Rating | MVA | 2026 | 6.9 | Zone Substation | None | Normal (N)
Mid North | Halbury 11kV | Normal Rating | MVA | 2026 | 0.4095 | Zone Substation | None | Normal (N)
Mid North | Hamley Bridge 11kV | Normal Rating | MVA | 2026 | 3 | Zone Substation | None | Normal (N)
Metro South | Happy Valley 11kV | Normal Rating | MVA | 2026 | 59.6711 | Zone Substation | None | Normal (N)
Metro East | Harrow 11kV | Normal Rating | MVA | 2026 | 30.4914 | Zone Substation | None | Normal (N)
South East | Hatherleigh 11kV | Normal Rating | MVA | 2026 | 0.39 | Zone Substation | None | Normal (N)
Upper North | Hawker 11kV | Normal Rating | MVA | 2026 | 1.1225 | Zone Substation | None | Normal (N)
Metro South | Hay Flat 11kV | Normal Rating | MVA | 2026 | 0.26 | Zone Substation | None | Normal (N)
Metro West | Henley South 11kV | Normal Rating | MVA | 2026 | 57.0748 | Zone Substation | None | Normal (N)
Eastern Hills | Hermitage 11kV | Normal Rating | MVA | 2026 | 0.65 | Zone Substation | None | Normal (N)
Metro East | Hillcrest 11kV | Normal Rating | MVA | 2026 | 59.6854 | Zone Substation | None | Normal (N)
Adelaide Central | Hindley Street 11kV | Normal Rating | MVA | 2026 | 79.9883 | Zone Substation | None | Normal (N)
Metro East | Holden Hill 11kV | Normal Rating | MVA | 2026 | 46.713 | Zone Substation | None | Normal (N)
Metro East | Hope Valley 11kV | Normal Rating | MVA | 2026 | 29.1 | Zone Substation | None | Normal (N)
Eastern Hills | Houghton 7.6kV | Normal Rating | MVA | 2026 | 3.9 | Zone Substation | None | Normal (N)
Mid North | Hoyleton 11kV | Normal Rating | MVA | 2026 | 0.195 | Zone Substation | None | Normal (N)
Yorke Peninsula | Hummocks 33kV | Normal Rating | MVA | 2026 | 50 | Connection Point | None | Normal (N)
Metro East | Ingle Farm 11kV | Normal Rating | MVA | 2026 | 54.4347 | Zone Substation | None | Normal (N)
South East | Inverness 11kV | Normal Rating | MVA | 2026 | 1.3 | Zone Substation | None | Normal (N)
Murraylands | Jabuk 11kV | Normal Rating | MVA | 2026 | 0.26 | Zone Substation | None | Normal (N)
Yorke Peninsula | James Well 11kV | Normal Rating | MVA | 2026 | 0.65 | Zone Substation | None | Normal (N)
Upper North | Jamestown 11kV | Normal Rating | MVA | 2026 | 4.1117 | Zone Substation | Reverse N-1 | Normal (N)
Murraylands | Jervois 11kV | Normal Rating | MVA | 2026 | 4.94 | Zone Substation | None | Normal (N)
Yorke Peninsula | Kadina 11kV | Normal Rating | MVA | 2026 | 17.3603 | Zone Substation | None | Normal (N)
Yorke Peninsula | Kadina East 33kV | Normal Rating | MVA | 2026 | 120 | Connection Point | None | Normal (N)
South East | Kalangadoo 11kV | Normal Rating | MVA | 2026 | 0.65 | Zone Substation | None | Normal (N)
South East | Kalangadoo West 11kV | Normal Rating | MVA | 2026 | 1.2925 | Zone Substation | None | Normal (N)
Eastern Hills | Kanmantoo Copper Mine 11kV | Normal Rating | MVA | 2026 | 3 | Connection Point | None | Normal (N)
Mid North | Kapunda TF1 11kV | Normal Rating | MVA | 2026 | 17.1 | Zone Substation | None | Normal (N)
Mid North | Kapunda TF2 11kV | Normal Rating | MVA | 2026 | 17.3 | Zone Substation | None | Normal (N)
Murraylands | Karoonda 11kV | Normal Rating | MVA | 2026 | 3.9 | Zone Substation | Reverse N | Normal (N)
South East | Keith 11kV | Normal Rating | MVA | 2026 | 16.5904 | Zone Substation | None | Normal (N)
South East | Keith 33kV | Normal Rating | MVA | 2026 | 58.9 | Connection Point | None | Normal (N)
Metro East | Kent Town 11kV | Normal Rating | MVA | 2026 | 57.5033 | Zone Substation | None | Normal (N)
Eastern Hills | Kersbrook 11kV | Normal Rating | MVA | 2026 | 1.3 | Zone Substation | None | Normal (N)
Metro South | Keswick 11kV | Normal Rating | MVA | 2026 | 50.5669 | Zone Substation | None | Normal (N)
Murraylands | Ki Ki 11kV | Normal Rating | MVA | 2026 | 0.195 | Zone Substation | None | Normal (N)
Metro West | Kilburn 11kV | Normal Rating | MVA | 2026 | 85.0543 | Zone Substation | None | Normal (N)
Metro East | Kilburn South 11kV | Normal Rating | MVA | 2026 | 36.1 | Zone Substation | None | Normal (N)
Metro West | Kilkenny 11kV | Normal Rating | MVA | 2026 | 55.5169 | Zone Substation | None | Normal (N)
South East | Kincraig 33kV | Normal Rating | MVA | 2026 | 51.6 | Connection Point | None | Normal (N)
Metro South | Kingscote 11kV | Normal Rating | MVA | 2026 | 8.5 | Zone Substation | None | Normal (N)
South East | Kingston SE 11kV | Normal Rating | MVA | 2026 | 3.8692 | Zone Substation | None | Normal (N)
Metro South | Kingswood 11kV | Normal Rating | MVA | 2026 | 69.1164 | Zone Substation | None | Normal (N)
South East | Kongorong 11kV | Normal Rating | MVA | 2026 | 1.33 | Zone Substation | None | Normal (N)
South East | Kumorna 11kV | Normal Rating | MVA | 2026 | 1.3 | Zone Substation | None | Normal (N)
Mid North | Kybunga 11kV | Normal Rating | MVA | 2026 | 0.13 | Zone Substation | None | Normal (N)
Murraylands | Lameroo 11kV | Normal Rating | MVA | 2026 | 2.5808 | Zone Substation | None | Normal (N)
Eastern Hills | Langhorne Creek 11kV | Normal Rating | MVA | 2026 | 6.8552 | Zone Substation | None | Normal (N)
Metro West | Largs North 11kV | Normal Rating | MVA | 2026 | 35.5257 | Zone Substation | None | Normal (N)
Metro West | Lefevre 11kV | Normal Rating | MVA | 2026 | 74.5798 | Zone Substation | None | Normal (N)
Upper North | Leigh Creek South 33kV | Normal Rating | MVA | 2026 | 5 | Connection Point | None | Normal (N)
Metro East | Linden Park 11kV | Normal Rating | MVA | 2026 | 55.6662 | Zone Substation | None | Normal (N)
Eyre Peninsula | Little Swamp 11kV | Normal Rating | MVA | 2026 | 0.39 | Zone Substation | None | Normal (N)
Eastern Hills | Lobethal 11kV | Normal Rating | MVA | 2026 | 13.4003 | Zone Substation | None | Normal (N)
Eyre Peninsula | Lock 11kV | Normal Rating | MVA | 2026 | 1.2 | Zone Substation | None | Normal (N)
Riverland | Loveday 11kV | Normal Rating | MVA | 2026 | 20.6815 | Zone Substation | None | Normal (N)
Metro South | Lower Mitcham 11kV | Normal Rating | MVA | 2026 | 25.7419 | Zone Substation | None | Normal (N)
Riverland | Loxton 11kV | Normal Rating | MVA | 2026 | 21.9543 | Zone Substation | None | Normal (N)
South East | Lucindale 11kV | Normal Rating | MVA | 2026 | 3.5972 | Zone Substation | None | Normal (N)
Mid North | Lyndoch 11kV | Normal Rating | MVA | 2026 | 4.6 | Zone Substation | None | Normal (N)
Mid North | Lyndoch South 7.6kV | Normal Rating | MVA | 2026 | 0.65 | Zone Substation | None | Normal (N)
Riverland | Lyrup 11kV | Normal Rating | MVA | 2026 | 8.8769 | Zone Substation | None | Normal (N)
Metro South | MacGillivray 11kV | Normal Rating | MVA | 2026 | 2.3978 | Zone Substation | None | Normal (N)
Yorke Peninsula | Maitland 11kV | Normal Rating | MVA | 2026 | 6.4688 | Zone Substation | None | Normal (N)
Mid North | Mallala 11kV | Normal Rating | MVA | 2026 | 7.083 | Zone Substation | None | Normal (N)
Murraylands | Mannum 33kV | Normal Rating | MVA | 2026 | 40 | Connection Point | None | Normal (N)
Murraylands | Mannum Town 7.6kV | Normal Rating | MVA | 2026 | 6.1628 | Zone Substation | None | Normal (N)
Yorke Peninsula | Marion Bay 11kV | Normal Rating | MVA | 2026 | 1.425 | Zone Substation | None | Normal (N)
Mid North | Marrabel 11kV | Normal Rating | MVA | 2026 | 2.66 | Zone Substation | None | Normal (N)
Metro South | McLaren Flat TF1 11kV | Normal Rating | MVA | 2026 | 15.4 | Zone Substation | None | Normal (N)
Metro South | McLaren Flat TF2 11kV | Normal Rating | MVA | 2026 | 16 | Zone Substation | None | Normal (N)
Metro South | McLaren Vale 11kV | Normal Rating | MVA | 2026 | 5.3947 | Zone Substation | None | Normal (N)
Metro South | McLaren Vale Vineyard 11kV | Normal Rating | MVA | 2026 | 0.195 | Zone Substation | None | Normal (N)
Eastern Hills | Meadows 11kV | Normal Rating | MVA | 2026 | 7.1123 | Zone Substation | Reverse N-1 | Normal (N)
Upper North | Melrose 11kV | Normal Rating | MVA | 2026 | 0.65 | Zone Substation | None | Normal (N)
Murraylands | Meningie 11kV | Normal Rating | MVA | 2026 | 6.9798 | Zone Substation | None | Normal (N)
Metro East | Metro East 66kV | Normal Rating | MVA | 2026 | 1650 | Connection Point | None | Normal (N)
Metro North | Metro North 66kV | Normal Rating | MVA | 2026 | 870 | Connection Point | None | Normal (N)
Metro South | Metro South 66kV | Normal Rating | MVA | 2026 | 1527 | Connection Point | None | Normal (N)
Metro West | Metro West 66kV | Normal Rating | MVA | 2026 | 885 | Connection Point | None | Normal (N)
Eastern Hills | Milang 11kV | Normal Rating | MVA | 2026 | 6.8121 | Zone Substation | None | Normal (N)
South East | Millicent 11kV | Normal Rating | MVA | 2026 | 12.4773 | Zone Substation | None | Normal (N)
Yorke Peninsula | Minlaton 11kV | Normal Rating | MVA | 2026 | 2.5875 | Zone Substation | None | Normal (N)
Murraylands | Mobilong 33kV | Normal Rating | MVA | 2026 | 114.3 | Connection Point | None | Normal (N)
Murraylands | Monarto Central 11kV | Normal Rating | MVA | 2026 | 8.7 | Zone Substation | None | Normal (N)
Murraylands | Monarto South 11kV | Normal Rating | MVA | 2026 | 14.9 | Zone Substation | None | Normal (N)
Yorke Peninsula | Moonta 11kV | Normal Rating | MVA | 2026 | 12.8003 | Zone Substation | N-1 | Normal (N)
Eyre Peninsula | Moorkitabie 11kV | Normal Rating | MVA | 2026 | 1.4 | Zone Substation | None | Normal (N)
Riverland | Morgan 11kV | Normal Rating | MVA | 2026 | 1.425 | Zone Substation | N | Normal (N)
Metro South | Morphett Vale East 11kV | Normal Rating | MVA | 2026 | 57.3502 | Zone Substation | None | Normal (N)
Metro South | Morphettville 11kV | Normal Rating | MVA | 2026 | 29.8 | Zone Substation | None | Normal (N)
Eastern Hills | Mount Barker 11kV | Normal Rating | MVA | 2026 | 72.7377 | Zone Substation | None | Normal (N)
Eastern Hills | Mount Barker 66kV | Normal Rating | MVA | 2026 | 361.6 | Connection Point | None | Normal (N)
South East | Mount Burr 11kV | Normal Rating | MVA | 2026 | 0.362 | Zone Substation | None | Normal (N)
South East | Mount Gambier 11kV | Normal Rating | MVA | 2026 | 25.4441 | Zone Substation | None | Normal (N)
South East | Mount Gambier 33kV | Normal Rating | MVA | 2026 | 63.3 | Connection Point | None | Normal (N)
South East | Mount Gambier North 11kV | Normal Rating | MVA | 2026 | 17.8125 | Zone Substation | N-1 | Normal (N)
South East | Mount Gambier West 11kV | Normal Rating | MVA | 2026 | 25.636 | Zone Substation | None | Normal (N)
Upper North | Mount Gunson 33kV | Normal Rating | MVA | 2026 | 10 | Connection Point | None | Normal (N)
Eastern Hills | Mount Pleasant 11kV | Normal Rating | MVA | 2026 | 3.7 | Zone Substation | None | Normal (N)
South East | Mount Schank 11kV | Normal Rating | MVA | 2026 | 3.9415 | Zone Substation | None | Normal (N)
Murraylands | Murray Bridge North 11kV | Normal Rating | MVA | 2026 | 26.1046 | Zone Substation | None | Normal (N)
Murraylands | Murray Bridge South 11kV | Normal Rating | MVA | 2026 | 28.411 | Zone Substation | None | Normal (N)
Eastern Hills | Mylor 11kV | Normal Rating | MVA | 2026 | 4.94 | Zone Substation | None | Normal (N)
Murraylands | Mypolonga 11kV | Normal Rating | MVA | 2026 | 5.0633 | Zone Substation | None | Normal (N)
Metro South | Myponga 11kV | Normal Rating | MVA | 2026 | 13.2608 | Zone Substation | None | Normal (N)
Eastern Hills | Nairne 11kV | Normal Rating | MVA | 2026 | 9.1921 | Zone Substation | Reverse N-1 | Normal (N)
South East | Nangwarry 11kV | Normal Rating | MVA | 2026 | 3.62 | Zone Substation | None | Normal (N)
South East | Naracoorte 11kV | Normal Rating | MVA | 2026 | 29.8382 | Zone Substation | None | Normal (N)
South East | Naracoorte East 11kV | Normal Rating | MVA | 2026 | 17.7 | Zone Substation | None | Normal (N)
Murraylands | Narrung 11kV | Normal Rating | MVA | 2026 | 3.8 | Zone Substation | None | Normal (N)
Upper North | Neuroodla 33kV | Normal Rating | MVA | 2026 | 10 | Connection Point | None | Normal (N)
Metro West | New Osborne 11kV | Normal Rating | MVA | 2026 | 12.5 | Zone Substation | None | Normal (N)
Metro West | New Richmond 11kV | Normal Rating | MVA | 2026 | 51.3338 | Zone Substation | None | Normal (N)
Murraylands | Nildottie 11kV | Normal Rating | MVA | 2026 | 4.4 | Zone Substation | None | Normal (N)
Yorke Peninsula | Ninnes 11kV | Normal Rating | MVA | 2026 | 1.3 | Zone Substation | None | Normal (N)
Metro South | Noarlunga Centre 11kV | Normal Rating | MVA | 2026 | 28.2723 | Zone Substation | None | Normal (N)
Metro East | North Adelaide 11kV | Normal Rating | MVA | 2026 | 70.1177 | Zone Substation | None | Normal (N)
Metro South | North Unley 11kV | Normal Rating | MVA | 2026 | 26.0077 | Zone Substation | None | Normal (N)
Riverland | North West Bend 66kV | Normal Rating | MVA | 2026 | 73.6 | Connection Point | None | Normal (N)
Metro East | Northfield 11kV | Normal Rating | MVA | 2026 | 26.5321 | Zone Substation | N | Normal (N)
Metro East | Norwood 11kV | Normal Rating | MVA | 2026 | 85.5969 | Zone Substation | None | Normal (N)
Mid North | Nuriootpa 11kV | Normal Rating | MVA | 2026 | 13.7 | Zone Substation | None | Normal (N)
Metro South | Oaklands 11kV | Normal Rating | MVA | 2026 | 58.0689 | Zone Substation | None | Normal (N)
Upper North | Orroroo 11kV | Normal Rating | MVA | 2026 | 2.588 | Zone Substation | None | Normal (N)
South East | Padthaway 11kV | Normal Rating | MVA | 2026 | 13.628 | Zone Substation | None | Normal (N)
Murraylands | Palmer 11kV | Normal Rating | MVA | 2026 | 0.39 | Zone Substation | None | Normal (N)
Metro South | Panorama 11kV | Normal Rating | MVA | 2026 | 58.5093 | Zone Substation | None | Normal (N)
Metro North | Parafield Gardens 11kV | Normal Rating | MVA | 2026 | 74.4966 | Zone Substation | None | Normal (N)
Metro North | Paralowie 11kV | Normal Rating | MVA | 2026 | 27.6127 | Zone Substation | None | Normal (N)
Murraylands | Parilla 11kV | Normal Rating | MVA | 2026 | 3.1 | Zone Substation | None | Normal (N)
Riverland | Paringa 11kV | Normal Rating | MVA | 2026 | 3.5625 | Zone Substation | None | Normal (N)
Riverland | Paringa 33kV | Normal Rating | MVA | 2026 | 34.6433 | Zone Substation | None | Normal (N)
Yorke Peninsula | Paskeville 11kV | Normal Rating | MVA | 2026 | 1.2286 | Zone Substation | None | Normal (N)
Murraylands | Peake 11kV | Normal Rating | MVA | 2026 | 0.362 | Zone Substation | None | Normal (N)
Murraylands | Pellaring Flat 11kV | Normal Rating | MVA | 2026 | 0.13 | Zone Substation | None | Normal (N)
Metro North | Penfield 11kV | Normal Rating | MVA | 2026 | 50.6399 | Zone Substation | None | Normal (N)
Metro South | Penneshaw 11kV | Normal Rating | MVA | 2026 | 2.715 | Zone Substation | None | Normal (N)
South East | Penola 11kV | Normal Rating | MVA | 2026 | 4.2637 | Zone Substation | None | Normal (N)
South East | Penola West 33kV | Normal Rating | MVA | 2026 | 50 | Connection Point | None | Normal (N)
Upper North | Peterborough 11kV | Normal Rating | MVA | 2026 | 2.8 | Zone Substation | None | Normal (N)
Eastern Hills | Piccadilly 11kV | Normal Rating | MVA | 2026 | 3.895 | Zone Substation | None | Normal (N)
Murraylands | Pinnaroo 11kV | Normal Rating | MVA | 2026 | 2.4858 | Zone Substation | None | Normal (N)
Murraylands | Pinnaroo South 11kV | Normal Rating | MVA | 2026 | 0.39 | Zone Substation | None | Normal (N)
Metro South | Plympton 11kV | Normal Rating | MVA | 2026 | 28.4291 | Zone Substation | None | Normal (N)
Eyre Peninsula | Point Boston 11kV | Normal Rating | MVA | 2026 | 2.185 | Zone Substation | None | Normal (N)
Eyre Peninsula | Polda 11kV | Normal Rating | MVA | 2026 | 1.3 | Zone Substation | None | Normal (N)
Eyre Peninsula | Poonindie 11kV | Normal Rating | MVA | 2026 | 1.235 | Zone Substation | None | Normal (N)
Metro West | Port Adelaide 11kV | Normal Rating | MVA | 2026 | 33.1915 | Zone Substation | None | Normal (N)
Metro West | Port Adelaide North 11kV | Normal Rating | MVA | 2026 | 49.029 | Zone Substation | None | Normal (N)
Upper North | Port Augusta 11kV | Normal Rating | MVA | 2026 | 28.5 | Zone Substation | None | Normal (N)
Upper North | Port Augusta West TF1 11kV | Normal Rating | MVA | 2026 | 15.1 | Zone Substation | None | Normal (N)
Upper North | Port Augusta West TF2 11kV | Normal Rating | MVA | 2026 | 17.1 | Zone Substation | None | Normal (N)
Upper North | Port Broughton 11kV | Normal Rating | MVA | 2026 | 5.2831 | Zone Substation | None | Normal (N)
Yorke Peninsula | Port Clinton 11kV | Normal Rating | MVA | 2026 | 1.3 | Zone Substation | None | Normal (N)
Upper North | Port Germein 11kV | Normal Rating | MVA | 2026 | 1.3 | Zone Substation | None | Normal (N)
Yorke Peninsula | Port Giles 11kV | Normal Rating | MVA | 2026 | 3.5625 | Zone Substation | None | Normal (N)
Yorke Peninsula | Port Julia 11kV | Normal Rating | MVA | 2026 | 1.3 | Zone Substation | None | Normal (N)
Eyre Peninsula | Port Lincoln City 11kV | Normal Rating | MVA | 2026 | 28.418 | Zone Substation | None | Normal (N)
Eyre Peninsula | Port Lincoln Docks 11kV | Normal Rating | MVA | 2026 | 13.4 | Zone Substation | None | Normal (N)
Eyre Peninsula | Port Lincoln Marina 11kV | Normal Rating | MVA | 2026 | 17.8 | Zone Substation | None | Normal (N)
Eyre Peninsula | Port Lincoln Terminal 33kV | Normal Rating | MVA | 2026 | 101.4 | Connection Point | None | Normal (N)
Metro South | Port Noarlunga 11kV | Normal Rating | MVA | 2026 | 58.045 | Zone Substation | None | Normal (N)
Upper North | Port Pirie Bungama 33kV | Normal Rating | MVA | 2026 | 192 | Connection Point | None | Normal (N)
Upper North | Port Pirie South 11kV | Normal Rating | MVA | 2026 | 40.5097 | Zone Substation | None | Normal (N)
Metro South | Port Stanvac 11kV | Normal Rating | MVA | 2026 | 56.1946 | Zone Substation | None | Normal (N)
Metro South | Port Stanvac TF2 11kV | Normal Rating | MVA | 2026 | 28.2359 | Zone Substation | None | Normal (N)
Yorke Peninsula | Port Vincent 11kV | Normal Rating | MVA | 2026 | 2.6556 | Zone Substation | None | Normal (N)
Riverland | Portee 11kV | Normal Rating | MVA | 2026 | 0.7 | Zone Substation | N | Normal (N)
Metro East | Prospect 11kV | Normal Rating | MVA | 2026 | 50.6164 | Zone Substation | None | Normal (N)
Murraylands | Punyelroo 11kV | Normal Rating | MVA | 2026 | 1.33 | Zone Substation | None | Normal (N)
Riverland | Pyap 11kV | Normal Rating | MVA | 2026 | 15.1699 | Zone Substation | None | Normal (N)
Riverland | Qualco 11kV | Normal Rating | MVA | 2026 | 3.25 | Zone Substation | N | Normal (N)
Metro West | Queenstown 11kV | Normal Rating | MVA | 2026 | 22.8308 | Zone Substation | None | Normal (N)
Upper North | Quorn 11kV | Normal Rating | MVA | 2026 | 2.7 | Zone Substation | None | Normal (N)
Riverland | Ramco 11kV | Normal Rating | MVA | 2026 | 9.3867 | Zone Substation | None | Normal (N)
Metro South | Rapid Bay 11kV | Normal Rating | MVA | 2026 | 0.4095 | Zone Substation | None | Normal (N)
Riverland | Renmark 11kV | Normal Rating | MVA | 2026 | 29.9029 | Zone Substation | None | Normal (N)
Mid North | Riverton 11kV | Normal Rating | MVA | 2026 | 3.9 | Zone Substation | None | Normal (N)
South East | Robe 7.6kV | Normal Rating | MVA | 2026 | 6.4256 | Zone Substation | None | Normal (N)
Mid North | Robertstown 11kV | Normal Rating | MVA | 2026 | 1.3 | Zone Substation | None | Normal (N)
Riverland | Roonka 11kV | Normal Rating | MVA | 2026 | 8 | Zone Substation | None | Normal (N)
Eyre Peninsula | Rudall 11kV | Normal Rating | MVA | 2026 | 0.65 | Zone Substation | None | Normal (N)
Metro North | Salisbury 11kV | Normal Rating | MVA | 2026 | 71.3194 | Zone Substation | N | Normal (N)
Metro South | Salt Cliffs 11kV | Normal Rating | MVA | 2026 | 0.65 | Zone Substation | None | Normal (N)
Mid North | Sandy Creek 11kV | Normal Rating | MVA | 2026 | 3 | Zone Substation | None | Normal (N)
Metro South | Seacombe 11kV | Normal Rating | MVA | 2026 | 59.87 | Zone Substation | None | Normal (N)
Metro South | Seaford 11kV | Normal Rating | MVA | 2026 | 16.7 | Zone Substation | None | Normal (N)
Metro South | Second Valley 11kV | Normal Rating | MVA | 2026 | 0.65 | Zone Substation | None | Normal (N)
Metro South | Sheidow Park 11kV | Normal Rating | MVA | 2026 | 35.3718 | Zone Substation | Reverse N-1 | Normal (N)
Murraylands | Sherlock 11kV | Normal Rating | MVA | 2026 | 0.195 | Zone Substation | None | Normal (N)
Metro North | Smithfield West 11kV | Normal Rating | MVA | 2026 | 37.7 | Zone Substation | N-1 | Normal (N)
South East | Snuggery Rural 33kV | Normal Rating | MVA | 2026 | 28.8 | Connection Point | None | Normal (N)
South East | South End 11kV | Normal Rating | MVA | 2026 | 0.78 | Zone Substation | Reverse N-1 | Normal (N)
Mid North | Spalding 11kV | Normal Rating | MVA | 2026 | 1.235 | Zone Substation | None | Normal (N)
Metro South | Square Water Hole 11kV | Normal Rating | MVA | 2026 | 7.125 | Zone Substation | None | Normal (N)
Yorke Peninsula | Stansbury 11kV | Normal Rating | MVA | 2026 | 1.805 | Zone Substation | None | Normal (N)
Eastern Hills | Stirling East 11kV | Normal Rating | MVA | 2026 | 17.5 | Zone Substation | None | Normal (N)
Upper North | Stirling North 1 11kV | Normal Rating | MVA | 2026 | 3.25 | Zone Substation | None | Normal (N)
Upper North | Stirling North 2 11kV | Normal Rating | MVA | 2026 | 3 | Zone Substation | None | Normal (N)
Mid North | Stockwell TF1 11kV | Normal Rating | MVA | 2026 | 8.9062 | Zone Substation | None | Normal (N)
Mid North | Stockwell TF2 11kV | Normal Rating | MVA | 2026 | 8.7 | Zone Substation | None | Normal (N)
Eyre Peninsula | Stony Point 11kV | Normal Rating | MVA | 2026 | 2.5 | Connection Point | None | Normal (N)
Eastern Hills | Strathalbyn 11kV | Normal Rating | MVA | 2026 | 16.9 | Zone Substation | None | Normal (N)
Eyre Peninsula | Streaky Bay 11kV | Normal Rating | MVA | 2026 | 7.1187 | Zone Substation | Reverse N-1 | Normal (N)
Riverland | Swan Reach 11kV | Normal Rating | MVA | 2026 | 3.9 | Zone Substation | None | Normal (N)
Riverland | Swan Reach 33kV | Normal Rating | MVA | 2026 | 7.125 | Zone Substation | None | Normal (N)
Murraylands | Tailem Bend 33kV | Normal Rating | MVA | 2026 | 60 | Connection Point | None | Normal (N)
Murraylands | Tailem Bend Town 11kV | Normal Rating | MVA | 2026 | 4.167 | Zone Substation | None | Normal (N)
South East | Tantanoola 11kV | Normal Rating | MVA | 2026 | 1.425 | Zone Substation | None | Normal (N)
Eyre Peninsula | Tarlton 11kV | Normal Rating | MVA | 2026 | 1.1 | Zone Substation | None | Normal (N)
South East | Tarpeena South 11kV | Normal Rating | MVA | 2026 | 10.86 | Zone Substation | N-1 | Normal (N)
Metro East | Tea Tree Gully 11kV | Normal Rating | MVA | 2026 | 49.8628 | Zone Substation | None | Normal (N)
Murraylands | Teal Flat 11kV | Normal Rating | MVA | 2026 | 7.7664 | Zone Substation | None | Normal (N)
Upper North | Telowie 11kV | Normal Rating | MVA | 2026 | 1.235 | Zone Substation | None | Normal (N)
Mid North | Templers 33kV | Normal Rating | MVA | 2026 | 147.6 | Connection Point | None | Normal (N)
Metro West | Thebarton 11kV | Normal Rating | MVA | 2026 | 53.7181 | Zone Substation | None | Normal (N)
South East | Tintinara 11kV | Normal Rating | MVA | 2026 | 3.9 | Zone Substation | None | Normal (N)
Metro South | Tonsley Park 11kV | Normal Rating | MVA | 2026 | 39.8313 | Zone Substation | None | Normal (N)
Eyre Peninsula | Tumby Bay 11kV | Normal Rating | MVA | 2026 | 5.165 | Zone Substation | None | Normal (N)
Metro North | Two Wells 11kV | Normal Rating | MVA | 2026 | 16.3 | Zone Substation | N-1 | Normal (N)
Eyre Peninsula | Uley 11kV | Normal Rating | MVA | 2026 | 1.3 | Zone Substation | None | Normal (N)
Eyre Peninsula | Uley South 11kV | Normal Rating | MVA | 2026 | 1.235 | Zone Substation | None | Normal (N)
Eastern Hills | Uraidla 11kV | Normal Rating | MVA | 2026 | 17.3298 | Zone Substation | None | Normal (N)
Eastern Hills | Uraidla 33kV | Normal Rating | MVA | 2026 | 31 | Zone Substation | None | Normal (N)
Eastern Hills | Verdun 11kV | Normal Rating | MVA | 2026 | 3.9 | Zone Substation | None | Normal (N)
Metro South | Victor Harbor 11kV | Normal Rating | MVA | 2026 | 59.7555 | Zone Substation | None | Normal (N)
Metro North | Virginia 11kV | Normal Rating | MVA | 2026 | 14.8 | Zone Substation | None | Normal (N)
Riverland | Waikerie 11kV | Normal Rating | MVA | 2026 | 12.2293 | Zone Substation | None | Normal (N)
Murraylands | Walker Flat 11kV | Normal Rating | MVA | 2026 | 2.85 | Zone Substation | None | Normal (N)
Yorke Peninsula | Wallaroo 11kV | Normal Rating | MVA | 2026 | 17.8125 | Zone Substation | None | Normal (N)
Yorke Peninsula | Warooka 11kV | Normal Rating | MVA | 2026 | 6.4423 | Zone Substation | None | Normal (N)
Mid North | Wasleys 11kV | Normal Rating | MVA | 2026 | 2.7 | Zone Substation | None | Normal (N)
Mid North | Waterloo 33kV | Normal Rating | MVA | 2026 | 50 | Connection Point | None | Normal (N)
Mid North | Waterloo Town 11kV | Normal Rating | MVA | 2026 | 0.65 | Zone Substation | None | Normal (N)
Murraylands | White Sands 11kV | Normal Rating | MVA | 2026 | 8.5 | Zone Substation | None | Normal (N)
Adelaide Central | Whitmore Square 11kV | Normal Rating | MVA | 2026 | 79.2172 | Zone Substation | None | Normal (N)
Eyre Peninsula | Whyalla Central 33kV | Normal Rating | MVA | 2026 | 240 | Connection Point | None | Normal (N)
Eyre Peninsula | Whyalla City 11kV | Normal Rating | MVA | 2026 | 25.1293 | Zone Substation | None | Normal (N)
Eyre Peninsula | Whyalla North 11kV | Normal Rating | MVA | 2026 | 1.425 | Zone Substation | None | Normal (N)
Eyre Peninsula | Whyalla Stuart 11kV | Normal Rating | MVA | 2026 | 29.3127 | Zone Substation | None | Normal (N)
Mid North | Williamstown 11kV | Normal Rating | MVA | 2026 | 3 | Zone Substation | None | Normal (N)
Mid North | Williamstown South 11kV | Normal Rating | MVA | 2026 | 4.94 | Zone Substation | None | Normal (N)
Metro South | Willunga 11kV | Normal Rating | MVA | 2026 | 6.9 | Zone Substation | None | Normal (N)
Metro South | Willunga 33kV | Normal Rating | MVA | 2026 | 9.75 | Zone Substation | None | Normal (N)
Upper North | Wilmington 11kV | Normal Rating | MVA | 2026 | 2.565 | Zone Substation | None | Normal (N)
Upper North | Wirrabara Forest 11kV | Normal Rating | MVA | 2026 | 1.3 | Zone Substation | None | Normal (N)
Upper North | Wirrabara South 11kV | Normal Rating | MVA | 2026 | 0.13 | Zone Substation | None | Normal (N)
Metro South | Wirrina Cove 11kV | Normal Rating | MVA | 2026 | 1.95 | Zone Substation | None | Normal (N)
Upper North | Wongyarra 11kV | Normal Rating | MVA | 2026 | 0.26 | Zone Substation | None | Normal (N)
Metro East | Woodforde 11kV | Normal Rating | MVA | 2026 | 47.6828 | Zone Substation | None | Normal (N)
Murraylands | Woods Point 11kV | Normal Rating | MVA | 2026 | 8.9 | Zone Substation | None | Normal (N)
Eastern Hills | Woodside 11kV | Normal Rating | MVA | 2026 | 13.3847 | Zone Substation | Reverse N-1 | Normal (N)
Metro West | Woodville 11kV | Normal Rating | MVA | 2026 | 27.265 | Zone Substation | None | Normal (N)
Metro West | Woodville 33kV | Normal Rating | MVA | 2026 | 33.9 | Zone Substation | None | Normal (N)
Riverland | Woolpunda 11kV | Normal Rating | MVA | 2026 | 19.0182 | Zone Substation | None | Normal (N)
Eyre Peninsula | Wudinna 11kV | Normal Rating | MVA | 2026 | 5.4556 | Zone Substation | None | Normal (N)
Eyre Peninsula | Wudinna 66kV | Normal Rating | MVA | 2026 | 50 | Connection Point | None | Normal (N)
Eyre Peninsula | Yadnarie 66kV | Normal Rating | MVA | 2026 | 46.4 | Connection Point | None | Normal (N)
Metro South | Yankalilla 11kV | Normal Rating | MVA | 2026 | 16.5 | Zone Substation | None | Normal (N)
Metro South | Yankalilla 33kV | Normal Rating | MVA | 2026 | 17.8125 | Zone Substation | None | Normal (N)
Metro South | Yankalilla Hill 11kV | Normal Rating | MVA | 2026 | 0.39 | Zone Substation | None | Normal (N)
Upper North | Yongala 11kV | Normal Rating | MVA | 2026 | 0.39 | Zone Substation | None | Normal (N)
Yorke Peninsula | Yorketown 11kV | Normal Rating | MVA | 2026 | 2.5974 | Zone Substation | None | Normal (N)
Adelaide Central | ACR 66kV | Normal Rating | MVA | 2027 | 525 | Connection Point | None | Normal (N)
Eastern Hills | Aldgate 11kV | Normal Rating | MVA | 2027 | 12.5808 | Zone Substation | None | Normal (N)
Metro South | Aldinga 11kV | Normal Rating | MVA | 2027 | 32.6386 | Zone Substation | None | Normal (N)
South East | Allendale East 11kV | Normal Rating | MVA | 2027 | 7.1043 | Zone Substation | None | Normal (N)
Mid North | Alma 11kV | Normal Rating | MVA | 2027 | 0.195 | Zone Substation | None | Normal (N)
Metro South | American River 11kV | Normal Rating | MVA | 2027 | 3 | Zone Substation | None | Normal (N)
Eastern Hills | Angas Creek 33kV | Normal Rating | MVA | 2027 | 53.9 | Connection Point | None | Normal (N)
Mid North | Angaston 11kV | Normal Rating | MVA | 2027 | 28.9089 | Zone Substation | None | Normal (N)
Metro North | Angle Vale 11kV | Normal Rating | MVA | 2027 | 59.5486 | Zone Substation | None | Normal (N)
Yorke Peninsula | Ardrossan 11kV | Normal Rating | MVA | 2027 | 3.6873 | Zone Substation | None | Normal (N)
Yorke Peninsula | Ardrossan West 33kV | Normal Rating | MVA | 2027 | 62 | Connection Point | None | Normal (N)
Eyre Peninsula | Arno Bay 11kV | Normal Rating | MVA | 2027 | 3 | Zone Substation | None | Normal (N)
Metro South | Ascot Park 11kV | Normal Rating | MVA | 2027 | 23.9 | Zone Substation | N | Normal (N)
Metro West | Athol Park 11kV | Normal Rating | MVA | 2027 | 25.9765 | Zone Substation | None | Normal (N)
Mid North | Auburn 11kV | Normal Rating | MVA | 2027 | 3.9 | Zone Substation | None | Normal (N)
Yorke Peninsula | Balaklava 7.6kV | Normal Rating | MVA | 2027 | 5.1274 | Zone Substation | None | Normal (N)
Eastern Hills | Balhannah 33kV | Normal Rating | MVA | 2027 | 35.5544 | Zone Substation | None | Normal (N)
Upper North | Baroota 33kV | Normal Rating | MVA | 2027 | 11.8 | Connection Point | None | Normal (N)
Upper North | Baroota Town 11kV | Normal Rating | MVA | 2027 | 0.7125 | Zone Substation | None | Normal (N)
Mid North | Barossa South TF1 11kV | Normal Rating | MVA | 2027 | 8.9062 | Zone Substation | None | Normal (N)
Mid North | Barossa South TF2 11kV | Normal Rating | MVA | 2027 | 8.645 | Zone Substation | None | Normal (N)
South East | Beachport 11kV | Normal Rating | MVA | 2027 | 2.7 | Zone Substation | None | Normal (N)
Murraylands | Belvedere Road 7.6kV | Normal Rating | MVA | 2027 | 0.39 | Zone Substation | None | Normal (N)
Riverland | Berri 11kV | Normal Rating | MVA | 2027 | 27.7062 | Zone Substation | None | Normal (N)
Riverland | Berri 66kV | Normal Rating | MVA | 2027 | 190 | Connection Point | None | Normal (N)
Murraylands | Binnies 11kV | Normal Rating | MVA | 2027 | 2.47 | Zone Substation | None | Normal (N)
Eastern Hills | Birdwood 11kV | Normal Rating | MVA | 2027 | 3.895 | Zone Substation | None | Normal (N)
Yorke Peninsula | Black Point 11kV | Normal Rating | MVA | 2027 | 1.3 | Zone Substation | None | Normal (N)
Metro West | Blackpool 11kV | Normal Rating | MVA | 2027 | 34.6644 | Zone Substation | None | Normal (N)
Metro South | Blackwood 11kV | Normal Rating | MVA | 2027 | 57.8834 | Zone Substation | None | Normal (N)
South East | Blanche 33kV | Normal Rating | MVA | 2027 | 126.3 | Connection Point | None | Normal (N)
Upper North | Booleroo Centre 11kV | Normal Rating | MVA | 2027 | 1.3 | Zone Substation | None | Normal (N)
Eyre Peninsula | Boothby 33kV | Normal Rating | MVA | 2027 | 3 | Zone Substation | N-1 | Normal (N)
Upper North | Booyoolie 11kV | Normal Rating | MVA | 2027 | 0.195 | Zone Substation | None | Normal (N)
South East | Bordertown 11kV | Normal Rating | MVA | 2027 | 14.1821 | Zone Substation | N-1 | Normal (N)
Mid North | Brinkworth 33kV | Normal Rating | MVA | 2027 | 24.6 | Connection Point | None | Normal (N)
Mid North | Brinkworth Town 11kV | Normal Rating | MVA | 2027 | 3 | Zone Substation | None | Normal (N)
Eastern Hills | Brukunga 11kV | Normal Rating | MVA | 2027 | 0.65 | Zone Substation | None | Normal (N)
Upper North | Bungama Napperby 11kV | Normal Rating | MVA | 2027 | 1.2961 | Zone Substation | None | Normal (N)
Metro East | Burnside 11kV | Normal Rating | MVA | 2027 | 30.5 | Zone Substation | None | Normal (N)
Mid North | Burra TF2 11kV | Normal Rating | MVA | 2027 | 3.7 | Zone Substation | None | Normal (N)
Riverland | Cadell 11kV | Normal Rating | MVA | 2027 | 2.6213 | Zone Substation | None | Normal (N)
Murraylands | Caloote 11kV | Normal Rating | MVA | 2027 | 3.9225 | Zone Substation | None | Normal (N)
Upper North | Caltowie 11kV | Normal Rating | MVA | 2027 | 0.26 | Zone Substation | None | Normal (N)
Murraylands | Cambrai 11kV | Normal Rating | MVA | 2027 | 1.2961 | Zone Substation | None | Normal (N)
Murraylands | Campbell Park 11kV | Normal Rating | MVA | 2027 | 3.9 | Zone Substation | None | Normal (N)
Metro East | Campbelltown 11kV | Normal Rating | MVA | 2027 | 73.859 | Zone Substation | None | Normal (N)
Metro South | Cape Jervis 11kV | Normal Rating | MVA | 2027 | 1.3 | Zone Substation | None | Normal (N)
Metro South | Cape Jervis 33kV | Normal Rating | MVA | 2027 | 54.4 | Zone Substation | N-1 | Normal (N)
Eyre Peninsula | Caralue 11kV | Normal Rating | MVA | 2027 | 3.2 | Zone Substation | None | Normal (N)
Metro West | Cavan 11kV | Normal Rating | MVA | 2027 | 56.6527 | Zone Substation | None | Normal (N)
Adelaide Central | CBD 33kV | Normal Rating | MVA | 2027 | 82.2 | Zone Substation | None | Normal (N)
Eyre Peninsula | Ceduna 11kV | Normal Rating | MVA | 2027 | 12.7904 | Zone Substation | None | Normal (N)
Eastern Hills | Chain of Ponds 11kV | Normal Rating | MVA | 2027 | 0.6175 | Zone Substation | None | Normal (N)
Metro West | Cheltenham 11kV | Normal Rating | MVA | 2027 | 30.7 | Zone Substation | None | Normal (N)
Metro West | Cheltenham 33kV | Normal Rating | MVA | 2027 | 33.1 | Zone Substation | None | Normal (N)
Mid North | Clare 11kV | Normal Rating | MVA | 2027 | 13.1549 | Zone Substation | None | Normal (N)
Mid North | Clare North 33kV | Normal Rating | MVA | 2027 | 50 | Connection Point | None | Normal (N)
Metro South | Clarence Gardens 11kV | Normal Rating | MVA | 2027 | 37 | Zone Substation | None | Normal (N)
Metro South | Clarendon 11kV | Normal Rating | MVA | 2027 | 8.7 | Zone Substation | None | Normal (N)
Metro East | Clearview 11kV | Normal Rating | MVA | 2027 | 26.5973 | Zone Substation | N | Normal (N)
Eyre Peninsula | Cleve 11kV | Normal Rating | MVA | 2027 | 7.1114 | Zone Substation | None | Normal (N)
Eyre Peninsula | Cleve 33kV | Normal Rating | MVA | 2027 | 17.7 | Zone Substation | N-1 | Normal (N)
Eyre Peninsula | Coffin Bay 11kV | Normal Rating | MVA | 2027 | 2.7 | Zone Substation | None | Normal (N)
Mid North | Collinsfield 11kV | Normal Rating | MVA | 2027 | 2.7 | Zone Substation | None | Normal (N)
Murraylands | Coomandook 11kV | Normal Rating | MVA | 2027 | 0.7125 | Zone Substation | None | Normal (N)
Murraylands | Coonalpyn 11kV | Normal Rating | MVA | 2027 | 1.235 | Zone Substation | None | Normal (N)
South East | Coonawarra 11kV | Normal Rating | MVA | 2027 | 12.4483 | Zone Substation | None | Normal (N)
Upper North | Copley Nepabunna 33kV | Normal Rating | MVA | 2027 | 0.39 | Zone Substation | N-1 | Normal (N)
Riverland | Cordola 11kV | Normal Rating | MVA | 2027 | 2.8414 | Zone Substation | None | Normal (N)
Adelaide Central | Coromandel Place 11kV | Normal Rating | MVA | 2027 | 92.0388 | Zone Substation | None | Normal (N)
Eyre Peninsula | Cowell 11kV | Normal Rating | MVA | 2027 | 3 | Zone Substation | None | Normal (N)
Metro West | Croydon 11kV | Normal Rating | MVA | 2027 | 58.4995 | Zone Substation | None | Normal (N)
Metro West | Croydon Park 11kV | Normal Rating | MVA | 2027 | 27.2552 | Zone Substation | None | Normal (N)
Upper North | Crystal Brook 11kV | Normal Rating | MVA | 2027 | 3 | Zone Substation | None | Normal (N)
Metro South | Cudmore Park 11kV | Normal Rating | MVA | 2027 | 24.6503 | Zone Substation | None | Normal (N)
Eyre Peninsula | Cummins 11kV | Normal Rating | MVA | 2027 | 4.5947 | Zone Substation | None | Normal (N)
Yorke Peninsula | Curramulka 7.6kV | Normal Rating | MVA | 2027 | 0.26 | Zone Substation | None | Normal (N)
Yorke Peninsula | Curramulka South 11kV | Normal Rating | MVA | 2027 | 0.195 | Zone Substation | None | Normal (N)
Yorke Peninsula | Dalrymple 33kV | Normal Rating | MVA | 2027 | 50 | Connection Point | None | Normal (N)
Eyre Peninsula | Darke Peak 11kV | Normal Rating | MVA | 2027 | 1.425 | Zone Substation | None | Normal (N)
Upper North | Davenport West 33kV | Normal Rating | MVA | 2027 | 120 | Connection Point | None | Normal (N)
Eastern Hills | Deloraine 11kV | Normal Rating | MVA | 2027 | 0.39 | Zone Substation | None | Normal (N)
Metro North | Direk 11kV | Normal Rating | MVA | 2027 | 55.4215 | Zone Substation | None | Normal (N)
Mid North | Dorrien 33kV | Normal Rating | MVA | 2027 | 216 | Connection Point | None | Normal (N)
Mid North | Dorrien TF4 11kV | Normal Rating | MVA | 2027 | 14.6 | Zone Substation | None | Normal (N)
Mid North | Dorrien TF5 11kV | Normal Rating | MVA | 2027 | 16.1 | Zone Substation | None | Normal (N)
Yorke Peninsula | Dowlingville 11kV | Normal Rating | MVA | 2027 | 0.26 | Zone Substation | None | Normal (N)
Adelaide Central | East Terrace 11kV | Normal Rating | MVA | 2027 | 77.8403 | Zone Substation | None | Normal (N)
Metro North | Edinburgh 11kV | Normal Rating | MVA | 2027 | 57.058 | Zone Substation | None | Normal (N)
Yorke Peninsula | Edithburgh 11kV | Normal Rating | MVA | 2027 | 3 | Zone Substation | None | Normal (N)
Metro North | Elizabeth Downs 11kV | Normal Rating | MVA | 2027 | 59.7447 | Zone Substation | None | Normal (N)
Metro North | Elizabeth Heights 11kV | Normal Rating | MVA | 2027 | 27.5654 | Zone Substation | None | Normal (N)
Metro North | Elizabeth South 11kV | Normal Rating | MVA | 2027 | 25.3377 | Zone Substation | None | Normal (N)
Mid North | Eudunda 11kV | Normal Rating | MVA | 2027 | 2.4 | Zone Substation | None | Normal (N)
Metro North | Evanston 11kV | Normal Rating | MVA | 2027 | 57.668 | Zone Substation | N-1 | Normal (N)
Metro North | Evanston 33kV | Normal Rating | MVA | 2027 | 11.875 | Zone Substation | None | Normal (N)
Metro West | Findon 11kV | Normal Rating | MVA | 2027 | 24.8215 | Zone Substation | None | Normal (N)
Metro West | Flinders Park 11kV | Normal Rating | MVA | 2027 | 29.4 | Zone Substation | None | Normal (N)
Mid North | Florieton SWER 19kV | Normal Rating | MVA | 2027 | 0.15 | Connection Point | None | Normal (N)
Eastern Hills | Forreston 11kV | Normal Rating | MVA | 2027 | 1.3 | Zone Substation | None | Normal (N)
Mid North | Freeling 11kV | Normal Rating | MVA | 2027 | 3.8888 | Zone Substation | None | Normal (N)
Mid North | Freeling North 11kV | Normal Rating | MVA | 2027 | 4.4 | Zone Substation | None | Normal (N)
Metro West | Fulham Gardens 11kV | Normal Rating | MVA | 2027 | 55.6708 | Zone Substation | None | Normal (N)
Upper North | Fullerville 11kV | Normal Rating | MVA | 2027 | 0.26 | Zone Substation | None | Normal (N)
Mid North | Gawler Belt TF1 11kV | Normal Rating | MVA | 2027 | 14 | Zone Substation | None | Normal (N)
Mid North | Gawler Belt TF2 11kV | Normal Rating | MVA | 2027 | 15.9 | Zone Substation | None | Normal (N)
Mid North | Georgetown 11kV | Normal Rating | MVA | 2027 | 0.39 | Zone Substation | None | Normal (N)
Murraylands | Geranium 11kV | Normal Rating | MVA | 2027 | 0.195 | Zone Substation | None | Normal (N)
Upper North | Gladstone 11kV | Normal Rating | MVA | 2027 | 4.7529 | Zone Substation | None | Normal (N)
Metro West | Glanville 11kV | Normal Rating | MVA | 2027 | 23.9426 | Zone Substation | None | Normal (N)
South East | Glencoe 11kV | Normal Rating | MVA | 2027 | 2.1 | Zone Substation | None | Normal (N)
Metro South | Glenelg North 11kV | Normal Rating | MVA | 2027 | 27.9125 | Zone Substation | None | Normal (N)
Riverland | Glossop 11kV | Normal Rating | MVA | 2027 | 15.1451 | Zone Substation | None | Normal (N)
Metro East | Golden Grove 11kV | Normal Rating | MVA | 2027 | 87.663 | Zone Substation | None | Normal (N)
Mid North | Gomersal North 11kV | Normal Rating | MVA | 2027 | 0.7125 | Zone Substation | None | Normal (N)
Metro South | Goolwa 11kV | Normal Rating | MVA | 2027 | 33.6705 | Zone Substation | None | Normal (N)
Mid North | Gulnare 11kV | Normal Rating | MVA | 2027 | 0.39 | Zone Substation | None | Normal (N)
Eastern Hills | Gumeracha 11kV | Normal Rating | MVA | 2027 | 0.195 | Zone Substation | None | Normal (N)
Eastern Hills | Gumeracha Weir 11kV | Normal Rating | MVA | 2027 | 0.39 | Zone Substation | None | Normal (N)
Eastern Hills | Gumhaven 11kV | Normal Rating | MVA | 2027 | 0.39 | Zone Substation | None | Normal (N)
Metro South | Hackham 11kV | Normal Rating | MVA | 2027 | 31.6 | Zone Substation | N-1 | Normal (N)
Eastern Hills | Hahndorf 11kV | Normal Rating | MVA | 2027 | 6.9 | Zone Substation | None | Normal (N)
Mid North | Halbury 11kV | Normal Rating | MVA | 2027 | 0.4095 | Zone Substation | None | Normal (N)
Mid North | Hamley Bridge 11kV | Normal Rating | MVA | 2027 | 3 | Zone Substation | None | Normal (N)
Metro South | Happy Valley 11kV | Normal Rating | MVA | 2027 | 59.6711 | Zone Substation | None | Normal (N)
Metro East | Harrow 11kV | Normal Rating | MVA | 2027 | 30.4914 | Zone Substation | None | Normal (N)
South East | Hatherleigh 11kV | Normal Rating | MVA | 2027 | 0.39 | Zone Substation | None | Normal (N)
Upper North | Hawker 11kV | Normal Rating | MVA | 2027 | 1.1225 | Zone Substation | None | Normal (N)
Metro South | Hay Flat 11kV | Normal Rating | MVA | 2027 | 0.26 | Zone Substation | None | Normal (N)
Metro West | Henley South 11kV | Normal Rating | MVA | 2027 | 57.0748 | Zone Substation | None | Normal (N)
Eastern Hills | Hermitage 11kV | Normal Rating | MVA | 2027 | 0.65 | Zone Substation | None | Normal (N)
Metro East | Hillcrest 11kV | Normal Rating | MVA | 2027 | 59.6854 | Zone Substation | None | Normal (N)
Adelaide Central | Hindley Street 11kV | Normal Rating | MVA | 2027 | 79.9883 | Zone Substation | None | Normal (N)
Metro East | Holden Hill 11kV | Normal Rating | MVA | 2027 | 46.713 | Zone Substation | None | Normal (N)
Metro East | Hope Valley 11kV | Normal Rating | MVA | 2027 | 29.1 | Zone Substation | None | Normal (N)
Eastern Hills | Houghton 7.6kV | Normal Rating | MVA | 2027 | 3.9 | Zone Substation | None | Normal (N)
Mid North | Hoyleton 11kV | Normal Rating | MVA | 2027 | 0.195 | Zone Substation | None | Normal (N)
Yorke Peninsula | Hummocks 33kV | Normal Rating | MVA | 2027 | 50 | Connection Point | None | Normal (N)
Metro East | Ingle Farm 11kV | Normal Rating | MVA | 2027 | 54.4347 | Zone Substation | None | Normal (N)
South East | Inverness 11kV | Normal Rating | MVA | 2027 | 1.3 | Zone Substation | None | Normal (N)
Murraylands | Jabuk 11kV | Normal Rating | MVA | 2027 | 0.26 | Zone Substation | None | Normal (N)
Yorke Peninsula | James Well 11kV | Normal Rating | MVA | 2027 | 0.65 | Zone Substation | None | Normal (N)
Upper North | Jamestown 11kV | Normal Rating | MVA | 2027 | 4.1117 | Zone Substation | Reverse N-1 | Normal (N)
Murraylands | Jervois 11kV | Normal Rating | MVA | 2027 | 4.94 | Zone Substation | None | Normal (N)
Yorke Peninsula | Kadina 11kV | Normal Rating | MVA | 2027 | 17.3603 | Zone Substation | None | Normal (N)
Yorke Peninsula | Kadina East 33kV | Normal Rating | MVA | 2027 | 120 | Connection Point | None | Normal (N)
South East | Kalangadoo 11kV | Normal Rating | MVA | 2027 | 0.65 | Zone Substation | None | Normal (N)
South East | Kalangadoo West 11kV | Normal Rating | MVA | 2027 | 1.2925 | Zone Substation | None | Normal (N)
Eastern Hills | Kanmantoo Copper Mine 11kV | Normal Rating | MVA | 2027 | 3 | Connection Point | None | Normal (N)
Mid North | Kapunda TF1 11kV | Normal Rating | MVA | 2027 | 17.1 | Zone Substation | None | Normal (N)
Mid North | Kapunda TF2 11kV | Normal Rating | MVA | 2027 | 17.3 | Zone Substation | None | Normal (N)
Murraylands | Karoonda 11kV | Normal Rating | MVA | 2027 | 3.9 | Zone Substation | Reverse N | Normal (N)
South East | Keith 11kV | Normal Rating | MVA | 2027 | 16.5904 | Zone Substation | None | Normal (N)
South East | Keith 33kV | Normal Rating | MVA | 2027 | 58.9 | Connection Point | None | Normal (N)
Metro East | Kent Town 11kV | Normal Rating | MVA | 2027 | 57.5033 | Zone Substation | None | Normal (N)
Eastern Hills | Kersbrook 11kV | Normal Rating | MVA | 2027 | 1.3 | Zone Substation | None | Normal (N)
Metro South | Keswick 11kV | Normal Rating | MVA | 2027 | 50.5669 | Zone Substation | None | Normal (N)
Murraylands | Ki Ki 11kV | Normal Rating | MVA | 2027 | 0.195 | Zone Substation | None | Normal (N)
Metro West | Kilburn 11kV | Normal Rating | MVA | 2027 | 85.0543 | Zone Substation | None | Normal (N)
Metro East | Kilburn South 11kV | Normal Rating | MVA | 2027 | 36.1 | Zone Substation | None | Normal (N)
Metro West | Kilkenny 11kV | Normal Rating | MVA | 2027 | 55.5169 | Zone Substation | None | Normal (N)
South East | Kincraig 33kV | Normal Rating | MVA | 2027 | 51.6 | Connection Point | None | Normal (N)
Metro South | Kingscote 11kV | Normal Rating | MVA | 2027 | 8.5 | Zone Substation | None | Normal (N)
South East | Kingston SE 11kV | Normal Rating | MVA | 2027 | 3.8692 | Zone Substation | None | Normal (N)
Metro South | Kingswood 11kV | Normal Rating | MVA | 2027 | 69.1164 | Zone Substation | None | Normal (N)
South East | Kongorong 11kV | Normal Rating | MVA | 2027 | 1.33 | Zone Substation | None | Normal (N)
South East | Kumorna 11kV | Normal Rating | MVA | 2027 | 1.3 | Zone Substation | None | Normal (N)
Mid North | Kybunga 11kV | Normal Rating | MVA | 2027 | 0.13 | Zone Substation | None | Normal (N)
Murraylands | Lameroo 11kV | Normal Rating | MVA | 2027 | 2.5808 | Zone Substation | None | Normal (N)
Eastern Hills | Langhorne Creek 11kV | Normal Rating | MVA | 2027 | 6.8552 | Zone Substation | None | Normal (N)
Metro West | Largs North 11kV | Normal Rating | MVA | 2027 | 35.5257 | Zone Substation | None | Normal (N)
Metro West | Lefevre 11kV | Normal Rating | MVA | 2027 | 74.5798 | Zone Substation | None | Normal (N)
Upper North | Leigh Creek South 33kV | Normal Rating | MVA | 2027 | 5 | Connection Point | None | Normal (N)
Metro East | Linden Park 11kV | Normal Rating | MVA | 2027 | 55.6662 | Zone Substation | None | Normal (N)
Eyre Peninsula | Little Swamp 11kV | Normal Rating | MVA | 2027 | 0.39 | Zone Substation | None | Normal (N)
Eastern Hills | Lobethal 11kV | Normal Rating | MVA | 2027 | 13.4003 | Zone Substation | None | Normal (N)
Eyre Peninsula | Lock 11kV | Normal Rating | MVA | 2027 | 1.2 | Zone Substation | None | Normal (N)
Riverland | Loveday 11kV | Normal Rating | MVA | 2027 | 20.6815 | Zone Substation | None | Normal (N)
Metro South | Lower Mitcham 11kV | Normal Rating | MVA | 2027 | 25.7419 | Zone Substation | None | Normal (N)
Riverland | Loxton 11kV | Normal Rating | MVA | 2027 | 21.9543 | Zone Substation | None | Normal (N)
South East | Lucindale 11kV | Normal Rating | MVA | 2027 | 3.5972 | Zone Substation | None | Normal (N)
Mid North | Lyndoch 11kV | Normal Rating | MVA | 2027 | 4.6 | Zone Substation | None | Normal (N)
Mid North | Lyndoch South 7.6kV | Normal Rating | MVA | 2027 | 0.65 | Zone Substation | None | Normal (N)
Riverland | Lyrup 11kV | Normal Rating | MVA | 2027 | 8.8769 | Zone Substation | None | Normal (N)
Metro South | MacGillivray 11kV | Normal Rating | MVA | 2027 | 2.3978 | Zone Substation | None | Normal (N)
Yorke Peninsula | Maitland 11kV | Normal Rating | MVA | 2027 | 6.4688 | Zone Substation | None | Normal (N)
Mid North | Mallala 11kV | Normal Rating | MVA | 2027 | 7.083 | Zone Substation | None | Normal (N)
Murraylands | Mannum 33kV | Normal Rating | MVA | 2027 | 40 | Connection Point | None | Normal (N)
Murraylands | Mannum Town 7.6kV | Normal Rating | MVA | 2027 | 6.1628 | Zone Substation | None | Normal (N)
Yorke Peninsula | Marion Bay 11kV | Normal Rating | MVA | 2027 | 1.425 | Zone Substation | None | Normal (N)
Mid North | Marrabel 11kV | Normal Rating | MVA | 2027 | 2.66 | Zone Substation | None | Normal (N)
Metro South | McLaren Flat TF1 11kV | Normal Rating | MVA | 2027 | 15.4 | Zone Substation | None | Normal (N)
Metro South | McLaren Flat TF2 11kV | Normal Rating | MVA | 2027 | 16 | Zone Substation | None | Normal (N)
Metro South | McLaren Vale 11kV | Normal Rating | MVA | 2027 | 5.3947 | Zone Substation | None | Normal (N)
Metro South | McLaren Vale Vineyard 11kV | Normal Rating | MVA | 2027 | 0.195 | Zone Substation | None | Normal (N)
Eastern Hills | Meadows 11kV | Normal Rating | MVA | 2027 | 7.1123 | Zone Substation | Reverse N-1 | Normal (N)
Upper North | Melrose 11kV | Normal Rating | MVA | 2027 | 0.65 | Zone Substation | None | Normal (N)
Murraylands | Meningie 11kV | Normal Rating | MVA | 2027 | 6.9798 | Zone Substation | None | Normal (N)
Metro East | Metro East 66kV | Normal Rating | MVA | 2027 | 1650 | Connection Point | None | Normal (N)
Metro North | Metro North 66kV | Normal Rating | MVA | 2027 | 870 | Connection Point | None | Normal (N)
Metro South | Metro South 66kV | Normal Rating | MVA | 2027 | 1527 | Connection Point | None | Normal (N)
Metro West | Metro West 66kV | Normal Rating | MVA | 2027 | 885 | Connection Point | None | Normal (N)
Eastern Hills | Milang 11kV | Normal Rating | MVA | 2027 | 6.8121 | Zone Substation | None | Normal (N)
South East | Millicent 11kV | Normal Rating | MVA | 2027 | 12.4773 | Zone Substation | None | Normal (N)
Yorke Peninsula | Minlaton 11kV | Normal Rating | MVA | 2027 | 2.5875 | Zone Substation | None | Normal (N)
Murraylands | Mobilong 33kV | Normal Rating | MVA | 2027 | 114.3 | Connection Point | None | Normal (N)
Murraylands | Monarto Central 11kV | Normal Rating | MVA | 2027 | 8.7 | Zone Substation | None | Normal (N)
Murraylands | Monarto South 11kV | Normal Rating | MVA | 2027 | 14.9 | Zone Substation | None | Normal (N)
Yorke Peninsula | Moonta 11kV | Normal Rating | MVA | 2027 | 12.8003 | Zone Substation | N-1 | Normal (N)
Eyre Peninsula | Moorkitabie 11kV | Normal Rating | MVA | 2027 | 1.4 | Zone Substation | None | Normal (N)
Riverland | Morgan 11kV | Normal Rating | MVA | 2027 | 1.425 | Zone Substation | N | Normal (N)
Metro South | Morphett Vale East 11kV | Normal Rating | MVA | 2027 | 57.3502 | Zone Substation | None | Normal (N)
Metro South | Morphettville 11kV | Normal Rating | MVA | 2027 | 29.8 | Zone Substation | None | Normal (N)
Eastern Hills | Mount Barker 11kV | Normal Rating | MVA | 2027 | 72.7377 | Zone Substation | None | Normal (N)
Eastern Hills | Mount Barker 66kV | Normal Rating | MVA | 2027 | 361.6 | Connection Point | None | Normal (N)
South East | Mount Burr 11kV | Normal Rating | MVA | 2027 | 0.362 | Zone Substation | None | Normal (N)
South East | Mount Gambier 11kV | Normal Rating | MVA | 2027 | 25.4441 | Zone Substation | None | Normal (N)
South East | Mount Gambier 33kV | Normal Rating | MVA | 2027 | 63.3 | Connection Point | None | Normal (N)
South East | Mount Gambier North 11kV | Normal Rating | MVA | 2027 | 17.8125 | Zone Substation | N-1 | Normal (N)
South East | Mount Gambier West 11kV | Normal Rating | MVA | 2027 | 25.636 | Zone Substation | None | Normal (N)
Upper North | Mount Gunson 33kV | Normal Rating | MVA | 2027 | 10 | Connection Point | None | Normal (N)
Eastern Hills | Mount Pleasant 11kV | Normal Rating | MVA | 2027 | 3.7 | Zone Substation | None | Normal (N)
South East | Mount Schank 11kV | Normal Rating | MVA | 2027 | 3.9415 | Zone Substation | None | Normal (N)
Murraylands | Murray Bridge North 11kV | Normal Rating | MVA | 2027 | 26.1046 | Zone Substation | None | Normal (N)
Murraylands | Murray Bridge South 11kV | Normal Rating | MVA | 2027 | 28.411 | Zone Substation | None | Normal (N)
Eastern Hills | Mylor 11kV | Normal Rating | MVA | 2027 | 4.94 | Zone Substation | None | Normal (N)
Murraylands | Mypolonga 11kV | Normal Rating | MVA | 2027 | 5.0633 | Zone Substation | None | Normal (N)
Metro South | Myponga 11kV | Normal Rating | MVA | 2027 | 13.2608 | Zone Substation | None | Normal (N)
Eastern Hills | Nairne 11kV | Normal Rating | MVA | 2027 | 9.1921 | Zone Substation | Reverse N-1 | Normal (N)
South East | Nangwarry 11kV | Normal Rating | MVA | 2027 | 3.62 | Zone Substation | None | Normal (N)
South East | Naracoorte 11kV | Normal Rating | MVA | 2027 | 29.8382 | Zone Substation | None | Normal (N)
South East | Naracoorte East 11kV | Normal Rating | MVA | 2027 | 17.7 | Zone Substation | None | Normal (N)
Murraylands | Narrung 11kV | Normal Rating | MVA | 2027 | 3.8 | Zone Substation | None | Normal (N)
Upper North | Neuroodla 33kV | Normal Rating | MVA | 2027 | 10 | Connection Point | None | Normal (N)
Metro West | New Osborne 11kV | Normal Rating | MVA | 2027 | 12.5 | Zone Substation | None | Normal (N)
Metro West | New Richmond 11kV | Normal Rating | MVA | 2027 | 51.3338 | Zone Substation | None | Normal (N)
Murraylands | Nildottie 11kV | Normal Rating | MVA | 2027 | 4.4 | Zone Substation | None | Normal (N)
Yorke Peninsula | Ninnes 11kV | Normal Rating | MVA | 2027 | 1.3 | Zone Substation | None | Normal (N)
Metro South | Noarlunga Centre 11kV | Normal Rating | MVA | 2027 | 28.2723 | Zone Substation | None | Normal (N)
Metro East | North Adelaide 11kV | Normal Rating | MVA | 2027 | 70.1177 | Zone Substation | None | Normal (N)
Metro South | North Unley 11kV | Normal Rating | MVA | 2027 | 26.0077 | Zone Substation | None | Normal (N)
Riverland | North West Bend 66kV | Normal Rating | MVA | 2027 | 73.6 | Connection Point | None | Normal (N)
Metro East | Northfield 11kV | Normal Rating | MVA | 2027 | 26.5321 | Zone Substation | N | Normal (N)
Metro East | Norwood 11kV | Normal Rating | MVA | 2027 | 85.5969 | Zone Substation | None | Normal (N)
Mid North | Nuriootpa 11kV | Normal Rating | MVA | 2027 | 13.7 | Zone Substation | None | Normal (N)
Metro South | Oaklands 11kV | Normal Rating | MVA | 2027 | 58.0689 | Zone Substation | None | Normal (N)
Upper North | Orroroo 11kV | Normal Rating | MVA | 2027 | 2.588 | Zone Substation | None | Normal (N)
South East | Padthaway 11kV | Normal Rating | MVA | 2027 | 13.628 | Zone Substation | None | Normal (N)
Murraylands | Palmer 11kV | Normal Rating | MVA | 2027 | 0.39 | Zone Substation | None | Normal (N)
Metro South | Panorama 11kV | Normal Rating | MVA | 2027 | 58.5093 | Zone Substation | None | Normal (N)
Metro North | Parafield Gardens 11kV | Normal Rating | MVA | 2027 | 74.4966 | Zone Substation | None | Normal (N)
Metro North | Paralowie 11kV | Normal Rating | MVA | 2027 | 27.6127 | Zone Substation | None | Normal (N)
Murraylands | Parilla 11kV | Normal Rating | MVA | 2027 | 3.1 | Zone Substation | None | Normal (N)
Riverland | Paringa 11kV | Normal Rating | MVA | 2027 | 3.5625 | Zone Substation | None | Normal (N)
Riverland | Paringa 33kV | Normal Rating | MVA | 2027 | 34.6433 | Zone Substation | None | Normal (N)
Yorke Peninsula | Paskeville 11kV | Normal Rating | MVA | 2027 | 1.2286 | Zone Substation | None | Normal (N)
Murraylands | Peake 11kV | Normal Rating | MVA | 2027 | 0.362 | Zone Substation | None | Normal (N)
Murraylands | Pellaring Flat 11kV | Normal Rating | MVA | 2027 | 0.13 | Zone Substation | None | Normal (N)
Metro North | Penfield 11kV | Normal Rating | MVA | 2027 | 50.6399 | Zone Substation | None | Normal (N)
Metro South | Penneshaw 11kV | Normal Rating | MVA | 2027 | 2.715 | Zone Substation | None | Normal (N)
South East | Penola 11kV | Normal Rating | MVA | 2027 | 4.2637 | Zone Substation | None | Normal (N)
South East | Penola West 33kV | Normal Rating | MVA | 2027 | 50 | Connection Point | None | Normal (N)
Upper North | Peterborough 11kV | Normal Rating | MVA | 2027 | 2.8 | Zone Substation | None | Normal (N)
Eastern Hills | Piccadilly 11kV | Normal Rating | MVA | 2027 | 3.895 | Zone Substation | None | Normal (N)
Murraylands | Pinnaroo 11kV | Normal Rating | MVA | 2027 | 2.4858 | Zone Substation | None | Normal (N)
Murraylands | Pinnaroo South 11kV | Normal Rating | MVA | 2027 | 0.39 | Zone Substation | None | Normal (N)
Metro South | Plympton 11kV | Normal Rating | MVA | 2027 | 28.4291 | Zone Substation | None | Normal (N)
Eyre Peninsula | Point Boston 11kV | Normal Rating | MVA | 2027 | 2.185 | Zone Substation | None | Normal (N)
Eyre Peninsula | Polda 11kV | Normal Rating | MVA | 2027 | 1.3 | Zone Substation | None | Normal (N)
Eyre Peninsula | Poonindie 11kV | Normal Rating | MVA | 2027 | 1.235 | Zone Substation | None | Normal (N)
Metro West | Port Adelaide 11kV | Normal Rating | MVA | 2027 | 33.1915 | Zone Substation | None | Normal (N)
Metro West | Port Adelaide North 11kV | Normal Rating | MVA | 2027 | 49.029 | Zone Substation | None | Normal (N)
Upper North | Port Augusta 11kV | Normal Rating | MVA | 2027 | 28.5 | Zone Substation | None | Normal (N)
Upper North | Port Augusta West TF1 11kV | Normal Rating | MVA | 2027 | 15.1 | Zone Substation | None | Normal (N)
Upper North | Port Augusta West TF2 11kV | Normal Rating | MVA | 2027 | 17.1 | Zone Substation | None | Normal (N)
Upper North | Port Broughton 11kV | Normal Rating | MVA | 2027 | 5.2831 | Zone Substation | None | Normal (N)
Yorke Peninsula | Port Clinton 11kV | Normal Rating | MVA | 2027 | 1.3 | Zone Substation | None | Normal (N)
Upper North | Port Germein 11kV | Normal Rating | MVA | 2027 | 1.3 | Zone Substation | None | Normal (N)
Yorke Peninsula | Port Giles 11kV | Normal Rating | MVA | 2027 | 3.5625 | Zone Substation | None | Normal (N)
Yorke Peninsula | Port Julia 11kV | Normal Rating | MVA | 2027 | 1.3 | Zone Substation | None | Normal (N)
Eyre Peninsula | Port Lincoln City 11kV | Normal Rating | MVA | 2027 | 28.418 | Zone Substation | None | Normal (N)
Eyre Peninsula | Port Lincoln Docks 11kV | Normal Rating | MVA | 2027 | 13.4 | Zone Substation | None | Normal (N)
Eyre Peninsula | Port Lincoln Marina 11kV | Normal Rating | MVA | 2027 | 17.8 | Zone Substation | None | Normal (N)
Eyre Peninsula | Port Lincoln Terminal 33kV | Normal Rating | MVA | 2027 | 101.4 | Connection Point | None | Normal (N)
Metro South | Port Noarlunga 11kV | Normal Rating | MVA | 2027 | 58.045 | Zone Substation | None | Normal (N)
Upper North | Port Pirie Bungama 33kV | Normal Rating | MVA | 2027 | 192 | Connection Point | None | Normal (N)
Upper North | Port Pirie South 11kV | Normal Rating | MVA | 2027 | 40.5097 | Zone Substation | None | Normal (N)
Metro South | Port Stanvac 11kV | Normal Rating | MVA | 2027 | 56.1946 | Zone Substation | None | Normal (N)
Metro South | Port Stanvac TF2 11kV | Normal Rating | MVA | 2027 | 28.2359 | Zone Substation | None | Normal (N)
Yorke Peninsula | Port Vincent 11kV | Normal Rating | MVA | 2027 | 2.6556 | Zone Substation | None | Normal (N)
Riverland | Portee 11kV | Normal Rating | MVA | 2027 | 0.7 | Zone Substation | N | Normal (N)
Metro East | Prospect 11kV | Normal Rating | MVA | 2027 | 50.6164 | Zone Substation | None | Normal (N)
Murraylands | Punyelroo 11kV | Normal Rating | MVA | 2027 | 1.33 | Zone Substation | None | Normal (N)
Riverland | Pyap 11kV | Normal Rating | MVA | 2027 | 15.1699 | Zone Substation | None | Normal (N)
Riverland | Qualco 11kV | Normal Rating | MVA | 2027 | 3.25 | Zone Substation | N | Normal (N)
Metro West | Queenstown 11kV | Normal Rating | MVA | 2027 | 22.8308 | Zone Substation | None | Normal (N)
Upper North | Quorn 11kV | Normal Rating | MVA | 2027 | 2.7 | Zone Substation | None | Normal (N)
Riverland | Ramco 11kV | Normal Rating | MVA | 2027 | 9.3867 | Zone Substation | None | Normal (N)
Metro South | Rapid Bay 11kV | Normal Rating | MVA | 2027 | 0.4095 | Zone Substation | None | Normal (N)
Riverland | Renmark 11kV | Normal Rating | MVA | 2027 | 29.9029 | Zone Substation | None | Normal (N)
Mid North | Riverton 11kV | Normal Rating | MVA | 2027 | 3.9 | Zone Substation | None | Normal (N)
South East | Robe 7.6kV | Normal Rating | MVA | 2027 | 6.4256 | Zone Substation | None | Normal (N)
Mid North | Robertstown 11kV | Normal Rating | MVA | 2027 | 1.3 | Zone Substation | None | Normal (N)
Riverland | Roonka 11kV | Normal Rating | MVA | 2027 | 8 | Zone Substation | None | Normal (N)
Eyre Peninsula | Rudall 11kV | Normal Rating | MVA | 2027 | 0.65 | Zone Substation | None | Normal (N)
Metro North | Salisbury 11kV | Normal Rating | MVA | 2027 | 71.3194 | Zone Substation | N | Normal (N)
Metro South | Salt Cliffs 11kV | Normal Rating | MVA | 2027 | 0.65 | Zone Substation | None | Normal (N)
Mid North | Sandy Creek 11kV | Normal Rating | MVA | 2027 | 3 | Zone Substation | None | Normal (N)
Metro South | Seacombe 11kV | Normal Rating | MVA | 2027 | 59.87 | Zone Substation | None | Normal (N)
Metro South | Seaford 11kV | Normal Rating | MVA | 2027 | 16.7 | Zone Substation | None | Normal (N)
Metro South | Second Valley 11kV | Normal Rating | MVA | 2027 | 0.65 | Zone Substation | None | Normal (N)
Metro South | Sheidow Park 11kV | Normal Rating | MVA | 2027 | 35.3718 | Zone Substation | Reverse N-1 | Normal (N)
Murraylands | Sherlock 11kV | Normal Rating | MVA | 2027 | 0.195 | Zone Substation | None | Normal (N)
Metro North | Smithfield West 11kV | Normal Rating | MVA | 2027 | 37.7 | Zone Substation | N-1 | Normal (N)
South East | Snuggery Rural 33kV | Normal Rating | MVA | 2027 | 28.8 | Connection Point | None | Normal (N)
South East | South End 11kV | Normal Rating | MVA | 2027 | 0.78 | Zone Substation | Reverse N-1 | Normal (N)
Mid North | Spalding 11kV | Normal Rating | MVA | 2027 | 1.235 | Zone Substation | None | Normal (N)
Metro South | Square Water Hole 11kV | Normal Rating | MVA | 2027 | 7.125 | Zone Substation | None | Normal (N)
Yorke Peninsula | Stansbury 11kV | Normal Rating | MVA | 2027 | 1.805 | Zone Substation | None | Normal (N)
Eastern Hills | Stirling East 11kV | Normal Rating | MVA | 2027 | 17.5 | Zone Substation | None | Normal (N)
Upper North | Stirling North 1 11kV | Normal Rating | MVA | 2027 | 3.25 | Zone Substation | None | Normal (N)
Upper North | Stirling North 2 11kV | Normal Rating | MVA | 2027 | 3 | Zone Substation | None | Normal (N)
Mid North | Stockwell TF1 11kV | Normal Rating | MVA | 2027 | 8.9062 | Zone Substation | None | Normal (N)
Mid North | Stockwell TF2 11kV | Normal Rating | MVA | 2027 | 8.7 | Zone Substation | None | Normal (N)
Eyre Peninsula | Stony Point 11kV | Normal Rating | MVA | 2027 | 2.5 | Connection Point | None | Normal (N)
Eastern Hills | Strathalbyn 11kV | Normal Rating | MVA | 2027 | 16.9 | Zone Substation | None | Normal (N)
Eyre Peninsula | Streaky Bay 11kV | Normal Rating | MVA | 2027 | 7.1187 | Zone Substation | Reverse N-1 | Normal (N)
Riverland | Swan Reach 11kV | Normal Rating | MVA | 2027 | 3.9 | Zone Substation | None | Normal (N)
Riverland | Swan Reach 33kV | Normal Rating | MVA | 2027 | 7.125 | Zone Substation | None | Normal (N)
Murraylands | Tailem Bend 33kV | Normal Rating | MVA | 2027 | 60 | Connection Point | None | Normal (N)
Murraylands | Tailem Bend Town 11kV | Normal Rating | MVA | 2027 | 4.167 | Zone Substation | None | Normal (N)
South East | Tantanoola 11kV | Normal Rating | MVA | 2027 | 1.425 | Zone Substation | None | Normal (N)
Eyre Peninsula | Tarlton 11kV | Normal Rating | MVA | 2027 | 1.1 | Zone Substation | None | Normal (N)
South East | Tarpeena South 11kV | Normal Rating | MVA | 2027 | 10.86 | Zone Substation | N-1 | Normal (N)
Metro East | Tea Tree Gully 11kV | Normal Rating | MVA | 2027 | 49.8628 | Zone Substation | None | Normal (N)
Murraylands | Teal Flat 11kV | Normal Rating | MVA | 2027 | 7.7664 | Zone Substation | None | Normal (N)
Upper North | Telowie 11kV | Normal Rating | MVA | 2027 | 1.235 | Zone Substation | None | Normal (N)
Mid North | Templers 33kV | Normal Rating | MVA | 2027 | 147.6 | Connection Point | None | Normal (N)
Metro West | Thebarton 11kV | Normal Rating | MVA | 2027 | 53.7181 | Zone Substation | None | Normal (N)
South East | Tintinara 11kV | Normal Rating | MVA | 2027 | 3.9 | Zone Substation | None | Normal (N)
Metro South | Tonsley Park 11kV | Normal Rating | MVA | 2027 | 39.8313 | Zone Substation | None | Normal (N)
Eyre Peninsula | Tumby Bay 11kV | Normal Rating | MVA | 2027 | 5.165 | Zone Substation | None | Normal (N)
Metro North | Two Wells 11kV | Normal Rating | MVA | 2027 | 16.3 | Zone Substation | N-1 | Normal (N)
Eyre Peninsula | Uley 11kV | Normal Rating | MVA | 2027 | 1.3 | Zone Substation | None | Normal (N)
Eyre Peninsula | Uley South 11kV | Normal Rating | MVA | 2027 | 1.235 | Zone Substation | None | Normal (N)
Eastern Hills | Uraidla 11kV | Normal Rating | MVA | 2027 | 17.3298 | Zone Substation | None | Normal (N)
Eastern Hills | Uraidla 33kV | Normal Rating | MVA | 2027 | 31 | Zone Substation | None | Normal (N)
Eastern Hills | Verdun 11kV | Normal Rating | MVA | 2027 | 3.9 | Zone Substation | None | Normal (N)
Metro South | Victor Harbor 11kV | Normal Rating | MVA | 2027 | 59.7555 | Zone Substation | None | Normal (N)
Metro North | Virginia 11kV | Normal Rating | MVA | 2027 | 14.8 | Zone Substation | None | Normal (N)
Riverland | Waikerie 11kV | Normal Rating | MVA | 2027 | 12.2293 | Zone Substation | None | Normal (N)
Murraylands | Walker Flat 11kV | Normal Rating | MVA | 2027 | 2.85 | Zone Substation | None | Normal (N)
Yorke Peninsula | Wallaroo 11kV | Normal Rating | MVA | 2027 | 17.8125 | Zone Substation | None | Normal (N)
Yorke Peninsula | Warooka 11kV | Normal Rating | MVA | 2027 | 6.4423 | Zone Substation | None | Normal (N)
Mid North | Wasleys 11kV | Normal Rating | MVA | 2027 | 2.7 | Zone Substation | None | Normal (N)
Mid North | Waterloo 33kV | Normal Rating | MVA | 2027 | 50 | Connection Point | None | Normal (N)
Mid North | Waterloo Town 11kV | Normal Rating | MVA | 2027 | 0.65 | Zone Substation | None | Normal (N)
Murraylands | White Sands 11kV | Normal Rating | MVA | 2027 | 8.5 | Zone Substation | None | Normal (N)
Adelaide Central | Whitmore Square 11kV | Normal Rating | MVA | 2027 | 79.2172 | Zone Substation | None | Normal (N)
Eyre Peninsula | Whyalla Central 33kV | Normal Rating | MVA | 2027 | 240 | Connection Point | None | Normal (N)
Eyre Peninsula | Whyalla City 11kV | Normal Rating | MVA | 2027 | 25.1293 | Zone Substation | None | Normal (N)
Eyre Peninsula | Whyalla North 11kV | Normal Rating | MVA | 2027 | 1.425 | Zone Substation | None | Normal (N)
Eyre Peninsula | Whyalla Stuart 11kV | Normal Rating | MVA | 2027 | 29.3127 | Zone Substation | None | Normal (N)
Mid North | Williamstown 11kV | Normal Rating | MVA | 2027 | 3 | Zone Substation | None | Normal (N)
Mid North | Williamstown South 11kV | Normal Rating | MVA | 2027 | 4.94 | Zone Substation | None | Normal (N)
Metro South | Willunga 11kV | Normal Rating | MVA | 2027 | 6.9 | Zone Substation | None | Normal (N)
Metro South | Willunga 33kV | Normal Rating | MVA | 2027 | 9.75 | Zone Substation | None | Normal (N)
Upper North | Wilmington 11kV | Normal Rating | MVA | 2027 | 2.565 | Zone Substation | None | Normal (N)
Upper North | Wirrabara Forest 11kV | Normal Rating | MVA | 2027 | 1.3 | Zone Substation | None | Normal (N)
Upper North | Wirrabara South 11kV | Normal Rating | MVA | 2027 | 0.13 | Zone Substation | None | Normal (N)
Metro South | Wirrina Cove 11kV | Normal Rating | MVA | 2027 | 1.95 | Zone Substation | None | Normal (N)
Upper North | Wongyarra 11kV | Normal Rating | MVA | 2027 | 0.26 | Zone Substation | None | Normal (N)
Metro East | Woodforde 11kV | Normal Rating | MVA | 2027 | 47.6828 | Zone Substation | None | Normal (N)
Murraylands | Woods Point 11kV | Normal Rating | MVA | 2027 | 8.9 | Zone Substation | None | Normal (N)
Eastern Hills | Woodside 11kV | Normal Rating | MVA | 2027 | 13.3847 | Zone Substation | Reverse N-1 | Normal (N)
Metro West | Woodville 11kV | Normal Rating | MVA | 2027 | 27.265 | Zone Substation | None | Normal (N)
Metro West | Woodville 33kV | Normal Rating | MVA | 2027 | 33.9 | Zone Substation | None | Normal (N)
Riverland | Woolpunda 11kV | Normal Rating | MVA | 2027 | 19.0182 | Zone Substation | None | Normal (N)
Eyre Peninsula | Wudinna 11kV | Normal Rating | MVA | 2027 | 5.4556 | Zone Substation | None | Normal (N)
Eyre Peninsula | Wudinna 66kV | Normal Rating | MVA | 2027 | 50 | Connection Point | None | Normal (N)
Eyre Peninsula | Yadnarie 66kV | Normal Rating | MVA | 2027 | 46.4 | Connection Point | None | Normal (N)
Metro South | Yankalilla 11kV | Normal Rating | MVA | 2027 | 16.5 | Zone Substation | None | Normal (N)
Metro South | Yankalilla 33kV | Normal Rating | MVA | 2027 | 17.8125 | Zone Substation | None | Normal (N)
Metro South | Yankalilla Hill 11kV | Normal Rating | MVA | 2027 | 0.39 | Zone Substation | None | Normal (N)
Upper North | Yongala 11kV | Normal Rating | MVA | 2027 | 0.39 | Zone Substation | None | Normal (N)
Yorke Peninsula | Yorketown 11kV | Normal Rating | MVA | 2027 | 2.5974 | Zone Substation | None | Normal (N)
Adelaide Central | ACR 66kV | Normal Rating | MVA | 2028 | 525 | Connection Point | None | Normal (N)
Eastern Hills | Aldgate 11kV | Normal Rating | MVA | 2028 | 12.5808 | Zone Substation | None | Normal (N)
Metro South | Aldinga 11kV | Normal Rating | MVA | 2028 | 32.6386 | Zone Substation | None | Normal (N)
South East | Allendale East 11kV | Normal Rating | MVA | 2028 | 7.1043 | Zone Substation | None | Normal (N)
Mid North | Alma 11kV | Normal Rating | MVA | 2028 | 0.195 | Zone Substation | None | Normal (N)
Metro South | American River 11kV | Normal Rating | MVA | 2028 | 3 | Zone Substation | None | Normal (N)
Eastern Hills | Angas Creek 33kV | Normal Rating | MVA | 2028 | 53.9 | Connection Point | None | Normal (N)
Mid North | Angaston 11kV | Normal Rating | MVA | 2028 | 28.9089 | Zone Substation | None | Normal (N)
Metro North | Angle Vale 11kV | Normal Rating | MVA | 2028 | 59.5486 | Zone Substation | None | Normal (N)
Yorke Peninsula | Ardrossan 11kV | Normal Rating | MVA | 2028 | 3.6873 | Zone Substation | None | Normal (N)
Yorke Peninsula | Ardrossan West 33kV | Normal Rating | MVA | 2028 | 62 | Connection Point | None | Normal (N)
Eyre Peninsula | Arno Bay 11kV | Normal Rating | MVA | 2028 | 3 | Zone Substation | None | Normal (N)
Metro South | Ascot Park 11kV | Normal Rating | MVA | 2028 | 23.9 | Zone Substation | N | Normal (N)
Metro West | Athol Park 11kV | Normal Rating | MVA | 2028 | 25.9765 | Zone Substation | None | Normal (N)
Mid North | Auburn 11kV | Normal Rating | MVA | 2028 | 3.9 | Zone Substation | None | Normal (N)
Yorke Peninsula | Balaklava 7.6kV | Normal Rating | MVA | 2028 | 5.1274 | Zone Substation | None | Normal (N)
Eastern Hills | Balhannah 33kV | Normal Rating | MVA | 2028 | 35.5544 | Zone Substation | None | Normal (N)
Upper North | Baroota 33kV | Normal Rating | MVA | 2028 | 11.8 | Connection Point | None | Normal (N)
Upper North | Baroota Town 11kV | Normal Rating | MVA | 2028 | 0.7125 | Zone Substation | None | Normal (N)
Mid North | Barossa South TF1 11kV | Normal Rating | MVA | 2028 | 8.9062 | Zone Substation | None | Normal (N)
Mid North | Barossa South TF2 11kV | Normal Rating | MVA | 2028 | 8.645 | Zone Substation | None | Normal (N)
South East | Beachport 11kV | Normal Rating | MVA | 2028 | 2.7 | Zone Substation | None | Normal (N)
Murraylands | Belvedere Road 7.6kV | Normal Rating | MVA | 2028 | 0.39 | Zone Substation | None | Normal (N)
Riverland | Berri 11kV | Normal Rating | MVA | 2028 | 27.7062 | Zone Substation | None | Normal (N)
Riverland | Berri 66kV | Normal Rating | MVA | 2028 | 190 | Connection Point | None | Normal (N)
Murraylands | Binnies 11kV | Normal Rating | MVA | 2028 | 2.47 | Zone Substation | None | Normal (N)
Eastern Hills | Birdwood 11kV | Normal Rating | MVA | 2028 | 3.895 | Zone Substation | None | Normal (N)
Yorke Peninsula | Black Point 11kV | Normal Rating | MVA | 2028 | 1.3 | Zone Substation | None | Normal (N)
Metro West | Blackpool 11kV | Normal Rating | MVA | 2028 | 34.6644 | Zone Substation | None | Normal (N)
Metro South | Blackwood 11kV | Normal Rating | MVA | 2028 | 57.8834 | Zone Substation | None | Normal (N)
South East | Blanche 33kV | Normal Rating | MVA | 2028 | 126.3 | Connection Point | None | Normal (N)
Upper North | Booleroo Centre 11kV | Normal Rating | MVA | 2028 | 1.3 | Zone Substation | None | Normal (N)
Eyre Peninsula | Boothby 33kV | Normal Rating | MVA | 2028 | 3 | Zone Substation | N-1 | Normal (N)
Upper North | Booyoolie 11kV | Normal Rating | MVA | 2028 | 0.195 | Zone Substation | None | Normal (N)
South East | Bordertown 11kV | Normal Rating | MVA | 2028 | 14.1821 | Zone Substation | N-1 | Normal (N)
Mid North | Brinkworth 33kV | Normal Rating | MVA | 2028 | 24.6 | Connection Point | None | Normal (N)
Mid North | Brinkworth Town 11kV | Normal Rating | MVA | 2028 | 3 | Zone Substation | None | Normal (N)
Eastern Hills | Brukunga 11kV | Normal Rating | MVA | 2028 | 0.65 | Zone Substation | None | Normal (N)
Upper North | Bungama Napperby 11kV | Normal Rating | MVA | 2028 | 1.2961 | Zone Substation | None | Normal (N)
Metro East | Burnside 11kV | Normal Rating | MVA | 2028 | 30.5 | Zone Substation | None | Normal (N)
Mid North | Burra TF2 11kV | Normal Rating | MVA | 2028 | 3.7 | Zone Substation | None | Normal (N)
Riverland | Cadell 11kV | Normal Rating | MVA | 2028 | 2.6213 | Zone Substation | None | Normal (N)
Murraylands | Caloote 11kV | Normal Rating | MVA | 2028 | 3.9225 | Zone Substation | None | Normal (N)
Upper North | Caltowie 11kV | Normal Rating | MVA | 2028 | 0.26 | Zone Substation | None | Normal (N)
Murraylands | Cambrai 11kV | Normal Rating | MVA | 2028 | 1.2961 | Zone Substation | None | Normal (N)
Murraylands | Campbell Park 11kV | Normal Rating | MVA | 2028 | 3.9 | Zone Substation | None | Normal (N)
Metro East | Campbelltown 11kV | Normal Rating | MVA | 2028 | 73.859 | Zone Substation | None | Normal (N)
Metro South | Cape Jervis 11kV | Normal Rating | MVA | 2028 | 1.3 | Zone Substation | None | Normal (N)
Metro South | Cape Jervis 33kV | Normal Rating | MVA | 2028 | 54.4 | Zone Substation | N-1 | Normal (N)
Eyre Peninsula | Caralue 11kV | Normal Rating | MVA | 2028 | 3.2 | Zone Substation | None | Normal (N)
Metro West | Cavan 11kV | Normal Rating | MVA | 2028 | 56.6527 | Zone Substation | None | Normal (N)
Adelaide Central | CBD 33kV | Normal Rating | MVA | 2028 | 82.2 | Zone Substation | None | Normal (N)
Eyre Peninsula | Ceduna 11kV | Normal Rating | MVA | 2028 | 12.7904 | Zone Substation | None | Normal (N)
Eastern Hills | Chain of Ponds 11kV | Normal Rating | MVA | 2028 | 0.6175 | Zone Substation | None | Normal (N)
Metro West | Cheltenham 11kV | Normal Rating | MVA | 2028 | 30.7 | Zone Substation | None | Normal (N)
Metro West | Cheltenham 33kV | Normal Rating | MVA | 2028 | 33.1 | Zone Substation | None | Normal (N)
Mid North | Clare 11kV | Normal Rating | MVA | 2028 | 13.1549 | Zone Substation | None | Normal (N)
Mid North | Clare North 33kV | Normal Rating | MVA | 2028 | 50 | Connection Point | None | Normal (N)
Metro South | Clarence Gardens 11kV | Normal Rating | MVA | 2028 | 37 | Zone Substation | None | Normal (N)
Metro South | Clarendon 11kV | Normal Rating | MVA | 2028 | 8.7 | Zone Substation | None | Normal (N)
Metro East | Clearview 11kV | Normal Rating | MVA | 2028 | 26.5973 | Zone Substation | N | Normal (N)
Eyre Peninsula | Cleve 11kV | Normal Rating | MVA | 2028 | 7.1114 | Zone Substation | None | Normal (N)
Eyre Peninsula | Cleve 33kV | Normal Rating | MVA | 2028 | 17.7 | Zone Substation | N-1 | Normal (N)
Eyre Peninsula | Coffin Bay 11kV | Normal Rating | MVA | 2028 | 2.7 | Zone Substation | None | Normal (N)
Mid North | Collinsfield 11kV | Normal Rating | MVA | 2028 | 2.7 | Zone Substation | None | Normal (N)
Murraylands | Coomandook 11kV | Normal Rating | MVA | 2028 | 0.7125 | Zone Substation | None | Normal (N)
Murraylands | Coonalpyn 11kV | Normal Rating | MVA | 2028 | 1.235 | Zone Substation | None | Normal (N)
South East | Coonawarra 11kV | Normal Rating | MVA | 2028 | 12.4483 | Zone Substation | None | Normal (N)
Upper North | Copley Nepabunna 33kV | Normal Rating | MVA | 2028 | 0.39 | Zone Substation | N-1 | Normal (N)
Riverland | Cordola 11kV | Normal Rating | MVA | 2028 | 2.8414 | Zone Substation | None | Normal (N)
Adelaide Central | Coromandel Place 11kV | Normal Rating | MVA | 2028 | 92.0388 | Zone Substation | None | Normal (N)
Eyre Peninsula | Cowell 11kV | Normal Rating | MVA | 2028 | 3 | Zone Substation | None | Normal (N)
Metro West | Croydon 11kV | Normal Rating | MVA | 2028 | 58.4995 | Zone Substation | None | Normal (N)
Metro West | Croydon Park 11kV | Normal Rating | MVA | 2028 | 27.2552 | Zone Substation | None | Normal (N)
Upper North | Crystal Brook 11kV | Normal Rating | MVA | 2028 | 3 | Zone Substation | None | Normal (N)
Metro South | Cudmore Park 11kV | Normal Rating | MVA | 2028 | 24.6503 | Zone Substation | None | Normal (N)
Eyre Peninsula | Cummins 11kV | Normal Rating | MVA | 2028 | 4.5947 | Zone Substation | None | Normal (N)
Yorke Peninsula | Curramulka 7.6kV | Normal Rating | MVA | 2028 | 0.26 | Zone Substation | None | Normal (N)
Yorke Peninsula | Curramulka South 11kV | Normal Rating | MVA | 2028 | 0.195 | Zone Substation | None | Normal (N)
Yorke Peninsula | Dalrymple 33kV | Normal Rating | MVA | 2028 | 50 | Connection Point | None | Normal (N)
Eyre Peninsula | Darke Peak 11kV | Normal Rating | MVA | 2028 | 1.425 | Zone Substation | None | Normal (N)
Upper North | Davenport West 33kV | Normal Rating | MVA | 2028 | 120 | Connection Point | None | Normal (N)
Eastern Hills | Deloraine 11kV | Normal Rating | MVA | 2028 | 0.39 | Zone Substation | None | Normal (N)
Metro North | Direk 11kV | Normal Rating | MVA | 2028 | 55.4215 | Zone Substation | None | Normal (N)
Mid North | Dorrien 33kV | Normal Rating | MVA | 2028 | 216 | Connection Point | None | Normal (N)
Mid North | Dorrien TF4 11kV | Normal Rating | MVA | 2028 | 14.6 | Zone Substation | None | Normal (N)
Mid North | Dorrien TF5 11kV | Normal Rating | MVA | 2028 | 16.1 | Zone Substation | None | Normal (N)
Yorke Peninsula | Dowlingville 11kV | Normal Rating | MVA | 2028 | 0.26 | Zone Substation | None | Normal (N)
Adelaide Central | East Terrace 11kV | Normal Rating | MVA | 2028 | 77.8403 | Zone Substation | None | Normal (N)
Metro North | Edinburgh 11kV | Normal Rating | MVA | 2028 | 57.058 | Zone Substation | None | Normal (N)
Yorke Peninsula | Edithburgh 11kV | Normal Rating | MVA | 2028 | 3 | Zone Substation | None | Normal (N)
Metro North | Elizabeth Downs 11kV | Normal Rating | MVA | 2028 | 59.7447 | Zone Substation | None | Normal (N)
Metro North | Elizabeth Heights 11kV | Normal Rating | MVA | 2028 | 27.5654 | Zone Substation | None | Normal (N)
Metro North | Elizabeth South 11kV | Normal Rating | MVA | 2028 | 25.3377 | Zone Substation | None | Normal (N)
Mid North | Eudunda 11kV | Normal Rating | MVA | 2028 | 2.4 | Zone Substation | None | Normal (N)
Metro North | Evanston 11kV | Normal Rating | MVA | 2028 | 57.668 | Zone Substation | N-1 | Normal (N)
Metro North | Evanston 33kV | Normal Rating | MVA | 2028 | 11.875 | Zone Substation | None | Normal (N)
Metro West | Findon 11kV | Normal Rating | MVA | 2028 | 24.8215 | Zone Substation | None | Normal (N)
Metro West | Flinders Park 11kV | Normal Rating | MVA | 2028 | 29.4 | Zone Substation | None | Normal (N)
Mid North | Florieton SWER 19kV | Normal Rating | MVA | 2028 | 0.15 | Connection Point | None | Normal (N)
Eastern Hills | Forreston 11kV | Normal Rating | MVA | 2028 | 1.3 | Zone Substation | None | Normal (N)
Mid North | Freeling 11kV | Normal Rating | MVA | 2028 | 3.8888 | Zone Substation | None | Normal (N)
Mid North | Freeling North 11kV | Normal Rating | MVA | 2028 | 4.4 | Zone Substation | None | Normal (N)
Metro West | Fulham Gardens 11kV | Normal Rating | MVA | 2028 | 55.6708 | Zone Substation | None | Normal (N)
Upper North | Fullerville 11kV | Normal Rating | MVA | 2028 | 0.26 | Zone Substation | None | Normal (N)
Mid North | Gawler Belt TF1 11kV | Normal Rating | MVA | 2028 | 14 | Zone Substation | None | Normal (N)
Mid North | Gawler Belt TF2 11kV | Normal Rating | MVA | 2028 | 15.9 | Zone Substation | None | Normal (N)
Mid North | Georgetown 11kV | Normal Rating | MVA | 2028 | 0.39 | Zone Substation | None | Normal (N)
Murraylands | Geranium 11kV | Normal Rating | MVA | 2028 | 0.195 | Zone Substation | None | Normal (N)
Upper North | Gladstone 11kV | Normal Rating | MVA | 2028 | 4.7529 | Zone Substation | None | Normal (N)
Metro West | Glanville 11kV | Normal Rating | MVA | 2028 | 23.9426 | Zone Substation | None | Normal (N)
South East | Glencoe 11kV | Normal Rating | MVA | 2028 | 2.1 | Zone Substation | None | Normal (N)
Metro South | Glenelg North 11kV | Normal Rating | MVA | 2028 | 27.9125 | Zone Substation | None | Normal (N)
Riverland | Glossop 11kV | Normal Rating | MVA | 2028 | 15.1451 | Zone Substation | None | Normal (N)
Metro East | Golden Grove 11kV | Normal Rating | MVA | 2028 | 87.663 | Zone Substation | None | Normal (N)
Mid North | Gomersal North 11kV | Normal Rating | MVA | 2028 | 0.7125 | Zone Substation | None | Normal (N)
Metro South | Goolwa 11kV | Normal Rating | MVA | 2028 | 33.6705 | Zone Substation | None | Normal (N)
Mid North | Gulnare 11kV | Normal Rating | MVA | 2028 | 0.39 | Zone Substation | None | Normal (N)
Eastern Hills | Gumeracha 11kV | Normal Rating | MVA | 2028 | 0.195 | Zone Substation | None | Normal (N)
Eastern Hills | Gumeracha Weir 11kV | Normal Rating | MVA | 2028 | 0.39 | Zone Substation | None | Normal (N)
Eastern Hills | Gumhaven 11kV | Normal Rating | MVA | 2028 | 0.39 | Zone Substation | None | Normal (N)
Metro South | Hackham 11kV | Normal Rating | MVA | 2028 | 31.6 | Zone Substation | N-1 | Normal (N)
Eastern Hills | Hahndorf 11kV | Normal Rating | MVA | 2028 | 6.9 | Zone Substation | None | Normal (N)
Mid North | Halbury 11kV | Normal Rating | MVA | 2028 | 0.4095 | Zone Substation | None | Normal (N)
Mid North | Hamley Bridge 11kV | Normal Rating | MVA | 2028 | 3 | Zone Substation | None | Normal (N)
Metro South | Happy Valley 11kV | Normal Rating | MVA | 2028 | 59.6711 | Zone Substation | None | Normal (N)
Metro East | Harrow 11kV | Normal Rating | MVA | 2028 | 30.4914 | Zone Substation | None | Normal (N)
South East | Hatherleigh 11kV | Normal Rating | MVA | 2028 | 0.39 | Zone Substation | None | Normal (N)
Upper North | Hawker 11kV | Normal Rating | MVA | 2028 | 1.1225 | Zone Substation | None | Normal (N)
Metro South | Hay Flat 11kV | Normal Rating | MVA | 2028 | 0.26 | Zone Substation | None | Normal (N)
Metro West | Henley South 11kV | Normal Rating | MVA | 2028 | 57.0748 | Zone Substation | None | Normal (N)
Eastern Hills | Hermitage 11kV | Normal Rating | MVA | 2028 | 0.65 | Zone Substation | None | Normal (N)
Metro East | Hillcrest 11kV | Normal Rating | MVA | 2028 | 59.6854 | Zone Substation | None | Normal (N)
Adelaide Central | Hindley Street 11kV | Normal Rating | MVA | 2028 | 79.9883 | Zone Substation | None | Normal (N)
Metro East | Holden Hill 11kV | Normal Rating | MVA | 2028 | 46.713 | Zone Substation | None | Normal (N)
Metro East | Hope Valley 11kV | Normal Rating | MVA | 2028 | 29.1 | Zone Substation | None | Normal (N)
Eastern Hills | Houghton 7.6kV | Normal Rating | MVA | 2028 | 3.9 | Zone Substation | None | Normal (N)
Mid North | Hoyleton 11kV | Normal Rating | MVA | 2028 | 0.195 | Zone Substation | None | Normal (N)
Yorke Peninsula | Hummocks 33kV | Normal Rating | MVA | 2028 | 50 | Connection Point | None | Normal (N)
Metro East | Ingle Farm 11kV | Normal Rating | MVA | 2028 | 54.4347 | Zone Substation | None | Normal (N)
South East | Inverness 11kV | Normal Rating | MVA | 2028 | 1.3 | Zone Substation | None | Normal (N)
Murraylands | Jabuk 11kV | Normal Rating | MVA | 2028 | 0.26 | Zone Substation | None | Normal (N)
Yorke Peninsula | James Well 11kV | Normal Rating | MVA | 2028 | 0.65 | Zone Substation | None | Normal (N)
Upper North | Jamestown 11kV | Normal Rating | MVA | 2028 | 4.1117 | Zone Substation | Reverse N-1 | Normal (N)
Murraylands | Jervois 11kV | Normal Rating | MVA | 2028 | 4.94 | Zone Substation | None | Normal (N)
Yorke Peninsula | Kadina 11kV | Normal Rating | MVA | 2028 | 17.3603 | Zone Substation | None | Normal (N)
Yorke Peninsula | Kadina East 33kV | Normal Rating | MVA | 2028 | 120 | Connection Point | None | Normal (N)
South East | Kalangadoo 11kV | Normal Rating | MVA | 2028 | 0.65 | Zone Substation | None | Normal (N)
South East | Kalangadoo West 11kV | Normal Rating | MVA | 2028 | 1.2925 | Zone Substation | None | Normal (N)
Eastern Hills | Kanmantoo Copper Mine 11kV | Normal Rating | MVA | 2028 | 3 | Connection Point | None | Normal (N)
Mid North | Kapunda TF1 11kV | Normal Rating | MVA | 2028 | 17.1 | Zone Substation | None | Normal (N)
Mid North | Kapunda TF2 11kV | Normal Rating | MVA | 2028 | 17.3 | Zone Substation | None | Normal (N)
Murraylands | Karoonda 11kV | Normal Rating | MVA | 2028 | 3.9 | Zone Substation | Reverse N | Normal (N)
South East | Keith 11kV | Normal Rating | MVA | 2028 | 16.5904 | Zone Substation | None | Normal (N)
South East | Keith 33kV | Normal Rating | MVA | 2028 | 58.9 | Connection Point | None | Normal (N)
Metro East | Kent Town 11kV | Normal Rating | MVA | 2028 | 57.5033 | Zone Substation | None | Normal (N)
Eastern Hills | Kersbrook 11kV | Normal Rating | MVA | 2028 | 1.3 | Zone Substation | None | Normal (N)
Metro South | Keswick 11kV | Normal Rating | MVA | 2028 | 50.5669 | Zone Substation | None | Normal (N)
Murraylands | Ki Ki 11kV | Normal Rating | MVA | 2028 | 0.195 | Zone Substation | None | Normal (N)
Metro West | Kilburn 11kV | Normal Rating | MVA | 2028 | 85.0543 | Zone Substation | None | Normal (N)
Metro East | Kilburn South 11kV | Normal Rating | MVA | 2028 | 36.1 | Zone Substation | None | Normal (N)
Metro West | Kilkenny 11kV | Normal Rating | MVA | 2028 | 55.5169 | Zone Substation | None | Normal (N)
South East | Kincraig 33kV | Normal Rating | MVA | 2028 | 51.6 | Connection Point | None | Normal (N)
Metro South | Kingscote 11kV | Normal Rating | MVA | 2028 | 8.5 | Zone Substation | None | Normal (N)
South East | Kingston SE 11kV | Normal Rating | MVA | 2028 | 3.8692 | Zone Substation | None | Normal (N)
Metro South | Kingswood 11kV | Normal Rating | MVA | 2028 | 69.1164 | Zone Substation | None | Normal (N)
South East | Kongorong 11kV | Normal Rating | MVA | 2028 | 1.33 | Zone Substation | None | Normal (N)
South East | Kumorna 11kV | Normal Rating | MVA | 2028 | 1.3 | Zone Substation | None | Normal (N)
Mid North | Kybunga 11kV | Normal Rating | MVA | 2028 | 0.13 | Zone Substation | None | Normal (N)
Murraylands | Lameroo 11kV | Normal Rating | MVA | 2028 | 2.5808 | Zone Substation | None | Normal (N)
Eastern Hills | Langhorne Creek 11kV | Normal Rating | MVA | 2028 | 6.8552 | Zone Substation | None | Normal (N)
Metro West | Largs North 11kV | Normal Rating | MVA | 2028 | 35.5257 | Zone Substation | None | Normal (N)
Metro West | Lefevre 11kV | Normal Rating | MVA | 2028 | 74.5798 | Zone Substation | None | Normal (N)
Upper North | Leigh Creek South 33kV | Normal Rating | MVA | 2028 | 5 | Connection Point | None | Normal (N)
Metro East | Linden Park 11kV | Normal Rating | MVA | 2028 | 55.6662 | Zone Substation | None | Normal (N)
Eyre Peninsula | Little Swamp 11kV | Normal Rating | MVA | 2028 | 0.39 | Zone Substation | None | Normal (N)
Eastern Hills | Lobethal 11kV | Normal Rating | MVA | 2028 | 13.4003 | Zone Substation | None | Normal (N)
Eyre Peninsula | Lock 11kV | Normal Rating | MVA | 2028 | 1.2 | Zone Substation | None | Normal (N)
Riverland | Loveday 11kV | Normal Rating | MVA | 2028 | 20.6815 | Zone Substation | None | Normal (N)
Metro South | Lower Mitcham 11kV | Normal Rating | MVA | 2028 | 25.7419 | Zone Substation | None | Normal (N)
Riverland | Loxton 11kV | Normal Rating | MVA | 2028 | 21.9543 | Zone Substation | None | Normal (N)
South East | Lucindale 11kV | Normal Rating | MVA | 2028 | 3.5972 | Zone Substation | None | Normal (N)
Mid North | Lyndoch 11kV | Normal Rating | MVA | 2028 | 4.6 | Zone Substation | None | Normal (N)
Mid North | Lyndoch South 7.6kV | Normal Rating | MVA | 2028 | 0.65 | Zone Substation | None | Normal (N)
Riverland | Lyrup 11kV | Normal Rating | MVA | 2028 | 8.8769 | Zone Substation | None | Normal (N)
Metro South | MacGillivray 11kV | Normal Rating | MVA | 2028 | 2.3978 | Zone Substation | None | Normal (N)
Yorke Peninsula | Maitland 11kV | Normal Rating | MVA | 2028 | 6.4688 | Zone Substation | None | Normal (N)
Mid North | Mallala 11kV | Normal Rating | MVA | 2028 | 7.083 | Zone Substation | None | Normal (N)
Murraylands | Mannum 33kV | Normal Rating | MVA | 2028 | 40 | Connection Point | None | Normal (N)
Murraylands | Mannum Town 7.6kV | Normal Rating | MVA | 2028 | 6.1628 | Zone Substation | None | Normal (N)
Yorke Peninsula | Marion Bay 11kV | Normal Rating | MVA | 2028 | 1.425 | Zone Substation | None | Normal (N)
Mid North | Marrabel 11kV | Normal Rating | MVA | 2028 | 2.66 | Zone Substation | None | Normal (N)
Metro South | McLaren Flat TF1 11kV | Normal Rating | MVA | 2028 | 15.4 | Zone Substation | None | Normal (N)
Metro South | McLaren Flat TF2 11kV | Normal Rating | MVA | 2028 | 16 | Zone Substation | None | Normal (N)
Metro South | McLaren Vale 11kV | Normal Rating | MVA | 2028 | 5.3947 | Zone Substation | None | Normal (N)
Metro South | McLaren Vale Vineyard 11kV | Normal Rating | MVA | 2028 | 0.195 | Zone Substation | None | Normal (N)
Eastern Hills | Meadows 11kV | Normal Rating | MVA | 2028 | 7.1123 | Zone Substation | Reverse N-1 | Normal (N)
Upper North | Melrose 11kV | Normal Rating | MVA | 2028 | 0.65 | Zone Substation | None | Normal (N)
Murraylands | Meningie 11kV | Normal Rating | MVA | 2028 | 6.9798 | Zone Substation | None | Normal (N)
Metro East | Metro East 66kV | Normal Rating | MVA | 2028 | 1650 | Connection Point | None | Normal (N)
Metro North | Metro North 66kV | Normal Rating | MVA | 2028 | 870 | Connection Point | None | Normal (N)
Metro South | Metro South 66kV | Normal Rating | MVA | 2028 | 1527 | Connection Point | None | Normal (N)
Metro West | Metro West 66kV | Normal Rating | MVA | 2028 | 885 | Connection Point | None | Normal (N)
Eastern Hills | Milang 11kV | Normal Rating | MVA | 2028 | 6.8121 | Zone Substation | None | Normal (N)
South East | Millicent 11kV | Normal Rating | MVA | 2028 | 12.4773 | Zone Substation | None | Normal (N)
Yorke Peninsula | Minlaton 11kV | Normal Rating | MVA | 2028 | 2.5875 | Zone Substation | None | Normal (N)
Murraylands | Mobilong 33kV | Normal Rating | MVA | 2028 | 114.3 | Connection Point | None | Normal (N)
Murraylands | Monarto Central 11kV | Normal Rating | MVA | 2028 | 8.7 | Zone Substation | None | Normal (N)
Murraylands | Monarto South 11kV | Normal Rating | MVA | 2028 | 14.9 | Zone Substation | None | Normal (N)
Yorke Peninsula | Moonta 11kV | Normal Rating | MVA | 2028 | 12.8003 | Zone Substation | N-1 | Normal (N)
Eyre Peninsula | Moorkitabie 11kV | Normal Rating | MVA | 2028 | 1.4 | Zone Substation | None | Normal (N)
Riverland | Morgan 11kV | Normal Rating | MVA | 2028 | 1.425 | Zone Substation | N | Normal (N)
Metro South | Morphett Vale East 11kV | Normal Rating | MVA | 2028 | 57.3502 | Zone Substation | None | Normal (N)
Metro South | Morphettville 11kV | Normal Rating | MVA | 2028 | 29.8 | Zone Substation | None | Normal (N)
Eastern Hills | Mount Barker 11kV | Normal Rating | MVA | 2028 | 72.7377 | Zone Substation | None | Normal (N)
Eastern Hills | Mount Barker 66kV | Normal Rating | MVA | 2028 | 361.6 | Connection Point | None | Normal (N)
South East | Mount Burr 11kV | Normal Rating | MVA | 2028 | 0.362 | Zone Substation | None | Normal (N)
South East | Mount Gambier 11kV | Normal Rating | MVA | 2028 | 25.4441 | Zone Substation | None | Normal (N)
South East | Mount Gambier 33kV | Normal Rating | MVA | 2028 | 63.3 | Connection Point | None | Normal (N)
South East | Mount Gambier North 11kV | Normal Rating | MVA | 2028 | 17.8125 | Zone Substation | N-1 | Normal (N)
South East | Mount Gambier West 11kV | Normal Rating | MVA | 2028 | 25.636 | Zone Substation | None | Normal (N)
Upper North | Mount Gunson 33kV | Normal Rating | MVA | 2028 | 10 | Connection Point | None | Normal (N)
Eastern Hills | Mount Pleasant 11kV | Normal Rating | MVA | 2028 | 3.7 | Zone Substation | None | Normal (N)
South East | Mount Schank 11kV | Normal Rating | MVA | 2028 | 3.9415 | Zone Substation | None | Normal (N)
Murraylands | Murray Bridge North 11kV | Normal Rating | MVA | 2028 | 26.1046 | Zone Substation | None | Normal (N)
Murraylands | Murray Bridge South 11kV | Normal Rating | MVA | 2028 | 28.411 | Zone Substation | None | Normal (N)
Eastern Hills | Mylor 11kV | Normal Rating | MVA | 2028 | 4.94 | Zone Substation | None | Normal (N)
Murraylands | Mypolonga 11kV | Normal Rating | MVA | 2028 | 5.0633 | Zone Substation | None | Normal (N)
Metro South | Myponga 11kV | Normal Rating | MVA | 2028 | 13.2608 | Zone Substation | None | Normal (N)
Eastern Hills | Nairne 11kV | Normal Rating | MVA | 2028 | 9.1921 | Zone Substation | Reverse N-1 | Normal (N)
South East | Nangwarry 11kV | Normal Rating | MVA | 2028 | 3.62 | Zone Substation | None | Normal (N)
South East | Naracoorte 11kV | Normal Rating | MVA | 2028 | 29.8382 | Zone Substation | None | Normal (N)
South East | Naracoorte East 11kV | Normal Rating | MVA | 2028 | 17.7 | Zone Substation | None | Normal (N)
Murraylands | Narrung 11kV | Normal Rating | MVA | 2028 | 3.8 | Zone Substation | None | Normal (N)
Upper North | Neuroodla 33kV | Normal Rating | MVA | 2028 | 10 | Connection Point | None | Normal (N)
Metro West | New Osborne 11kV | Normal Rating | MVA | 2028 | 12.5 | Zone Substation | None | Normal (N)
Metro West | New Richmond 11kV | Normal Rating | MVA | 2028 | 51.3338 | Zone Substation | None | Normal (N)
Murraylands | Nildottie 11kV | Normal Rating | MVA | 2028 | 4.4 | Zone Substation | None | Normal (N)
Yorke Peninsula | Ninnes 11kV | Normal Rating | MVA | 2028 | 1.3 | Zone Substation | None | Normal (N)
Metro South | Noarlunga Centre 11kV | Normal Rating | MVA | 2028 | 28.2723 | Zone Substation | None | Normal (N)
Metro East | North Adelaide 11kV | Normal Rating | MVA | 2028 | 70.1177 | Zone Substation | None | Normal (N)
Metro South | North Unley 11kV | Normal Rating | MVA | 2028 | 26.0077 | Zone Substation | None | Normal (N)
Riverland | North West Bend 66kV | Normal Rating | MVA | 2028 | 73.6 | Connection Point | None | Normal (N)
Metro East | Northfield 11kV | Normal Rating | MVA | 2028 | 26.5321 | Zone Substation | N | Normal (N)
Metro East | Norwood 11kV | Normal Rating | MVA | 2028 | 85.5969 | Zone Substation | None | Normal (N)
Mid North | Nuriootpa 11kV | Normal Rating | MVA | 2028 | 13.7 | Zone Substation | None | Normal (N)
Metro South | Oaklands 11kV | Normal Rating | MVA | 2028 | 58.0689 | Zone Substation | None | Normal (N)
Upper North | Orroroo 11kV | Normal Rating | MVA | 2028 | 2.588 | Zone Substation | None | Normal (N)
South East | Padthaway 11kV | Normal Rating | MVA | 2028 | 13.628 | Zone Substation | None | Normal (N)
Murraylands | Palmer 11kV | Normal Rating | MVA | 2028 | 0.39 | Zone Substation | None | Normal (N)
Metro South | Panorama 11kV | Normal Rating | MVA | 2028 | 58.5093 | Zone Substation | None | Normal (N)
Metro North | Parafield Gardens 11kV | Normal Rating | MVA | 2028 | 74.4966 | Zone Substation | None | Normal (N)
Metro North | Paralowie 11kV | Normal Rating | MVA | 2028 | 27.6127 | Zone Substation | None | Normal (N)
Murraylands | Parilla 11kV | Normal Rating | MVA | 2028 | 3.1 | Zone Substation | None | Normal (N)
Riverland | Paringa 11kV | Normal Rating | MVA | 2028 | 3.5625 | Zone Substation | None | Normal (N)
Riverland | Paringa 33kV | Normal Rating | MVA | 2028 | 34.6433 | Zone Substation | None | Normal (N)
Yorke Peninsula | Paskeville 11kV | Normal Rating | MVA | 2028 | 1.2286 | Zone Substation | None | Normal (N)
Murraylands | Peake 11kV | Normal Rating | MVA | 2028 | 0.362 | Zone Substation | None | Normal (N)
Murraylands | Pellaring Flat 11kV | Normal Rating | MVA | 2028 | 0.13 | Zone Substation | None | Normal (N)
Metro North | Penfield 11kV | Normal Rating | MVA | 2028 | 50.6399 | Zone Substation | None | Normal (N)
Metro South | Penneshaw 11kV | Normal Rating | MVA | 2028 | 2.715 | Zone Substation | None | Normal (N)
South East | Penola 11kV | Normal Rating | MVA | 2028 | 4.2637 | Zone Substation | None | Normal (N)
South East | Penola West 33kV | Normal Rating | MVA | 2028 | 50 | Connection Point | None | Normal (N)
Upper North | Peterborough 11kV | Normal Rating | MVA | 2028 | 2.8 | Zone Substation | None | Normal (N)
Eastern Hills | Piccadilly 11kV | Normal Rating | MVA | 2028 | 3.895 | Zone Substation | None | Normal (N)
Murraylands | Pinnaroo 11kV | Normal Rating | MVA | 2028 | 2.4858 | Zone Substation | None | Normal (N)
Murraylands | Pinnaroo South 11kV | Normal Rating | MVA | 2028 | 0.39 | Zone Substation | None | Normal (N)
Metro South | Plympton 11kV | Normal Rating | MVA | 2028 | 28.4291 | Zone Substation | None | Normal (N)
Eyre Peninsula | Point Boston 11kV | Normal Rating | MVA | 2028 | 2.185 | Zone Substation | None | Normal (N)
Eyre Peninsula | Polda 11kV | Normal Rating | MVA | 2028 | 1.3 | Zone Substation | None | Normal (N)
Eyre Peninsula | Poonindie 11kV | Normal Rating | MVA | 2028 | 1.235 | Zone Substation | None | Normal (N)
Metro West | Port Adelaide 11kV | Normal Rating | MVA | 2028 | 33.1915 | Zone Substation | None | Normal (N)
Metro West | Port Adelaide North 11kV | Normal Rating | MVA | 2028 | 49.029 | Zone Substation | None | Normal (N)
Upper North | Port Augusta 11kV | Normal Rating | MVA | 2028 | 28.5 | Zone Substation | None | Normal (N)
Upper North | Port Augusta West TF1 11kV | Normal Rating | MVA | 2028 | 15.1 | Zone Substation | None | Normal (N)
Upper North | Port Augusta West TF2 11kV | Normal Rating | MVA | 2028 | 17.1 | Zone Substation | None | Normal (N)
Upper North | Port Broughton 11kV | Normal Rating | MVA | 2028 | 5.2831 | Zone Substation | None | Normal (N)
Yorke Peninsula | Port Clinton 11kV | Normal Rating | MVA | 2028 | 1.3 | Zone Substation | None | Normal (N)
Upper North | Port Germein 11kV | Normal Rating | MVA | 2028 | 1.3 | Zone Substation | None | Normal (N)
Yorke Peninsula | Port Giles 11kV | Normal Rating | MVA | 2028 | 3.5625 | Zone Substation | None | Normal (N)
Yorke Peninsula | Port Julia 11kV | Normal Rating | MVA | 2028 | 1.3 | Zone Substation | None | Normal (N)
Eyre Peninsula | Port Lincoln City 11kV | Normal Rating | MVA | 2028 | 28.418 | Zone Substation | None | Normal (N)
Eyre Peninsula | Port Lincoln Docks 11kV | Normal Rating | MVA | 2028 | 13.4 | Zone Substation | None | Normal (N)
Eyre Peninsula | Port Lincoln Marina 11kV | Normal Rating | MVA | 2028 | 17.8 | Zone Substation | None | Normal (N)
Eyre Peninsula | Port Lincoln Terminal 33kV | Normal Rating | MVA | 2028 | 101.4 | Connection Point | None | Normal (N)
Metro South | Port Noarlunga 11kV | Normal Rating | MVA | 2028 | 58.045 | Zone Substation | None | Normal (N)
Upper North | Port Pirie Bungama 33kV | Normal Rating | MVA | 2028 | 192 | Connection Point | None | Normal (N)
Upper North | Port Pirie South 11kV | Normal Rating | MVA | 2028 | 40.5097 | Zone Substation | None | Normal (N)
Metro South | Port Stanvac 11kV | Normal Rating | MVA | 2028 | 56.1946 | Zone Substation | None | Normal (N)
Metro South | Port Stanvac TF2 11kV | Normal Rating | MVA | 2028 | 28.2359 | Zone Substation | None | Normal (N)
Yorke Peninsula | Port Vincent 11kV | Normal Rating | MVA | 2028 | 2.6556 | Zone Substation | None | Normal (N)
Riverland | Portee 11kV | Normal Rating | MVA | 2028 | 0.7 | Zone Substation | N | Normal (N)
Metro East | Prospect 11kV | Normal Rating | MVA | 2028 | 50.6164 | Zone Substation | None | Normal (N)
Murraylands | Punyelroo 11kV | Normal Rating | MVA | 2028 | 1.33 | Zone Substation | None | Normal (N)
Riverland | Pyap 11kV | Normal Rating | MVA | 2028 | 15.1699 | Zone Substation | None | Normal (N)
Riverland | Qualco 11kV | Normal Rating | MVA | 2028 | 3.25 | Zone Substation | N | Normal (N)
Metro West | Queenstown 11kV | Normal Rating | MVA | 2028 | 22.8308 | Zone Substation | None | Normal (N)
Upper North | Quorn 11kV | Normal Rating | MVA | 2028 | 2.7 | Zone Substation | None | Normal (N)
Riverland | Ramco 11kV | Normal Rating | MVA | 2028 | 9.3867 | Zone Substation | None | Normal (N)
Metro South | Rapid Bay 11kV | Normal Rating | MVA | 2028 | 0.4095 | Zone Substation | None | Normal (N)
Riverland | Renmark 11kV | Normal Rating | MVA | 2028 | 29.9029 | Zone Substation | None | Normal (N)
Mid North | Riverton 11kV | Normal Rating | MVA | 2028 | 3.9 | Zone Substation | None | Normal (N)
South East | Robe 7.6kV | Normal Rating | MVA | 2028 | 6.4256 | Zone Substation | None | Normal (N)
Mid North | Robertstown 11kV | Normal Rating | MVA | 2028 | 1.3 | Zone Substation | None | Normal (N)
Riverland | Roonka 11kV | Normal Rating | MVA | 2028 | 8 | Zone Substation | None | Normal (N)
Eyre Peninsula | Rudall 11kV | Normal Rating | MVA | 2028 | 0.65 | Zone Substation | None | Normal (N)
Metro North | Salisbury 11kV | Normal Rating | MVA | 2028 | 71.3194 | Zone Substation | N | Normal (N)
Metro South | Salt Cliffs 11kV | Normal Rating | MVA | 2028 | 0.65 | Zone Substation | None | Normal (N)
Mid North | Sandy Creek 11kV | Normal Rating | MVA | 2028 | 3 | Zone Substation | None | Normal (N)
Metro South | Seacombe 11kV | Normal Rating | MVA | 2028 | 59.87 | Zone Substation | None | Normal (N)
Metro South | Seaford 11kV | Normal Rating | MVA | 2028 | 16.7 | Zone Substation | None | Normal (N)
Metro South | Second Valley 11kV | Normal Rating | MVA | 2028 | 0.65 | Zone Substation | None | Normal (N)
Metro South | Sheidow Park 11kV | Normal Rating | MVA | 2028 | 35.3718 | Zone Substation | Reverse N-1 | Normal (N)
Murraylands | Sherlock 11kV | Normal Rating | MVA | 2028 | 0.195 | Zone Substation | None | Normal (N)
Metro North | Smithfield West 11kV | Normal Rating | MVA | 2028 | 37.7 | Zone Substation | N-1 | Normal (N)
South East | Snuggery Rural 33kV | Normal Rating | MVA | 2028 | 28.8 | Connection Point | None | Normal (N)
South East | South End 11kV | Normal Rating | MVA | 2028 | 0.78 | Zone Substation | Reverse N-1 | Normal (N)
Mid North | Spalding 11kV | Normal Rating | MVA | 2028 | 1.235 | Zone Substation | None | Normal (N)
Metro South | Square Water Hole 11kV | Normal Rating | MVA | 2028 | 7.125 | Zone Substation | None | Normal (N)
Yorke Peninsula | Stansbury 11kV | Normal Rating | MVA | 2028 | 1.805 | Zone Substation | None | Normal (N)
Eastern Hills | Stirling East 11kV | Normal Rating | MVA | 2028 | 17.5 | Zone Substation | None | Normal (N)
Upper North | Stirling North 1 11kV | Normal Rating | MVA | 2028 | 3.25 | Zone Substation | None | Normal (N)
Upper North | Stirling North 2 11kV | Normal Rating | MVA | 2028 | 3 | Zone Substation | None | Normal (N)
Mid North | Stockwell TF1 11kV | Normal Rating | MVA | 2028 | 8.9062 | Zone Substation | None | Normal (N)
Mid North | Stockwell TF2 11kV | Normal Rating | MVA | 2028 | 8.7 | Zone Substation | None | Normal (N)
Eyre Peninsula | Stony Point 11kV | Normal Rating | MVA | 2028 | 2.5 | Connection Point | None | Normal (N)
Eastern Hills | Strathalbyn 11kV | Normal Rating | MVA | 2028 | 16.9 | Zone Substation | None | Normal (N)
Eyre Peninsula | Streaky Bay 11kV | Normal Rating | MVA | 2028 | 7.1187 | Zone Substation | Reverse N-1 | Normal (N)
Riverland | Swan Reach 11kV | Normal Rating | MVA | 2028 | 3.9 | Zone Substation | None | Normal (N)
Riverland | Swan Reach 33kV | Normal Rating | MVA | 2028 | 7.125 | Zone Substation | None | Normal (N)
Murraylands | Tailem Bend 33kV | Normal Rating | MVA | 2028 | 60 | Connection Point | None | Normal (N)
Murraylands | Tailem Bend Town 11kV | Normal Rating | MVA | 2028 | 4.167 | Zone Substation | None | Normal (N)
South East | Tantanoola 11kV | Normal Rating | MVA | 2028 | 1.425 | Zone Substation | None | Normal (N)
Eyre Peninsula | Tarlton 11kV | Normal Rating | MVA | 2028 | 1.1 | Zone Substation | None | Normal (N)
South East | Tarpeena South 11kV | Normal Rating | MVA | 2028 | 10.86 | Zone Substation | N-1 | Normal (N)
Metro East | Tea Tree Gully 11kV | Normal Rating | MVA | 2028 | 49.8628 | Zone Substation | None | Normal (N)
Murraylands | Teal Flat 11kV | Normal Rating | MVA | 2028 | 7.7664 | Zone Substation | None | Normal (N)
Upper North | Telowie 11kV | Normal Rating | MVA | 2028 | 1.235 | Zone Substation | None | Normal (N)
Mid North | Templers 33kV | Normal Rating | MVA | 2028 | 147.6 | Connection Point | None | Normal (N)
Metro West | Thebarton 11kV | Normal Rating | MVA | 2028 | 53.7181 | Zone Substation | None | Normal (N)
South East | Tintinara 11kV | Normal Rating | MVA | 2028 | 3.9 | Zone Substation | None | Normal (N)
Metro South | Tonsley Park 11kV | Normal Rating | MVA | 2028 | 39.8313 | Zone Substation | None | Normal (N)
Eyre Peninsula | Tumby Bay 11kV | Normal Rating | MVA | 2028 | 5.165 | Zone Substation | None | Normal (N)
Metro North | Two Wells 11kV | Normal Rating | MVA | 2028 | 16.3 | Zone Substation | N-1 | Normal (N)
Eyre Peninsula | Uley 11kV | Normal Rating | MVA | 2028 | 1.3 | Zone Substation | None | Normal (N)
Eyre Peninsula | Uley South 11kV | Normal Rating | MVA | 2028 | 1.235 | Zone Substation | None | Normal (N)
Eastern Hills | Uraidla 11kV | Normal Rating | MVA | 2028 | 17.3298 | Zone Substation | None | Normal (N)
Eastern Hills | Uraidla 33kV | Normal Rating | MVA | 2028 | 31 | Zone Substation | None | Normal (N)
Eastern Hills | Verdun 11kV | Normal Rating | MVA | 2028 | 3.9 | Zone Substation | None | Normal (N)
Metro South | Victor Harbor 11kV | Normal Rating | MVA | 2028 | 59.7555 | Zone Substation | None | Normal (N)
Metro North | Virginia 11kV | Normal Rating | MVA | 2028 | 14.8 | Zone Substation | None | Normal (N)
Riverland | Waikerie 11kV | Normal Rating | MVA | 2028 | 12.2293 | Zone Substation | None | Normal (N)
Murraylands | Walker Flat 11kV | Normal Rating | MVA | 2028 | 2.85 | Zone Substation | None | Normal (N)
Yorke Peninsula | Wallaroo 11kV | Normal Rating | MVA | 2028 | 17.8125 | Zone Substation | None | Normal (N)
Yorke Peninsula | Warooka 11kV | Normal Rating | MVA | 2028 | 6.4423 | Zone Substation | None | Normal (N)
Mid North | Wasleys 11kV | Normal Rating | MVA | 2028 | 2.7 | Zone Substation | None | Normal (N)
Mid North | Waterloo 33kV | Normal Rating | MVA | 2028 | 50 | Connection Point | None | Normal (N)
Mid North | Waterloo Town 11kV | Normal Rating | MVA | 2028 | 0.65 | Zone Substation | None | Normal (N)
Murraylands | White Sands 11kV | Normal Rating | MVA | 2028 | 8.5 | Zone Substation | None | Normal (N)
Adelaide Central | Whitmore Square 11kV | Normal Rating | MVA | 2028 | 79.2172 | Zone Substation | None | Normal (N)
Eyre Peninsula | Whyalla Central 33kV | Normal Rating | MVA | 2028 | 240 | Connection Point | None | Normal (N)
Eyre Peninsula | Whyalla City 11kV | Normal Rating | MVA | 2028 | 25.1293 | Zone Substation | None | Normal (N)
Eyre Peninsula | Whyalla North 11kV | Normal Rating | MVA | 2028 | 1.425 | Zone Substation | None | Normal (N)
Eyre Peninsula | Whyalla Stuart 11kV | Normal Rating | MVA | 2028 | 29.3127 | Zone Substation | None | Normal (N)
Mid North | Williamstown 11kV | Normal Rating | MVA | 2028 | 3 | Zone Substation | None | Normal (N)
Mid North | Williamstown South 11kV | Normal Rating | MVA | 2028 | 4.94 | Zone Substation | None | Normal (N)
Metro South | Willunga 11kV | Normal Rating | MVA | 2028 | 6.9 | Zone Substation | None | Normal (N)
Metro South | Willunga 33kV | Normal Rating | MVA | 2028 | 9.75 | Zone Substation | None | Normal (N)
Upper North | Wilmington 11kV | Normal Rating | MVA | 2028 | 2.565 | Zone Substation | None | Normal (N)
Upper North | Wirrabara Forest 11kV | Normal Rating | MVA | 2028 | 1.3 | Zone Substation | None | Normal (N)
Upper North | Wirrabara South 11kV | Normal Rating | MVA | 2028 | 0.13 | Zone Substation | None | Normal (N)
Metro South | Wirrina Cove 11kV | Normal Rating | MVA | 2028 | 1.95 | Zone Substation | None | Normal (N)
Upper North | Wongyarra 11kV | Normal Rating | MVA | 2028 | 0.26 | Zone Substation | None | Normal (N)
Metro East | Woodforde 11kV | Normal Rating | MVA | 2028 | 47.6828 | Zone Substation | None | Normal (N)
Murraylands | Woods Point 11kV | Normal Rating | MVA | 2028 | 8.9 | Zone Substation | None | Normal (N)
Eastern Hills | Woodside 11kV | Normal Rating | MVA | 2028 | 13.3847 | Zone Substation | Reverse N-1 | Normal (N)
Metro West | Woodville 11kV | Normal Rating | MVA | 2028 | 27.265 | Zone Substation | None | Normal (N)
Metro West | Woodville 33kV | Normal Rating | MVA | 2028 | 33.9 | Zone Substation | None | Normal (N)
Riverland | Woolpunda 11kV | Normal Rating | MVA | 2028 | 19.0182 | Zone Substation | None | Normal (N)
Eyre Peninsula | Wudinna 11kV | Normal Rating | MVA | 2028 | 5.4556 | Zone Substation | None | Normal (N)
Eyre Peninsula | Wudinna 66kV | Normal Rating | MVA | 2028 | 50 | Connection Point | None | Normal (N)
Eyre Peninsula | Yadnarie 66kV | Normal Rating | MVA | 2028 | 46.4 | Connection Point | None | Normal (N)
Metro South | Yankalilla 11kV | Normal Rating | MVA | 2028 | 16.5 | Zone Substation | None | Normal (N)
Metro South | Yankalilla 33kV | Normal Rating | MVA | 2028 | 17.8125 | Zone Substation | None | Normal (N)
Metro South | Yankalilla Hill 11kV | Normal Rating | MVA | 2028 | 0.39 | Zone Substation | None | Normal (N)
Upper North | Yongala 11kV | Normal Rating | MVA | 2028 | 0.39 | Zone Substation | None | Normal (N)
Yorke Peninsula | Yorketown 11kV | Normal Rating | MVA | 2028 | 2.5974 | Zone Substation | None | Normal (N)
Adelaide Central | ACR 66kV | Normal Rating | MVA | 2029 | 525 | Connection Point | None | Normal (N)
Eastern Hills | Aldgate 11kV | Normal Rating | MVA | 2029 | 12.5808 | Zone Substation | None | Normal (N)
Metro South | Aldinga 11kV | Normal Rating | MVA | 2029 | 32.6386 | Zone Substation | None | Normal (N)
South East | Allendale East 11kV | Normal Rating | MVA | 2029 | 7.1043 | Zone Substation | None | Normal (N)
Mid North | Alma 11kV | Normal Rating | MVA | 2029 | 0.195 | Zone Substation | None | Normal (N)
Metro South | American River 11kV | Normal Rating | MVA | 2029 | 3 | Zone Substation | None | Normal (N)
Eastern Hills | Angas Creek 33kV | Normal Rating | MVA | 2029 | 53.9 | Connection Point | None | Normal (N)
Mid North | Angaston 11kV | Normal Rating | MVA | 2029 | 28.9089 | Zone Substation | None | Normal (N)
Metro North | Angle Vale 11kV | Normal Rating | MVA | 2029 | 59.5486 | Zone Substation | None | Normal (N)
Yorke Peninsula | Ardrossan 11kV | Normal Rating | MVA | 2029 | 3.6873 | Zone Substation | None | Normal (N)
Yorke Peninsula | Ardrossan West 33kV | Normal Rating | MVA | 2029 | 62 | Connection Point | None | Normal (N)
Eyre Peninsula | Arno Bay 11kV | Normal Rating | MVA | 2029 | 3 | Zone Substation | None | Normal (N)
Metro South | Ascot Park 11kV | Normal Rating | MVA | 2029 | 23.9 | Zone Substation | N | Normal (N)
Metro West | Athol Park 11kV | Normal Rating | MVA | 2029 | 25.9765 | Zone Substation | None | Normal (N)
Mid North | Auburn 11kV | Normal Rating | MVA | 2029 | 3.9 | Zone Substation | None | Normal (N)
Yorke Peninsula | Balaklava 7.6kV | Normal Rating | MVA | 2029 | 5.1274 | Zone Substation | None | Normal (N)
Eastern Hills | Balhannah 33kV | Normal Rating | MVA | 2029 | 35.5544 | Zone Substation | None | Normal (N)
Upper North | Baroota 33kV | Normal Rating | MVA | 2029 | 11.8 | Connection Point | None | Normal (N)
Upper North | Baroota Town 11kV | Normal Rating | MVA | 2029 | 0.7125 | Zone Substation | None | Normal (N)
Mid North | Barossa South TF1 11kV | Normal Rating | MVA | 2029 | 8.9062 | Zone Substation | None | Normal (N)
Mid North | Barossa South TF2 11kV | Normal Rating | MVA | 2029 | 8.645 | Zone Substation | None | Normal (N)
South East | Beachport 11kV | Normal Rating | MVA | 2029 | 2.7 | Zone Substation | None | Normal (N)
Murraylands | Belvedere Road 7.6kV | Normal Rating | MVA | 2029 | 0.39 | Zone Substation | None | Normal (N)
Riverland | Berri 11kV | Normal Rating | MVA | 2029 | 27.7062 | Zone Substation | None | Normal (N)
Riverland | Berri 66kV | Normal Rating | MVA | 2029 | 190 | Connection Point | None | Normal (N)
Murraylands | Binnies 11kV | Normal Rating | MVA | 2029 | 2.47 | Zone Substation | None | Normal (N)
Eastern Hills | Birdwood 11kV | Normal Rating | MVA | 2029 | 3.895 | Zone Substation | None | Normal (N)
Yorke Peninsula | Black Point 11kV | Normal Rating | MVA | 2029 | 1.3 | Zone Substation | None | Normal (N)
Metro West | Blackpool 11kV | Normal Rating | MVA | 2029 | 34.6644 | Zone Substation | None | Normal (N)
Metro South | Blackwood 11kV | Normal Rating | MVA | 2029 | 57.8834 | Zone Substation | None | Normal (N)
South East | Blanche 33kV | Normal Rating | MVA | 2029 | 126.3 | Connection Point | None | Normal (N)
Upper North | Booleroo Centre 11kV | Normal Rating | MVA | 2029 | 1.3 | Zone Substation | None | Normal (N)
Eyre Peninsula | Boothby 33kV | Normal Rating | MVA | 2029 | 3 | Zone Substation | N-1 | Normal (N)
Upper North | Booyoolie 11kV | Normal Rating | MVA | 2029 | 0.195 | Zone Substation | None | Normal (N)
South East | Bordertown 11kV | Normal Rating | MVA | 2029 | 14.1821 | Zone Substation | N-1 | Normal (N)
Mid North | Brinkworth 33kV | Normal Rating | MVA | 2029 | 24.6 | Connection Point | None | Normal (N)
Mid North | Brinkworth Town 11kV | Normal Rating | MVA | 2029 | 3 | Zone Substation | None | Normal (N)
Eastern Hills | Brukunga 11kV | Normal Rating | MVA | 2029 | 0.65 | Zone Substation | None | Normal (N)
Upper North | Bungama Napperby 11kV | Normal Rating | MVA | 2029 | 1.2961 | Zone Substation | None | Normal (N)
Metro East | Burnside 11kV | Normal Rating | MVA | 2029 | 30.5 | Zone Substation | None | Normal (N)
Mid North | Burra TF2 11kV | Normal Rating | MVA | 2029 | 3.7 | Zone Substation | None | Normal (N)
Riverland | Cadell 11kV | Normal Rating | MVA | 2029 | 2.6213 | Zone Substation | None | Normal (N)
Murraylands | Caloote 11kV | Normal Rating | MVA | 2029 | 3.9225 | Zone Substation | None | Normal (N)
Upper North | Caltowie 11kV | Normal Rating | MVA | 2029 | 0.26 | Zone Substation | None | Normal (N)
Murraylands | Cambrai 11kV | Normal Rating | MVA | 2029 | 1.2961 | Zone Substation | None | Normal (N)
Murraylands | Campbell Park 11kV | Normal Rating | MVA | 2029 | 3.9 | Zone Substation | None | Normal (N)
Metro East | Campbelltown 11kV | Normal Rating | MVA | 2029 | 73.859 | Zone Substation | None | Normal (N)
Metro South | Cape Jervis 11kV | Normal Rating | MVA | 2029 | 1.3 | Zone Substation | None | Normal (N)
Metro South | Cape Jervis 33kV | Normal Rating | MVA | 2029 | 54.4 | Zone Substation | N-1 | Normal (N)
Eyre Peninsula | Caralue 11kV | Normal Rating | MVA | 2029 | 3.2 | Zone Substation | None | Normal (N)
Metro West | Cavan 11kV | Normal Rating | MVA | 2029 | 56.6527 | Zone Substation | None | Normal (N)
Adelaide Central | CBD 33kV | Normal Rating | MVA | 2029 | 82.2 | Zone Substation | None | Normal (N)
Eyre Peninsula | Ceduna 11kV | Normal Rating | MVA | 2029 | 12.7904 | Zone Substation | None | Normal (N)
Eastern Hills | Chain of Ponds 11kV | Normal Rating | MVA | 2029 | 0.6175 | Zone Substation | None | Normal (N)
Metro West | Cheltenham 11kV | Normal Rating | MVA | 2029 | 30.7 | Zone Substation | None | Normal (N)
Metro West | Cheltenham 33kV | Normal Rating | MVA | 2029 | 33.1 | Zone Substation | None | Normal (N)
Mid North | Clare 11kV | Normal Rating | MVA | 2029 | 13.1549 | Zone Substation | None | Normal (N)
Mid North | Clare North 33kV | Normal Rating | MVA | 2029 | 50 | Connection Point | None | Normal (N)
Metro South | Clarence Gardens 11kV | Normal Rating | MVA | 2029 | 37 | Zone Substation | None | Normal (N)
Metro South | Clarendon 11kV | Normal Rating | MVA | 2029 | 8.7 | Zone Substation | None | Normal (N)
Metro East | Clearview 11kV | Normal Rating | MVA | 2029 | 26.5973 | Zone Substation | N | Normal (N)
Eyre Peninsula | Cleve 11kV | Normal Rating | MVA | 2029 | 7.1114 | Zone Substation | None | Normal (N)
Eyre Peninsula | Cleve 33kV | Normal Rating | MVA | 2029 | 17.7 | Zone Substation | N-1 | Normal (N)
Eyre Peninsula | Coffin Bay 11kV | Normal Rating | MVA | 2029 | 2.7 | Zone Substation | None | Normal (N)
Mid North | Collinsfield 11kV | Normal Rating | MVA | 2029 | 2.7 | Zone Substation | None | Normal (N)
Murraylands | Coomandook 11kV | Normal Rating | MVA | 2029 | 0.7125 | Zone Substation | None | Normal (N)
Murraylands | Coonalpyn 11kV | Normal Rating | MVA | 2029 | 1.235 | Zone Substation | None | Normal (N)
South East | Coonawarra 11kV | Normal Rating | MVA | 2029 | 12.4483 | Zone Substation | None | Normal (N)
Upper North | Copley Nepabunna 33kV | Normal Rating | MVA | 2029 | 0.39 | Zone Substation | N-1 | Normal (N)
Riverland | Cordola 11kV | Normal Rating | MVA | 2029 | 2.8414 | Zone Substation | None | Normal (N)
Adelaide Central | Coromandel Place 11kV | Normal Rating | MVA | 2029 | 92.0388 | Zone Substation | None | Normal (N)
Eyre Peninsula | Cowell 11kV | Normal Rating | MVA | 2029 | 3 | Zone Substation | None | Normal (N)
Metro West | Croydon 11kV | Normal Rating | MVA | 2029 | 58.4995 | Zone Substation | None | Normal (N)
Metro West | Croydon Park 11kV | Normal Rating | MVA | 2029 | 27.2552 | Zone Substation | None | Normal (N)
Upper North | Crystal Brook 11kV | Normal Rating | MVA | 2029 | 3 | Zone Substation | None | Normal (N)
Metro South | Cudmore Park 11kV | Normal Rating | MVA | 2029 | 24.6503 | Zone Substation | None | Normal (N)
Eyre Peninsula | Cummins 11kV | Normal Rating | MVA | 2029 | 4.5947 | Zone Substation | None | Normal (N)
Yorke Peninsula | Curramulka 7.6kV | Normal Rating | MVA | 2029 | 0.26 | Zone Substation | None | Normal (N)
Yorke Peninsula | Curramulka South 11kV | Normal Rating | MVA | 2029 | 0.195 | Zone Substation | None | Normal (N)
Yorke Peninsula | Dalrymple 33kV | Normal Rating | MVA | 2029 | 50 | Connection Point | None | Normal (N)
Eyre Peninsula | Darke Peak 11kV | Normal Rating | MVA | 2029 | 1.425 | Zone Substation | None | Normal (N)
Upper North | Davenport West 33kV | Normal Rating | MVA | 2029 | 120 | Connection Point | None | Normal (N)
Eastern Hills | Deloraine 11kV | Normal Rating | MVA | 2029 | 0.39 | Zone Substation | None | Normal (N)
Metro North | Direk 11kV | Normal Rating | MVA | 2029 | 55.4215 | Zone Substation | None | Normal (N)
Mid North | Dorrien 33kV | Normal Rating | MVA | 2029 | 216 | Connection Point | None | Normal (N)
Mid North | Dorrien TF4 11kV | Normal Rating | MVA | 2029 | 14.6 | Zone Substation | None | Normal (N)
Mid North | Dorrien TF5 11kV | Normal Rating | MVA | 2029 | 16.1 | Zone Substation | None | Normal (N)
Yorke Peninsula | Dowlingville 11kV | Normal Rating | MVA | 2029 | 0.26 | Zone Substation | None | Normal (N)
Adelaide Central | East Terrace 11kV | Normal Rating | MVA | 2029 | 77.8403 | Zone Substation | None | Normal (N)
Metro North | Edinburgh 11kV | Normal Rating | MVA | 2029 | 57.058 | Zone Substation | None | Normal (N)
Yorke Peninsula | Edithburgh 11kV | Normal Rating | MVA | 2029 | 3 | Zone Substation | None | Normal (N)
Metro North | Elizabeth Downs 11kV | Normal Rating | MVA | 2029 | 59.7447 | Zone Substation | None | Normal (N)
Metro North | Elizabeth Heights 11kV | Normal Rating | MVA | 2029 | 27.5654 | Zone Substation | None | Normal (N)
Metro North | Elizabeth South 11kV | Normal Rating | MVA | 2029 | 25.3377 | Zone Substation | None | Normal (N)
Mid North | Eudunda 11kV | Normal Rating | MVA | 2029 | 2.4 | Zone Substation | None | Normal (N)
Metro North | Evanston 11kV | Normal Rating | MVA | 2029 | 57.668 | Zone Substation | N-1 | Normal (N)
Metro North | Evanston 33kV | Normal Rating | MVA | 2029 | 11.875 | Zone Substation | None | Normal (N)
Metro West | Findon 11kV | Normal Rating | MVA | 2029 | 24.8215 | Zone Substation | None | Normal (N)
Metro West | Flinders Park 11kV | Normal Rating | MVA | 2029 | 29.4 | Zone Substation | None | Normal (N)
Mid North | Florieton SWER 19kV | Normal Rating | MVA | 2029 | 0.15 | Connection Point | None | Normal (N)
Eastern Hills | Forreston 11kV | Normal Rating | MVA | 2029 | 1.3 | Zone Substation | None | Normal (N)
Mid North | Freeling 11kV | Normal Rating | MVA | 2029 | 3.8888 | Zone Substation | None | Normal (N)
Mid North | Freeling North 11kV | Normal Rating | MVA | 2029 | 4.4 | Zone Substation | None | Normal (N)
Metro West | Fulham Gardens 11kV | Normal Rating | MVA | 2029 | 55.6708 | Zone Substation | None | Normal (N)
Upper North | Fullerville 11kV | Normal Rating | MVA | 2029 | 0.26 | Zone Substation | None | Normal (N)
Mid North | Gawler Belt TF1 11kV | Normal Rating | MVA | 2029 | 14 | Zone Substation | None | Normal (N)
Mid North | Gawler Belt TF2 11kV | Normal Rating | MVA | 2029 | 15.9 | Zone Substation | None | Normal (N)
Mid North | Georgetown 11kV | Normal Rating | MVA | 2029 | 0.39 | Zone Substation | None | Normal (N)
Murraylands | Geranium 11kV | Normal Rating | MVA | 2029 | 0.195 | Zone Substation | None | Normal (N)
Upper North | Gladstone 11kV | Normal Rating | MVA | 2029 | 4.7529 | Zone Substation | None | Normal (N)
Metro West | Glanville 11kV | Normal Rating | MVA | 2029 | 23.9426 | Zone Substation | None | Normal (N)
South East | Glencoe 11kV | Normal Rating | MVA | 2029 | 2.1 | Zone Substation | None | Normal (N)
Metro South | Glenelg North 11kV | Normal Rating | MVA | 2029 | 27.9125 | Zone Substation | None | Normal (N)
Riverland | Glossop 11kV | Normal Rating | MVA | 2029 | 15.1451 | Zone Substation | None | Normal (N)
Metro East | Golden Grove 11kV | Normal Rating | MVA | 2029 | 87.663 | Zone Substation | None | Normal (N)
Mid North | Gomersal North 11kV | Normal Rating | MVA | 2029 | 0.7125 | Zone Substation | None | Normal (N)
Metro South | Goolwa 11kV | Normal Rating | MVA | 2029 | 33.6705 | Zone Substation | None | Normal (N)
Mid North | Gulnare 11kV | Normal Rating | MVA | 2029 | 0.39 | Zone Substation | None | Normal (N)
Eastern Hills | Gumeracha 11kV | Normal Rating | MVA | 2029 | 0.195 | Zone Substation | None | Normal (N)
Eastern Hills | Gumeracha Weir 11kV | Normal Rating | MVA | 2029 | 0.39 | Zone Substation | None | Normal (N)
Eastern Hills | Gumhaven 11kV | Normal Rating | MVA | 2029 | 0.39 | Zone Substation | None | Normal (N)
Metro South | Hackham 11kV | Normal Rating | MVA | 2029 | 31.6 | Zone Substation | N-1 | Normal (N)
Eastern Hills | Hahndorf 11kV | Normal Rating | MVA | 2029 | 6.9 | Zone Substation | None | Normal (N)
Mid North | Halbury 11kV | Normal Rating | MVA | 2029 | 0.4095 | Zone Substation | None | Normal (N)
Mid North | Hamley Bridge 11kV | Normal Rating | MVA | 2029 | 3 | Zone Substation | None | Normal (N)
Metro South | Happy Valley 11kV | Normal Rating | MVA | 2029 | 59.6711 | Zone Substation | None | Normal (N)
Metro East | Harrow 11kV | Normal Rating | MVA | 2029 | 30.4914 | Zone Substation | None | Normal (N)
South East | Hatherleigh 11kV | Normal Rating | MVA | 2029 | 0.39 | Zone Substation | None | Normal (N)
Upper North | Hawker 11kV | Normal Rating | MVA | 2029 | 1.1225 | Zone Substation | None | Normal (N)
Metro South | Hay Flat 11kV | Normal Rating | MVA | 2029 | 0.26 | Zone Substation | None | Normal (N)
Metro West | Henley South 11kV | Normal Rating | MVA | 2029 | 57.0748 | Zone Substation | None | Normal (N)
Eastern Hills | Hermitage 11kV | Normal Rating | MVA | 2029 | 0.65 | Zone Substation | None | Normal (N)
Metro East | Hillcrest 11kV | Normal Rating | MVA | 2029 | 59.6854 | Zone Substation | None | Normal (N)
Adelaide Central | Hindley Street 11kV | Normal Rating | MVA | 2029 | 79.9883 | Zone Substation | None | Normal (N)
Metro East | Holden Hill 11kV | Normal Rating | MVA | 2029 | 46.713 | Zone Substation | None | Normal (N)
Metro East | Hope Valley 11kV | Normal Rating | MVA | 2029 | 29.1 | Zone Substation | None | Normal (N)
Eastern Hills | Houghton 7.6kV | Normal Rating | MVA | 2029 | 3.9 | Zone Substation | None | Normal (N)
Mid North | Hoyleton 11kV | Normal Rating | MVA | 2029 | 0.195 | Zone Substation | None | Normal (N)
Yorke Peninsula | Hummocks 33kV | Normal Rating | MVA | 2029 | 50 | Connection Point | None | Normal (N)
Metro East | Ingle Farm 11kV | Normal Rating | MVA | 2029 | 54.4347 | Zone Substation | None | Normal (N)
South East | Inverness 11kV | Normal Rating | MVA | 2029 | 1.3 | Zone Substation | None | Normal (N)
Murraylands | Jabuk 11kV | Normal Rating | MVA | 2029 | 0.26 | Zone Substation | None | Normal (N)
Yorke Peninsula | James Well 11kV | Normal Rating | MVA | 2029 | 0.65 | Zone Substation | None | Normal (N)
Upper North | Jamestown 11kV | Normal Rating | MVA | 2029 | 4.1117 | Zone Substation | Reverse N-1 | Normal (N)
Murraylands | Jervois 11kV | Normal Rating | MVA | 2029 | 4.94 | Zone Substation | None | Normal (N)
Yorke Peninsula | Kadina 11kV | Normal Rating | MVA | 2029 | 17.3603 | Zone Substation | None | Normal (N)
Yorke Peninsula | Kadina East 33kV | Normal Rating | MVA | 2029 | 120 | Connection Point | None | Normal (N)
South East | Kalangadoo 11kV | Normal Rating | MVA | 2029 | 0.65 | Zone Substation | None | Normal (N)
South East | Kalangadoo West 11kV | Normal Rating | MVA | 2029 | 1.2925 | Zone Substation | None | Normal (N)
Eastern Hills | Kanmantoo Copper Mine 11kV | Normal Rating | MVA | 2029 | 3 | Connection Point | None | Normal (N)
Mid North | Kapunda TF1 11kV | Normal Rating | MVA | 2029 | 17.1 | Zone Substation | None | Normal (N)
Mid North | Kapunda TF2 11kV | Normal Rating | MVA | 2029 | 17.3 | Zone Substation | None | Normal (N)
Murraylands | Karoonda 11kV | Normal Rating | MVA | 2029 | 3.9 | Zone Substation | Reverse N | Normal (N)
South East | Keith 11kV | Normal Rating | MVA | 2029 | 16.5904 | Zone Substation | None | Normal (N)
South East | Keith 33kV | Normal Rating | MVA | 2029 | 58.9 | Connection Point | None | Normal (N)
Metro East | Kent Town 11kV | Normal Rating | MVA | 2029 | 57.5033 | Zone Substation | None | Normal (N)
Eastern Hills | Kersbrook 11kV | Normal Rating | MVA | 2029 | 1.3 | Zone Substation | None | Normal (N)
Metro South | Keswick 11kV | Normal Rating | MVA | 2029 | 50.5669 | Zone Substation | None | Normal (N)
Murraylands | Ki Ki 11kV | Normal Rating | MVA | 2029 | 0.195 | Zone Substation | None | Normal (N)
Metro West | Kilburn 11kV | Normal Rating | MVA | 2029 | 85.0543 | Zone Substation | None | Normal (N)
Metro East | Kilburn South 11kV | Normal Rating | MVA | 2029 | 36.1 | Zone Substation | None | Normal (N)
Metro West | Kilkenny 11kV | Normal Rating | MVA | 2029 | 55.5169 | Zone Substation | None | Normal (N)
South East | Kincraig 33kV | Normal Rating | MVA | 2029 | 51.6 | Connection Point | None | Normal (N)
Metro South | Kingscote 11kV | Normal Rating | MVA | 2029 | 8.5 | Zone Substation | None | Normal (N)
South East | Kingston SE 11kV | Normal Rating | MVA | 2029 | 3.8692 | Zone Substation | None | Normal (N)
Metro South | Kingswood 11kV | Normal Rating | MVA | 2029 | 69.1164 | Zone Substation | None | Normal (N)
South East | Kongorong 11kV | Normal Rating | MVA | 2029 | 1.33 | Zone Substation | None | Normal (N)
South East | Kumorna 11kV | Normal Rating | MVA | 2029 | 1.3 | Zone Substation | None | Normal (N)
Mid North | Kybunga 11kV | Normal Rating | MVA | 2029 | 0.13 | Zone Substation | None | Normal (N)
Murraylands | Lameroo 11kV | Normal Rating | MVA | 2029 | 2.5808 | Zone Substation | None | Normal (N)
Eastern Hills | Langhorne Creek 11kV | Normal Rating | MVA | 2029 | 6.8552 | Zone Substation | None | Normal (N)
Metro West | Largs North 11kV | Normal Rating | MVA | 2029 | 35.5257 | Zone Substation | None | Normal (N)
Metro West | Lefevre 11kV | Normal Rating | MVA | 2029 | 74.5798 | Zone Substation | None | Normal (N)
Upper North | Leigh Creek South 33kV | Normal Rating | MVA | 2029 | 5 | Connection Point | None | Normal (N)
Metro East | Linden Park 11kV | Normal Rating | MVA | 2029 | 55.6662 | Zone Substation | None | Normal (N)
Eyre Peninsula | Little Swamp 11kV | Normal Rating | MVA | 2029 | 0.39 | Zone Substation | None | Normal (N)
Eastern Hills | Lobethal 11kV | Normal Rating | MVA | 2029 | 13.4003 | Zone Substation | None | Normal (N)
Eyre Peninsula | Lock 11kV | Normal Rating | MVA | 2029 | 1.2 | Zone Substation | None | Normal (N)
Riverland | Loveday 11kV | Normal Rating | MVA | 2029 | 20.6815 | Zone Substation | None | Normal (N)
Metro South | Lower Mitcham 11kV | Normal Rating | MVA | 2029 | 25.7419 | Zone Substation | None | Normal (N)
Riverland | Loxton 11kV | Normal Rating | MVA | 2029 | 21.9543 | Zone Substation | None | Normal (N)
South East | Lucindale 11kV | Normal Rating | MVA | 2029 | 3.5972 | Zone Substation | None | Normal (N)
Mid North | Lyndoch 11kV | Normal Rating | MVA | 2029 | 4.6 | Zone Substation | None | Normal (N)
Mid North | Lyndoch South 7.6kV | Normal Rating | MVA | 2029 | 0.65 | Zone Substation | None | Normal (N)
Riverland | Lyrup 11kV | Normal Rating | MVA | 2029 | 8.8769 | Zone Substation | None | Normal (N)
Metro South | MacGillivray 11kV | Normal Rating | MVA | 2029 | 2.3978 | Zone Substation | None | Normal (N)
Yorke Peninsula | Maitland 11kV | Normal Rating | MVA | 2029 | 6.4688 | Zone Substation | None | Normal (N)
Mid North | Mallala 11kV | Normal Rating | MVA | 2029 | 7.083 | Zone Substation | None | Normal (N)
Murraylands | Mannum 33kV | Normal Rating | MVA | 2029 | 40 | Connection Point | None | Normal (N)
Murraylands | Mannum Town 7.6kV | Normal Rating | MVA | 2029 | 6.1628 | Zone Substation | None | Normal (N)
Yorke Peninsula | Marion Bay 11kV | Normal Rating | MVA | 2029 | 1.425 | Zone Substation | None | Normal (N)
Mid North | Marrabel 11kV | Normal Rating | MVA | 2029 | 2.66 | Zone Substation | None | Normal (N)
Metro South | McLaren Flat TF1 11kV | Normal Rating | MVA | 2029 | 15.4 | Zone Substation | None | Normal (N)
Metro South | McLaren Flat TF2 11kV | Normal Rating | MVA | 2029 | 16 | Zone Substation | None | Normal (N)
Metro South | McLaren Vale 11kV | Normal Rating | MVA | 2029 | 5.3947 | Zone Substation | None | Normal (N)
Metro South | McLaren Vale Vineyard 11kV | Normal Rating | MVA | 2029 | 0.195 | Zone Substation | None | Normal (N)
Eastern Hills | Meadows 11kV | Normal Rating | MVA | 2029 | 7.1123 | Zone Substation | Reverse N-1 | Normal (N)
Upper North | Melrose 11kV | Normal Rating | MVA | 2029 | 0.65 | Zone Substation | None | Normal (N)
Murraylands | Meningie 11kV | Normal Rating | MVA | 2029 | 6.9798 | Zone Substation | None | Normal (N)
Metro East | Metro East 66kV | Normal Rating | MVA | 2029 | 1650 | Connection Point | None | Normal (N)
Metro North | Metro North 66kV | Normal Rating | MVA | 2029 | 870 | Connection Point | None | Normal (N)
Metro South | Metro South 66kV | Normal Rating | MVA | 2029 | 1527 | Connection Point | None | Normal (N)
Metro West | Metro West 66kV | Normal Rating | MVA | 2029 | 885 | Connection Point | None | Normal (N)
Eastern Hills | Milang 11kV | Normal Rating | MVA | 2029 | 6.8121 | Zone Substation | None | Normal (N)
South East | Millicent 11kV | Normal Rating | MVA | 2029 | 12.4773 | Zone Substation | None | Normal (N)
Yorke Peninsula | Minlaton 11kV | Normal Rating | MVA | 2029 | 2.5875 | Zone Substation | None | Normal (N)
Murraylands | Mobilong 33kV | Normal Rating | MVA | 2029 | 114.3 | Connection Point | None | Normal (N)
Murraylands | Monarto Central 11kV | Normal Rating | MVA | 2029 | 8.7 | Zone Substation | None | Normal (N)
Murraylands | Monarto South 11kV | Normal Rating | MVA | 2029 | 14.9 | Zone Substation | None | Normal (N)
Yorke Peninsula | Moonta 11kV | Normal Rating | MVA | 2029 | 12.8003 | Zone Substation | N-1 | Normal (N)
Eyre Peninsula | Moorkitabie 11kV | Normal Rating | MVA | 2029 | 1.4 | Zone Substation | None | Normal (N)
Riverland | Morgan 11kV | Normal Rating | MVA | 2029 | 1.425 | Zone Substation | N | Normal (N)
Metro South | Morphett Vale East 11kV | Normal Rating | MVA | 2029 | 57.3502 | Zone Substation | None | Normal (N)
Metro South | Morphettville 11kV | Normal Rating | MVA | 2029 | 29.8 | Zone Substation | None | Normal (N)
Eastern Hills | Mount Barker 11kV | Normal Rating | MVA | 2029 | 72.7377 | Zone Substation | None | Normal (N)
Eastern Hills | Mount Barker 66kV | Normal Rating | MVA | 2029 | 361.6 | Connection Point | None | Normal (N)
South East | Mount Burr 11kV | Normal Rating | MVA | 2029 | 0.362 | Zone Substation | None | Normal (N)
South East | Mount Gambier 11kV | Normal Rating | MVA | 2029 | 25.4441 | Zone Substation | None | Normal (N)
South East | Mount Gambier 33kV | Normal Rating | MVA | 2029 | 63.3 | Connection Point | None | Normal (N)
South East | Mount Gambier North 11kV | Normal Rating | MVA | 2029 | 17.8125 | Zone Substation | N-1 | Normal (N)
South East | Mount Gambier West 11kV | Normal Rating | MVA | 2029 | 25.636 | Zone Substation | None | Normal (N)
Upper North | Mount Gunson 33kV | Normal Rating | MVA | 2029 | 10 | Connection Point | None | Normal (N)
Eastern Hills | Mount Pleasant 11kV | Normal Rating | MVA | 2029 | 3.7 | Zone Substation | None | Normal (N)
South East | Mount Schank 11kV | Normal Rating | MVA | 2029 | 3.9415 | Zone Substation | None | Normal (N)
Murraylands | Murray Bridge North 11kV | Normal Rating | MVA | 2029 | 26.1046 | Zone Substation | None | Normal (N)
Murraylands | Murray Bridge South 11kV | Normal Rating | MVA | 2029 | 28.411 | Zone Substation | None | Normal (N)
Eastern Hills | Mylor 11kV | Normal Rating | MVA | 2029 | 4.94 | Zone Substation | None | Normal (N)
Murraylands | Mypolonga 11kV | Normal Rating | MVA | 2029 | 5.0633 | Zone Substation | None | Normal (N)
Metro South | Myponga 11kV | Normal Rating | MVA | 2029 | 13.2608 | Zone Substation | None | Normal (N)
Eastern Hills | Nairne 11kV | Normal Rating | MVA | 2029 | 9.1921 | Zone Substation | Reverse N-1 | Normal (N)
South East | Nangwarry 11kV | Normal Rating | MVA | 2029 | 3.62 | Zone Substation | None | Normal (N)
South East | Naracoorte 11kV | Normal Rating | MVA | 2029 | 29.8382 | Zone Substation | None | Normal (N)
South East | Naracoorte East 11kV | Normal Rating | MVA | 2029 | 17.7 | Zone Substation | None | Normal (N)
Murraylands | Narrung 11kV | Normal Rating | MVA | 2029 | 3.8 | Zone Substation | None | Normal (N)
Upper North | Neuroodla 33kV | Normal Rating | MVA | 2029 | 10 | Connection Point | None | Normal (N)
Metro West | New Osborne 11kV | Normal Rating | MVA | 2029 | 12.5 | Zone Substation | None | Normal (N)
Metro West | New Richmond 11kV | Normal Rating | MVA | 2029 | 51.3338 | Zone Substation | None | Normal (N)
Murraylands | Nildottie 11kV | Normal Rating | MVA | 2029 | 4.4 | Zone Substation | None | Normal (N)
Yorke Peninsula | Ninnes 11kV | Normal Rating | MVA | 2029 | 1.3 | Zone Substation | None | Normal (N)
Metro South | Noarlunga Centre 11kV | Normal Rating | MVA | 2029 | 28.2723 | Zone Substation | None | Normal (N)
Metro East | North Adelaide 11kV | Normal Rating | MVA | 2029 | 70.1177 | Zone Substation | None | Normal (N)
Metro South | North Unley 11kV | Normal Rating | MVA | 2029 | 26.0077 | Zone Substation | None | Normal (N)
Riverland | North West Bend 66kV | Normal Rating | MVA | 2029 | 73.6 | Connection Point | None | Normal (N)
Metro East | Northfield 11kV | Normal Rating | MVA | 2029 | 26.5321 | Zone Substation | N | Normal (N)
Metro East | Norwood 11kV | Normal Rating | MVA | 2029 | 85.5969 | Zone Substation | None | Normal (N)
Mid North | Nuriootpa 11kV | Normal Rating | MVA | 2029 | 13.7 | Zone Substation | None | Normal (N)
Metro South | Oaklands 11kV | Normal Rating | MVA | 2029 | 58.0689 | Zone Substation | None | Normal (N)
Upper North | Orroroo 11kV | Normal Rating | MVA | 2029 | 2.588 | Zone Substation | None | Normal (N)
South East | Padthaway 11kV | Normal Rating | MVA | 2029 | 13.628 | Zone Substation | None | Normal (N)
Murraylands | Palmer 11kV | Normal Rating | MVA | 2029 | 0.39 | Zone Substation | None | Normal (N)
Metro South | Panorama 11kV | Normal Rating | MVA | 2029 | 58.5093 | Zone Substation | None | Normal (N)
Metro North | Parafield Gardens 11kV | Normal Rating | MVA | 2029 | 74.4966 | Zone Substation | None | Normal (N)
Metro North | Paralowie 11kV | Normal Rating | MVA | 2029 | 27.6127 | Zone Substation | None | Normal (N)
Murraylands | Parilla 11kV | Normal Rating | MVA | 2029 | 3.1 | Zone Substation | None | Normal (N)
Riverland | Paringa 11kV | Normal Rating | MVA | 2029 | 3.5625 | Zone Substation | None | Normal (N)
Riverland | Paringa 33kV | Normal Rating | MVA | 2029 | 34.6433 | Zone Substation | None | Normal (N)
Yorke Peninsula | Paskeville 11kV | Normal Rating | MVA | 2029 | 1.2286 | Zone Substation | None | Normal (N)
Murraylands | Peake 11kV | Normal Rating | MVA | 2029 | 0.362 | Zone Substation | None | Normal (N)
Murraylands | Pellaring Flat 11kV | Normal Rating | MVA | 2029 | 0.13 | Zone Substation | None | Normal (N)
Metro North | Penfield 11kV | Normal Rating | MVA | 2029 | 50.6399 | Zone Substation | None | Normal (N)
Metro South | Penneshaw 11kV | Normal Rating | MVA | 2029 | 2.715 | Zone Substation | None | Normal (N)
South East | Penola 11kV | Normal Rating | MVA | 2029 | 4.2637 | Zone Substation | None | Normal (N)
South East | Penola West 33kV | Normal Rating | MVA | 2029 | 50 | Connection Point | None | Normal (N)
Upper North | Peterborough 11kV | Normal Rating | MVA | 2029 | 2.8 | Zone Substation | None | Normal (N)
Eastern Hills | Piccadilly 11kV | Normal Rating | MVA | 2029 | 3.895 | Zone Substation | None | Normal (N)
Murraylands | Pinnaroo 11kV | Normal Rating | MVA | 2029 | 2.4858 | Zone Substation | None | Normal (N)
Murraylands | Pinnaroo South 11kV | Normal Rating | MVA | 2029 | 0.39 | Zone Substation | None | Normal (N)
Metro South | Plympton 11kV | Normal Rating | MVA | 2029 | 28.4291 | Zone Substation | None | Normal (N)
Eyre Peninsula | Point Boston 11kV | Normal Rating | MVA | 2029 | 2.185 | Zone Substation | None | Normal (N)
Eyre Peninsula | Polda 11kV | Normal Rating | MVA | 2029 | 1.3 | Zone Substation | None | Normal (N)
Eyre Peninsula | Poonindie 11kV | Normal Rating | MVA | 2029 | 1.235 | Zone Substation | None | Normal (N)
Metro West | Port Adelaide 11kV | Normal Rating | MVA | 2029 | 33.1915 | Zone Substation | None | Normal (N)
Metro West | Port Adelaide North 11kV | Normal Rating | MVA | 2029 | 49.029 | Zone Substation | None | Normal (N)
Upper North | Port Augusta 11kV | Normal Rating | MVA | 2029 | 28.5 | Zone Substation | None | Normal (N)
Upper North | Port Augusta West TF1 11kV | Normal Rating | MVA | 2029 | 15.1 | Zone Substation | None | Normal (N)
Upper North | Port Augusta West TF2 11kV | Normal Rating | MVA | 2029 | 17.1 | Zone Substation | None | Normal (N)
Upper North | Port Broughton 11kV | Normal Rating | MVA | 2029 | 5.2831 | Zone Substation | None | Normal (N)
Yorke Peninsula | Port Clinton 11kV | Normal Rating | MVA | 2029 | 1.3 | Zone Substation | None | Normal (N)
Upper North | Port Germein 11kV | Normal Rating | MVA | 2029 | 1.3 | Zone Substation | None | Normal (N)
Yorke Peninsula | Port Giles 11kV | Normal Rating | MVA | 2029 | 3.5625 | Zone Substation | None | Normal (N)
Yorke Peninsula | Port Julia 11kV | Normal Rating | MVA | 2029 | 1.3 | Zone Substation | None | Normal (N)
Eyre Peninsula | Port Lincoln City 11kV | Normal Rating | MVA | 2029 | 28.418 | Zone Substation | None | Normal (N)
Eyre Peninsula | Port Lincoln Docks 11kV | Normal Rating | MVA | 2029 | 13.4 | Zone Substation | None | Normal (N)
Eyre Peninsula | Port Lincoln Marina 11kV | Normal Rating | MVA | 2029 | 17.8 | Zone Substation | None | Normal (N)
Eyre Peninsula | Port Lincoln Terminal 33kV | Normal Rating | MVA | 2029 | 101.4 | Connection Point | None | Normal (N)
Metro South | Port Noarlunga 11kV | Normal Rating | MVA | 2029 | 58.045 | Zone Substation | None | Normal (N)
Upper North | Port Pirie Bungama 33kV | Normal Rating | MVA | 2029 | 192 | Connection Point | None | Normal (N)
Upper North | Port Pirie South 11kV | Normal Rating | MVA | 2029 | 40.5097 | Zone Substation | None | Normal (N)
Metro South | Port Stanvac 11kV | Normal Rating | MVA | 2029 | 56.1946 | Zone Substation | None | Normal (N)
Metro South | Port Stanvac TF2 11kV | Normal Rating | MVA | 2029 | 28.2359 | Zone Substation | None | Normal (N)
Yorke Peninsula | Port Vincent 11kV | Normal Rating | MVA | 2029 | 2.6556 | Zone Substation | None | Normal (N)
Riverland | Portee 11kV | Normal Rating | MVA | 2029 | 0.7 | Zone Substation | N | Normal (N)
Metro East | Prospect 11kV | Normal Rating | MVA | 2029 | 50.6164 | Zone Substation | None | Normal (N)
Murraylands | Punyelroo 11kV | Normal Rating | MVA | 2029 | 1.33 | Zone Substation | None | Normal (N)
Riverland | Pyap 11kV | Normal Rating | MVA | 2029 | 15.1699 | Zone Substation | None | Normal (N)
Riverland | Qualco 11kV | Normal Rating | MVA | 2029 | 3.25 | Zone Substation | N | Normal (N)
Metro West | Queenstown 11kV | Normal Rating | MVA | 2029 | 22.8308 | Zone Substation | None | Normal (N)
Upper North | Quorn 11kV | Normal Rating | MVA | 2029 | 2.7 | Zone Substation | None | Normal (N)
Riverland | Ramco 11kV | Normal Rating | MVA | 2029 | 9.3867 | Zone Substation | None | Normal (N)
Metro South | Rapid Bay 11kV | Normal Rating | MVA | 2029 | 0.4095 | Zone Substation | None | Normal (N)
Riverland | Renmark 11kV | Normal Rating | MVA | 2029 | 29.9029 | Zone Substation | None | Normal (N)
Mid North | Riverton 11kV | Normal Rating | MVA | 2029 | 3.9 | Zone Substation | None | Normal (N)
South East | Robe 7.6kV | Normal Rating | MVA | 2029 | 6.4256 | Zone Substation | None | Normal (N)
Mid North | Robertstown 11kV | Normal Rating | MVA | 2029 | 1.3 | Zone Substation | None | Normal (N)
Riverland | Roonka 11kV | Normal Rating | MVA | 2029 | 8 | Zone Substation | None | Normal (N)
Eyre Peninsula | Rudall 11kV | Normal Rating | MVA | 2029 | 0.65 | Zone Substation | None | Normal (N)
Metro North | Salisbury 11kV | Normal Rating | MVA | 2029 | 71.3194 | Zone Substation | N | Normal (N)
Metro South | Salt Cliffs 11kV | Normal Rating | MVA | 2029 | 0.65 | Zone Substation | None | Normal (N)
Mid North | Sandy Creek 11kV | Normal Rating | MVA | 2029 | 3 | Zone Substation | None | Normal (N)
Metro South | Seacombe 11kV | Normal Rating | MVA | 2029 | 59.87 | Zone Substation | None | Normal (N)
Metro South | Seaford 11kV | Normal Rating | MVA | 2029 | 16.7 | Zone Substation | None | Normal (N)
Metro South | Second Valley 11kV | Normal Rating | MVA | 2029 | 0.65 | Zone Substation | None | Normal (N)
Metro South | Sheidow Park 11kV | Normal Rating | MVA | 2029 | 35.3718 | Zone Substation | Reverse N-1 | Normal (N)
Murraylands | Sherlock 11kV | Normal Rating | MVA | 2029 | 0.195 | Zone Substation | None | Normal (N)
Metro North | Smithfield West 11kV | Normal Rating | MVA | 2029 | 37.7 | Zone Substation | N-1 | Normal (N)
South East | Snuggery Rural 33kV | Normal Rating | MVA | 2029 | 28.8 | Connection Point | None | Normal (N)
South East | South End 11kV | Normal Rating | MVA | 2029 | 0.78 | Zone Substation | Reverse N-1 | Normal (N)
Mid North | Spalding 11kV | Normal Rating | MVA | 2029 | 1.235 | Zone Substation | None | Normal (N)
Metro South | Square Water Hole 11kV | Normal Rating | MVA | 2029 | 7.125 | Zone Substation | None | Normal (N)
Yorke Peninsula | Stansbury 11kV | Normal Rating | MVA | 2029 | 1.805 | Zone Substation | None | Normal (N)
Eastern Hills | Stirling East 11kV | Normal Rating | MVA | 2029 | 17.5 | Zone Substation | None | Normal (N)
Upper North | Stirling North 1 11kV | Normal Rating | MVA | 2029 | 3.25 | Zone Substation | None | Normal (N)
Upper North | Stirling North 2 11kV | Normal Rating | MVA | 2029 | 3 | Zone Substation | None | Normal (N)
Mid North | Stockwell TF1 11kV | Normal Rating | MVA | 2029 | 8.9062 | Zone Substation | None | Normal (N)
Mid North | Stockwell TF2 11kV | Normal Rating | MVA | 2029 | 8.7 | Zone Substation | None | Normal (N)
Eyre Peninsula | Stony Point 11kV | Normal Rating | MVA | 2029 | 2.5 | Connection Point | None | Normal (N)
Eastern Hills | Strathalbyn 11kV | Normal Rating | MVA | 2029 | 16.9 | Zone Substation | None | Normal (N)
Eyre Peninsula | Streaky Bay 11kV | Normal Rating | MVA | 2029 | 7.1187 | Zone Substation | Reverse N-1 | Normal (N)
Riverland | Swan Reach 11kV | Normal Rating | MVA | 2029 | 3.9 | Zone Substation | None | Normal (N)
Riverland | Swan Reach 33kV | Normal Rating | MVA | 2029 | 7.125 | Zone Substation | None | Normal (N)
Murraylands | Tailem Bend 33kV | Normal Rating | MVA | 2029 | 60 | Connection Point | None | Normal (N)
Murraylands | Tailem Bend Town 11kV | Normal Rating | MVA | 2029 | 4.167 | Zone Substation | None | Normal (N)
South East | Tantanoola 11kV | Normal Rating | MVA | 2029 | 1.425 | Zone Substation | None | Normal (N)
Eyre Peninsula | Tarlton 11kV | Normal Rating | MVA | 2029 | 1.1 | Zone Substation | None | Normal (N)
South East | Tarpeena South 11kV | Normal Rating | MVA | 2029 | 10.86 | Zone Substation | N-1 | Normal (N)
Metro East | Tea Tree Gully 11kV | Normal Rating | MVA | 2029 | 49.8628 | Zone Substation | None | Normal (N)
Murraylands | Teal Flat 11kV | Normal Rating | MVA | 2029 | 7.7664 | Zone Substation | None | Normal (N)
Upper North | Telowie 11kV | Normal Rating | MVA | 2029 | 1.235 | Zone Substation | None | Normal (N)
Mid North | Templers 33kV | Normal Rating | MVA | 2029 | 147.6 | Connection Point | None | Normal (N)
Metro West | Thebarton 11kV | Normal Rating | MVA | 2029 | 53.7181 | Zone Substation | None | Normal (N)
South East | Tintinara 11kV | Normal Rating | MVA | 2029 | 3.9 | Zone Substation | None | Normal (N)
Metro South | Tonsley Park 11kV | Normal Rating | MVA | 2029 | 39.8313 | Zone Substation | None | Normal (N)
Eyre Peninsula | Tumby Bay 11kV | Normal Rating | MVA | 2029 | 5.165 | Zone Substation | None | Normal (N)
Metro North | Two Wells 11kV | Normal Rating | MVA | 2029 | 16.3 | Zone Substation | N-1 | Normal (N)
Eyre Peninsula | Uley 11kV | Normal Rating | MVA | 2029 | 1.3 | Zone Substation | None | Normal (N)
Eyre Peninsula | Uley South 11kV | Normal Rating | MVA | 2029 | 1.235 | Zone Substation | None | Normal (N)
Eastern Hills | Uraidla 11kV | Normal Rating | MVA | 2029 | 17.3298 | Zone Substation | None | Normal (N)
Eastern Hills | Uraidla 33kV | Normal Rating | MVA | 2029 | 31 | Zone Substation | None | Normal (N)
Eastern Hills | Verdun 11kV | Normal Rating | MVA | 2029 | 3.9 | Zone Substation | None | Normal (N)
Metro South | Victor Harbor 11kV | Normal Rating | MVA | 2029 | 59.7555 | Zone Substation | None | Normal (N)
Metro North | Virginia 11kV | Normal Rating | MVA | 2029 | 14.8 | Zone Substation | None | Normal (N)
Riverland | Waikerie 11kV | Normal Rating | MVA | 2029 | 12.2293 | Zone Substation | None | Normal (N)
Murraylands | Walker Flat 11kV | Normal Rating | MVA | 2029 | 2.85 | Zone Substation | None | Normal (N)
Yorke Peninsula | Wallaroo 11kV | Normal Rating | MVA | 2029 | 17.8125 | Zone Substation | None | Normal (N)
Yorke Peninsula | Warooka 11kV | Normal Rating | MVA | 2029 | 6.4423 | Zone Substation | None | Normal (N)
Mid North | Wasleys 11kV | Normal Rating | MVA | 2029 | 2.7 | Zone Substation | None | Normal (N)
Mid North | Waterloo 33kV | Normal Rating | MVA | 2029 | 50 | Connection Point | None | Normal (N)
Mid North | Waterloo Town 11kV | Normal Rating | MVA | 2029 | 0.65 | Zone Substation | None | Normal (N)
Murraylands | White Sands 11kV | Normal Rating | MVA | 2029 | 8.5 | Zone Substation | None | Normal (N)
Adelaide Central | Whitmore Square 11kV | Normal Rating | MVA | 2029 | 79.2172 | Zone Substation | None | Normal (N)
Eyre Peninsula | Whyalla Central 33kV | Normal Rating | MVA | 2029 | 240 | Connection Point | None | Normal (N)
Eyre Peninsula | Whyalla City 11kV | Normal Rating | MVA | 2029 | 25.1293 | Zone Substation | None | Normal (N)
Eyre Peninsula | Whyalla North 11kV | Normal Rating | MVA | 2029 | 1.425 | Zone Substation | None | Normal (N)
Eyre Peninsula | Whyalla Stuart 11kV | Normal Rating | MVA | 2029 | 29.3127 | Zone Substation | None | Normal (N)
Mid North | Williamstown 11kV | Normal Rating | MVA | 2029 | 3 | Zone Substation | None | Normal (N)
Mid North | Williamstown South 11kV | Normal Rating | MVA | 2029 | 4.94 | Zone Substation | None | Normal (N)
Metro South | Willunga 11kV | Normal Rating | MVA | 2029 | 6.9 | Zone Substation | None | Normal (N)
Metro South | Willunga 33kV | Normal Rating | MVA | 2029 | 9.75 | Zone Substation | None | Normal (N)
Upper North | Wilmington 11kV | Normal Rating | MVA | 2029 | 2.565 | Zone Substation | None | Normal (N)
Upper North | Wirrabara Forest 11kV | Normal Rating | MVA | 2029 | 1.3 | Zone Substation | None | Normal (N)
Upper North | Wirrabara South 11kV | Normal Rating | MVA | 2029 | 0.13 | Zone Substation | None | Normal (N)
Metro South | Wirrina Cove 11kV | Normal Rating | MVA | 2029 | 1.95 | Zone Substation | None | Normal (N)
Upper North | Wongyarra 11kV | Normal Rating | MVA | 2029 | 0.26 | Zone Substation | None | Normal (N)
Metro East | Woodforde 11kV | Normal Rating | MVA | 2029 | 47.6828 | Zone Substation | None | Normal (N)
Murraylands | Woods Point 11kV | Normal Rating | MVA | 2029 | 8.9 | Zone Substation | None | Normal (N)
Eastern Hills | Woodside 11kV | Normal Rating | MVA | 2029 | 13.3847 | Zone Substation | Reverse N-1 | Normal (N)
Metro West | Woodville 11kV | Normal Rating | MVA | 2029 | 27.265 | Zone Substation | None | Normal (N)
Metro West | Woodville 33kV | Normal Rating | MVA | 2029 | 33.9 | Zone Substation | None | Normal (N)
Riverland | Woolpunda 11kV | Normal Rating | MVA | 2029 | 19.0182 | Zone Substation | None | Normal (N)
Eyre Peninsula | Wudinna 11kV | Normal Rating | MVA | 2029 | 5.4556 | Zone Substation | None | Normal (N)
Eyre Peninsula | Wudinna 66kV | Normal Rating | MVA | 2029 | 50 | Connection Point | None | Normal (N)
Eyre Peninsula | Yadnarie 66kV | Normal Rating | MVA | 2029 | 46.4 | Connection Point | None | Normal (N)
Metro South | Yankalilla 11kV | Normal Rating | MVA | 2029 | 16.5 | Zone Substation | None | Normal (N)
Metro South | Yankalilla 33kV | Normal Rating | MVA | 2029 | 17.8125 | Zone Substation | None | Normal (N)
Metro South | Yankalilla Hill 11kV | Normal Rating | MVA | 2029 | 0.39 | Zone Substation | None | Normal (N)
Upper North | Yongala 11kV | Normal Rating | MVA | 2029 | 0.39 | Zone Substation | None | Normal (N)
Yorke Peninsula | Yorketown 11kV | Normal Rating | MVA | 2029 | 2.5974 | Zone Substation | None | Normal (N)
Adelaide Central | ACR 66kV | Firm Rating | MVA | 2025 | 270 | Connection Point | None | Contingent (N-1)
Eastern Hills | Aldgate 11kV | Firm Rating | MVA | 2025 | 7.4 | Zone Substation | None | Contingent (N-1)
Metro South | Aldinga 11kV | Firm Rating | MVA | 2025 | 17.5 | Zone Substation | None | Contingent (N-1)
South East | Allendale East 11kV | Firm Rating | MVA | 2025 | 3.75 | Zone Substation | None | Contingent (N-1)
Mid North | Alma 11kV | Firm Rating | MVA | 2025 | 0 | Zone Substation | None | Contingent (N-1)
Metro South | American River 11kV | Firm Rating | MVA | 2025 | 0 | Zone Substation | None | Contingent (N-1)
Eastern Hills | Angas Creek 33kV | Firm Rating | MVA | 2025 | 31.5 | Connection Point | None | Contingent (N-1)
Mid North | Angaston 11kV | Firm Rating | MVA | 2025 | 15.242 | Zone Substation | None | Contingent (N-1)
Metro North | Angle Vale 11kV | Firm Rating | MVA | 2025 | 31.8 | Zone Substation | None | Contingent (N-1)
Yorke Peninsula | Ardrossan 11kV | Firm Rating | MVA | 2025 | 2.7578 | Zone Substation | None | Contingent (N-1)
Yorke Peninsula | Ardrossan West 33kV | Firm Rating | MVA | 2025 | 32.5 | Connection Point | None | Contingent (N-1)
Eyre Peninsula | Arno Bay 11kV | Firm Rating | MVA | 2025 | 0 | Zone Substation | None | Contingent (N-1)
Metro South | Ascot Park 11kV | Firm Rating | MVA | 2025 | 0 | Zone Substation | N | Contingent (N-1)
Metro West | Athol Park 11kV | Firm Rating | MVA | 2025 | 13.4 | Zone Substation | None | Contingent (N-1)
Mid North | Auburn 11kV | Firm Rating | MVA | 2025 | 0 | Zone Substation | None | Contingent (N-1)
Yorke Peninsula | Balaklava 7.6kV | Firm Rating | MVA | 2025 | 2.8 | Zone Substation | None | Contingent (N-1)
Eastern Hills | Balhannah 33kV | Firm Rating | MVA | 2025 | 18.75 | Zone Substation | None | Contingent (N-1)
Upper North | Baroota 33kV | Firm Rating | MVA | 2025 | 0 | Connection Point | None | Contingent (N-1)
Upper North | Baroota Town 11kV | Firm Rating | MVA | 2025 | 0 | Zone Substation | None | Contingent (N-1)
Mid North | Barossa South TF1 11kV | Firm Rating | MVA | 2025 | 0 | Zone Substation | None | Contingent (N-1)
Mid North | Barossa South TF2 11kV | Firm Rating | MVA | 2025 | 0 | Zone Substation | None | Contingent (N-1)
South East | Beachport 11kV | Firm Rating | MVA | 2025 | 0 | Zone Substation | None | Contingent (N-1)
Murraylands | Belvedere Road 7.6kV | Firm Rating | MVA | 2025 | 0 | Zone Substation | None | Contingent (N-1)
Riverland | Berri 11kV | Firm Rating | MVA | 2025 | 15 | Zone Substation | None | Contingent (N-1)
Riverland | Berri 66kV | Firm Rating | MVA | 2025 | 140 | Connection Point | None | Contingent (N-1)
Murraylands | Binnies 11kV | Firm Rating | MVA | 2025 | 0 | Zone Substation | None | Contingent (N-1)
Eastern Hills | Birdwood 11kV | Firm Rating | MVA | 2025 | 0 | Zone Substation | None | Contingent (N-1)
Yorke Peninsula | Black Point 11kV | Firm Rating | MVA | 2025 | 0 | Zone Substation | None | Contingent (N-1)
Metro West | Blackpool 11kV | Firm Rating | MVA | 2025 | 18.75 | Zone Substation | None | Contingent (N-1)
Metro South | Blackwood 11kV | Firm Rating | MVA | 2025 | 30.4841 | Zone Substation | None | Contingent (N-1)
South East | Blanche 33kV | Firm Rating | MVA | 2025 | 61.5 | Connection Point | None | Contingent (N-1)
Upper North | Booleroo Centre 11kV | Firm Rating | MVA | 2025 | 0 | Zone Substation | None | Contingent (N-1)
Eyre Peninsula | Boothby 33kV | Firm Rating | MVA | 2025 | 0 | Zone Substation | N-1 | Contingent (N-1)
Upper North | Booyoolie 11kV | Firm Rating | MVA | 2025 | 0 | Zone Substation | None | Contingent (N-1)
South East | Bordertown 11kV | Firm Rating | MVA | 2025 | 7.5 | Zone Substation | N-1 | Contingent (N-1)
Mid North | Brinkworth 33kV | Firm Rating | MVA | 2025 | 13.7 | Connection Point | None | Contingent (N-1)
Mid North | Brinkworth Town 11kV | Firm Rating | MVA | 2025 | 0 | Zone Substation | None | Contingent (N-1)
Eastern Hills | Brukunga 11kV | Firm Rating | MVA | 2025 | 0 | Zone Substation | None | Contingent (N-1)
Upper North | Bungama Napperby 11kV | Firm Rating | MVA | 2025 | 0.75 | Zone Substation | None | Contingent (N-1)
Metro East | Burnside 11kV | Firm Rating | MVA | 2025 | 0 | Zone Substation | None | Contingent (N-1)
Mid North | Burra TF2 11kV | Firm Rating | MVA | 2025 | 0 | Zone Substation | None | Contingent (N-1)
Riverland | Cadell 11kV | Firm Rating | MVA | 2025 | 1.5 | Zone Substation | None | Contingent (N-1)
Murraylands | Caloote 11kV | Firm Rating | MVA | 2025 | 2.2 | Zone Substation | None | Contingent (N-1)
Upper North | Caltowie 11kV | Firm Rating | MVA | 2025 | 0 | Zone Substation | None | Contingent (N-1)
Murraylands | Cambrai 11kV | Firm Rating | MVA | 2025 | 0.75 | Zone Substation | None | Contingent (N-1)
Murraylands | Campbell Park 11kV | Firm Rating | MVA | 2025 | 0 | Zone Substation | None | Contingent (N-1)
Metro East | Campbelltown 11kV | Firm Rating | MVA | 2025 | 38.1051 | Zone Substation | None | Contingent (N-1)
Metro South | Cape Jervis 11kV | Firm Rating | MVA | 2025 | 0 | Zone Substation | None | Contingent (N-1)
Metro South | Cape Jervis 33kV | Firm Rating | MVA | 2025 | 0 | Zone Substation | N-1 | Contingent (N-1)
Eyre Peninsula | Caralue 11kV | Firm Rating | MVA | 2025 | 0 | Zone Substation | None | Contingent (N-1)
Metro West | Cavan 11kV | Firm Rating | MVA | 2025 | 30.6 | Zone Substation | None | Contingent (N-1)
Adelaide Central | CBD 33kV | Firm Rating | MVA | 2025 | 61.2 | Zone Substation | None | Contingent (N-1)
Eyre Peninsula | Ceduna 11kV | Firm Rating | MVA | 2025 | 6.8 | Zone Substation | None | Contingent (N-1)
Eastern Hills | Chain of Ponds 11kV | Firm Rating | MVA | 2025 | 0 | Zone Substation | None | Contingent (N-1)
Metro West | Cheltenham 11kV | Firm Rating | MVA | 2025 | 0 | Zone Substation | None | Contingent (N-1)
Metro West | Cheltenham 33kV | Firm Rating | MVA | 2025 | 0 | Zone Substation | None | Contingent (N-1)
Mid North | Clare 11kV | Firm Rating | MVA | 2025 | 7.1 | Zone Substation | None | Contingent (N-1)
Mid North | Clare North 33kV | Firm Rating | MVA | 2025 | 25 | Connection Point | None | Contingent (N-1)
Metro South | Clarence Gardens 11kV | Firm Rating | MVA | 2025 | 0 | Zone Substation | None | Contingent (N-1)
Metro South | Clarendon 11kV | Firm Rating | MVA | 2025 | 0 | Zone Substation | None | Contingent (N-1)
Metro East | Clearview 11kV | Firm Rating | MVA | 2025 | 15 | Zone Substation | N | Contingent (N-1)
Eyre Peninsula | Cleve 11kV | Firm Rating | MVA | 2025 | 3.75 | Zone Substation | None | Contingent (N-1)
Eyre Peninsula | Cleve 33kV | Firm Rating | MVA | 2025 | 0 | Zone Substation | N-1 | Contingent (N-1)
Eyre Peninsula | Coffin Bay 11kV | Firm Rating | MVA | 2025 | 0 | Zone Substation | None | Contingent (N-1)
Mid North | Collinsfield 11kV | Firm Rating | MVA | 2025 | 0 | Zone Substation | None | Contingent (N-1)
Murraylands | Coomandook 11kV | Firm Rating | MVA | 2025 | 0 | Zone Substation | None | Contingent (N-1)
Murraylands | Coonalpyn 11kV | Firm Rating | MVA | 2025 | 0 | Zone Substation | None | Contingent (N-1)
South East | Coonawarra 11kV | Firm Rating | MVA | 2025 | 7.5 | Zone Substation | None | Contingent (N-1)
Upper North | Copley Nepabunna 33kV | Firm Rating | MVA | 2025 | 0 | Zone Substation | N-1 | Contingent (N-1)
Riverland | Cordola 11kV | Firm Rating | MVA | 2025 | 1.5 | Zone Substation | None | Contingent (N-1)
Adelaide Central | Coromandel Place 11kV | Firm Rating | MVA | 2025 | 73.6132 | Zone Substation | None | Contingent (N-1)
Eyre Peninsula | Cowell 11kV | Firm Rating | MVA | 2025 | 0 | Zone Substation | None | Contingent (N-1)
Metro West | Croydon 11kV | Firm Rating | MVA | 2025 | 30.4841 | Zone Substation | None | Contingent (N-1)
Metro West | Croydon Park 11kV | Firm Rating | MVA | 2025 | 14.26 | Zone Substation | None | Contingent (N-1)
Upper North | Crystal Brook 11kV | Firm Rating | MVA | 2025 | 0 | Zone Substation | None | Contingent (N-1)
Metro South | Cudmore Park 11kV | Firm Rating | MVA | 2025 | 12.9557 | Zone Substation | None | Contingent (N-1)
Eyre Peninsula | Cummins 11kV | Firm Rating | MVA | 2025 | 2 | Zone Substation | None | Contingent (N-1)
Yorke Peninsula | Curramulka 7.6kV | Firm Rating | MVA | 2025 | 0 | Zone Substation | None | Contingent (N-1)
Yorke Peninsula | Curramulka South 11kV | Firm Rating | MVA | 2025 | 0 | Zone Substation | None | Contingent (N-1)
Yorke Peninsula | Dalrymple 33kV | Firm Rating | MVA | 2025 | 25 | Connection Point | None | Contingent (N-1)
Eyre Peninsula | Darke Peak 11kV | Firm Rating | MVA | 2025 | 0 | Zone Substation | None | Contingent (N-1)
Upper North | Davenport West 33kV | Firm Rating | MVA | 2025 | 60 | Connection Point | None | Contingent (N-1)
Eastern Hills | Deloraine 11kV | Firm Rating | MVA | 2025 | 0 | Zone Substation | None | Contingent (N-1)
Metro North | Direk 11kV | Firm Rating | MVA | 2025 | 29.2 | Zone Substation | None | Contingent (N-1)
Mid North | Dorrien 33kV | Firm Rating | MVA | 2025 | 156 | Connection Point | None | Contingent (N-1)
Mid North | Dorrien TF4 11kV | Firm Rating | MVA | 2025 | 0 | Zone Substation | None | Contingent (N-1)
Mid North | Dorrien TF5 11kV | Firm Rating | MVA | 2025 | 0 | Zone Substation | None | Contingent (N-1)
Yorke Peninsula | Dowlingville 11kV | Firm Rating | MVA | 2025 | 0 | Zone Substation | None | Contingent (N-1)
Adelaide Central | East Terrace 11kV | Firm Rating | MVA | 2025 | 54.3685 | Zone Substation | None | Contingent (N-1)
Metro North | Edinburgh 11kV | Firm Rating | MVA | 2025 | 30.8 | Zone Substation | None | Contingent (N-1)
Yorke Peninsula | Edithburgh 11kV | Firm Rating | MVA | 2025 | 0 | Zone Substation | None | Contingent (N-1)
Metro North | Elizabeth Downs 11kV | Firm Rating | MVA | 2025 | 32 | Zone Substation | None | Contingent (N-1)
Metro North | Elizabeth Heights 11kV | Firm Rating | MVA | 2025 | 15 | Zone Substation | None | Contingent (N-1)
Metro North | Elizabeth South 11kV | Firm Rating | MVA | 2025 | 13.5 | Zone Substation | None | Contingent (N-1)
Mid North | Eudunda 11kV | Firm Rating | MVA | 2025 | 0 | Zone Substation | None | Contingent (N-1)
Metro North | Evanston 11kV | Firm Rating | MVA | 2025 | 30.4841 | Zone Substation | N-1 | Contingent (N-1)
Metro North | Evanston 33kV | Firm Rating | MVA | 2025 | 0 | Zone Substation | None | Contingent (N-1)
Metro West | Findon 11kV | Firm Rating | MVA | 2025 | 13.4 | Zone Substation | None | Contingent (N-1)
Metro West | Flinders Park 11kV | Firm Rating | MVA | 2025 | 0 | Zone Substation | None | Contingent (N-1)
Mid North | Florieton SWER 19kV | Firm Rating | MVA | 2025 | 0 | Connection Point | None | Contingent (N-1)
Eastern Hills | Forreston 11kV | Firm Rating | MVA | 2025 | 0 | Zone Substation | None | Contingent (N-1)
Mid North | Freeling 11kV | Firm Rating | MVA | 2025 | 2.25 | Zone Substation | None | Contingent (N-1)
Mid North | Freeling North 11kV | Firm Rating | MVA | 2025 | 0 | Zone Substation | None | Contingent (N-1)
Metro West | Fulham Gardens 11kV | Firm Rating | MVA | 2025 | 28.5 | Zone Substation | None | Contingent (N-1)
Upper North | Fullerville 11kV | Firm Rating | MVA | 2025 | 0 | Zone Substation | None | Contingent (N-1)
Mid North | Gawler Belt TF1 11kV | Firm Rating | MVA | 2025 | 0 | Zone Substation | None | Contingent (N-1)
Mid North | Gawler Belt TF2 11kV | Firm Rating | MVA | 2025 | 0 | Zone Substation | None | Contingent (N-1)
Mid North | Georgetown 11kV | Firm Rating | MVA | 2025 | 0 | Zone Substation | None | Contingent (N-1)
Murraylands | Geranium 11kV | Firm Rating | MVA | 2025 | 0 | Zone Substation | None | Contingent (N-1)
Upper North | Gladstone 11kV | Firm Rating | MVA | 2025 | 2.6 | Zone Substation | None | Contingent (N-1)
Metro West | Glanville 11kV | Firm Rating | MVA | 2025 | 13.9 | Zone Substation | None | Contingent (N-1)
South East | Glencoe 11kV | Firm Rating | MVA | 2025 | 0 | Zone Substation | None | Contingent (N-1)
Metro South | Glenelg North 11kV | Firm Rating | MVA | 2025 | 15 | Zone Substation | None | Contingent (N-1)
Riverland | Glossop 11kV | Firm Rating | MVA | 2025 | 7.5 | Zone Substation | None | Contingent (N-1)
Metro East | Golden Grove 11kV | Firm Rating | MVA | 2025 | 59.6489 | Zone Substation | None | Contingent (N-1)
Mid North | Gomersal North 11kV | Firm Rating | MVA | 2025 | 0 | Zone Substation | None | Contingent (N-1)
Metro South | Goolwa 11kV | Firm Rating | MVA | 2025 | 18.2 | Zone Substation | None | Contingent (N-1)
Mid North | Gulnare 11kV | Firm Rating | MVA | 2025 | 0 | Zone Substation | None | Contingent (N-1)
Eastern Hills | Gumeracha 11kV | Firm Rating | MVA | 2025 | 0 | Zone Substation | None | Contingent (N-1)
Eastern Hills | Gumeracha Weir 11kV | Firm Rating | MVA | 2025 | 0 | Zone Substation | None | Contingent (N-1)
Eastern Hills | Gumhaven 11kV | Firm Rating | MVA | 2025 | 0 | Zone Substation | None | Contingent (N-1)
Metro South | Hackham 11kV | Firm Rating | MVA | 2025 | 0 | Zone Substation | N-1 | Contingent (N-1)
Eastern Hills | Hahndorf 11kV | Firm Rating | MVA | 2025 | 0 | Zone Substation | None | Contingent (N-1)
Mid North | Halbury 11kV | Firm Rating | MVA | 2025 | 0 | Zone Substation | None | Contingent (N-1)
Mid North | Hamley Bridge 11kV | Firm Rating | MVA | 2025 | 0 | Zone Substation | None | Contingent (N-1)
Metro South | Happy Valley 11kV | Firm Rating | MVA | 2025 | 32 | Zone Substation | None | Contingent (N-1)
Metro East | Harrow 11kV | Firm Rating | MVA | 2025 | 16.4 | Zone Substation | None | Contingent (N-1)
South East | Hatherleigh 11kV | Firm Rating | MVA | 2025 | 0 | Zone Substation | None | Contingent (N-1)
Upper North | Hawker 11kV | Firm Rating | MVA | 2025 | 0.6 | Zone Substation | None | Contingent (N-1)
Metro South | Hay Flat 11kV | Firm Rating | MVA | 2025 | 0 | Zone Substation | None | Contingent (N-1)
Metro West | Henley South 11kV | Firm Rating | MVA | 2025 | 30.4841 | Zone Substation | None | Contingent (N-1)
Eastern Hills | Hermitage 11kV | Firm Rating | MVA | 2025 | 0 | Zone Substation | None | Contingent (N-1)
Metro East | Hillcrest 11kV | Firm Rating | MVA | 2025 | 31.6 | Zone Substation | None | Contingent (N-1)
Adelaide Central | Hindley Street 11kV | Firm Rating | MVA | 2025 | 55.5415 | Zone Substation | None | Contingent (N-1)
Metro East | Holden Hill 11kV | Firm Rating | MVA | 2025 | 24.9 | Zone Substation | None | Contingent (N-1)
Metro East | Hope Valley 11kV | Firm Rating | MVA | 2025 | 0 | Zone Substation | None | Contingent (N-1)
Eastern Hills | Houghton 7.6kV | Firm Rating | MVA | 2025 | 0 | Zone Substation | None | Contingent (N-1)
Mid North | Hoyleton 11kV | Firm Rating | MVA | 2025 | 0 | Zone Substation | None | Contingent (N-1)
Yorke Peninsula | Hummocks 33kV | Firm Rating | MVA | 2025 | 25 | Connection Point | None | Contingent (N-1)
Metro East | Ingle Farm 11kV | Firm Rating | MVA | 2025 | 27.7 | Zone Substation | None | Contingent (N-1)
South East | Inverness 11kV | Firm Rating | MVA | 2025 | 0 | Zone Substation | None | Contingent (N-1)
Murraylands | Jabuk 11kV | Firm Rating | MVA | 2025 | 0 | Zone Substation | None | Contingent (N-1)
Yorke Peninsula | James Well 11kV | Firm Rating | MVA | 2025 | 0 | Zone Substation | None | Contingent (N-1)
Upper North | Jamestown 11kV | Firm Rating | MVA | 2025 | 2.2 | Zone Substation | Reverse N-1 | Contingent (N-1)
Murraylands | Jervois 11kV | Firm Rating | MVA | 2025 | 0 | Zone Substation | None | Contingent (N-1)
Yorke Peninsula | Kadina 11kV | Firm Rating | MVA | 2025 | 9.2 | Zone Substation | None | Contingent (N-1)
Yorke Peninsula | Kadina East 33kV | Firm Rating | MVA | 2025 | 60 | Connection Point | None | Contingent (N-1)
South East | Kalangadoo 11kV | Firm Rating | MVA | 2025 | 0 | Zone Substation | None | Contingent (N-1)
South East | Kalangadoo West 11kV | Firm Rating | MVA | 2025 | 0.75 | Zone Substation | None | Contingent (N-1)
Eastern Hills | Kanmantoo Copper Mine 11kV | Firm Rating | MVA | 2025 | 0 | Connection Point | None | Contingent (N-1)
Mid North | Kapunda TF1 11kV | Firm Rating | MVA | 2025 | 0 | Zone Substation | None | Contingent (N-1)
Mid North | Kapunda TF2 11kV | Firm Rating | MVA | 2025 | 0 | Zone Substation | None | Contingent (N-1)
Murraylands | Karoonda 11kV | Firm Rating | MVA | 2025 | 0 | Zone Substation | Reverse N | Contingent (N-1)
South East | Keith 11kV | Firm Rating | MVA | 2025 | 9.1 | Zone Substation | None | Contingent (N-1)
South East | Keith 33kV | Firm Rating | MVA | 2025 | 37 | Connection Point | None | Contingent (N-1)
Metro East | Kent Town 11kV | Firm Rating | MVA | 2025 | 28.9 | Zone Substation | None | Contingent (N-1)
Eastern Hills | Kersbrook 11kV | Firm Rating | MVA | 2025 | 0 | Zone Substation | None | Contingent (N-1)
Metro South | Keswick 11kV | Firm Rating | MVA | 2025 | 27 | Zone Substation | None | Contingent (N-1)
Murraylands | Ki Ki 11kV | Firm Rating | MVA | 2025 | 0 | Zone Substation | None | Contingent (N-1)
Metro West | Kilburn 11kV | Firm Rating | MVA | 2025 | 58.7705 | Zone Substation | None | Contingent (N-1)
Metro East | Kilburn South 11kV | Firm Rating | MVA | 2025 | 0 | Zone Substation | None | Contingent (N-1)
Metro West | Kilkenny 11kV | Firm Rating | MVA | 2025 | 30.5 | Zone Substation | None | Contingent (N-1)
South East | Kincraig 33kV | Firm Rating | MVA | 2025 | 30.5 | Connection Point | None | Contingent (N-1)
Metro South | Kingscote 11kV | Firm Rating | MVA | 2025 | 0 | Zone Substation | None | Contingent (N-1)
South East | Kingston SE 11kV | Firm Rating | MVA | 2025 | 2.25 | Zone Substation | None | Contingent (N-1)
Metro South | Kingswood 11kV | Firm Rating | MVA | 2025 | 36.5 | Zone Substation | None | Contingent (N-1)
South East | Kongorong 11kV | Firm Rating | MVA | 2025 | 0 | Zone Substation | None | Contingent (N-1)
South East | Kumorna 11kV | Firm Rating | MVA | 2025 | 0 | Zone Substation | None | Contingent (N-1)
Mid North | Kybunga 11kV | Firm Rating | MVA | 2025 | 0 | Zone Substation | None | Contingent (N-1)
Murraylands | Lameroo 11kV | Firm Rating | MVA | 2025 | 1.5 | Zone Substation | None | Contingent (N-1)
Eastern Hills | Langhorne Creek 11kV | Firm Rating | MVA | 2025 | 3.75 | Zone Substation | None | Contingent (N-1)
Metro West | Largs North 11kV | Firm Rating | MVA | 2025 | 18.75 | Zone Substation | None | Contingent (N-1)
Metro West | Lefevre 11kV | Firm Rating | MVA | 2025 | 38.1051 | Zone Substation | None | Contingent (N-1)
Upper North | Leigh Creek South 33kV | Firm Rating | MVA | 2025 | 0 | Connection Point | None | Contingent (N-1)
Metro East | Linden Park 11kV | Firm Rating | MVA | 2025 | 30.4841 | Zone Substation | None | Contingent (N-1)
Eyre Peninsula | Little Swamp 11kV | Firm Rating | MVA | 2025 | 0 | Zone Substation | None | Contingent (N-1)
Eastern Hills | Lobethal 11kV | Firm Rating | MVA | 2025 | 7.1 | Zone Substation | None | Contingent (N-1)
Eyre Peninsula | Lock 11kV | Firm Rating | MVA | 2025 | 0 | Zone Substation | None | Contingent (N-1)
Riverland | Loveday 11kV | Firm Rating | MVA | 2025 | 14.6267 | Zone Substation | None | Contingent (N-1)
Metro South | Lower Mitcham 11kV | Firm Rating | MVA | 2025 | 15 | Zone Substation | None | Contingent (N-1)
Riverland | Loxton 11kV | Firm Rating | MVA | 2025 | 14.9739 | Zone Substation | None | Contingent (N-1)
South East | Lucindale 11kV | Firm Rating | MVA | 2025 | 2 | Zone Substation | None | Contingent (N-1)
Mid North | Lyndoch 11kV | Firm Rating | MVA | 2025 | 0 | Zone Substation | None | Contingent (N-1)
Mid North | Lyndoch South 7.6kV | Firm Rating | MVA | 2025 | 0 | Zone Substation | None | Contingent (N-1)
Riverland | Lyrup 11kV | Firm Rating | MVA | 2025 | 3.75 | Zone Substation | None | Contingent (N-1)
Metro South | MacGillivray 11kV | Firm Rating | MVA | 2025 | 1.3 | Zone Substation | None | Contingent (N-1)
Yorke Peninsula | Maitland 11kV | Firm Rating | MVA | 2025 | 3.75 | Zone Substation | None | Contingent (N-1)
Mid North | Mallala 11kV | Firm Rating | MVA | 2025 | 3.8 | Zone Substation | None | Contingent (N-1)
Murraylands | Mannum 33kV | Firm Rating | MVA | 2025 | 21 | Connection Point | None | Contingent (N-1)
Murraylands | Mannum Town 7.6kV | Firm Rating | MVA | 2025 | 3.3 | Zone Substation | None | Contingent (N-1)
Yorke Peninsula | Marion Bay 11kV | Firm Rating | MVA | 2025 | 0 | Zone Substation | None | Contingent (N-1)
Mid North | Marrabel 11kV | Firm Rating | MVA | 2025 | 0 | Zone Substation | None | Contingent (N-1)
Metro South | McLaren Flat TF1 11kV | Firm Rating | MVA | 2025 | 0 | Zone Substation | None | Contingent (N-1)
Metro South | McLaren Flat TF2 11kV | Firm Rating | MVA | 2025 | 0 | Zone Substation | None | Contingent (N-1)
Metro South | McLaren Vale 11kV | Firm Rating | MVA | 2025 | 3 | Zone Substation | None | Contingent (N-1)
Metro South | McLaren Vale Vineyard 11kV | Firm Rating | MVA | 2025 | 0 | Zone Substation | None | Contingent (N-1)
Eastern Hills | Meadows 11kV | Firm Rating | MVA | 2025 | 3.75 | Zone Substation | Reverse N-1 | Contingent (N-1)
Upper North | Melrose 11kV | Firm Rating | MVA | 2025 | 0 | Zone Substation | None | Contingent (N-1)
Murraylands | Meningie 11kV | Firm Rating | MVA | 2025 | 3.7 | Zone Substation | None | Contingent (N-1)
Metro East | Metro East 66kV | Firm Rating | MVA | 2025 | 1395 | Connection Point | None | Contingent (N-1)
Metro North | Metro North 66kV | Firm Rating | MVA | 2025 | 693 | Connection Point | None | Contingent (N-1)
Metro South | Metro South 66kV | Firm Rating | MVA | 2025 | 1275 | Connection Point | None | Contingent (N-1)
Metro West | Metro West 66kV | Firm Rating | MVA | 2025 | 660 | Connection Point | None | Contingent (N-1)
Eastern Hills | Milang 11kV | Firm Rating | MVA | 2025 | 3.6 | Zone Substation | None | Contingent (N-1)
South East | Millicent 11kV | Firm Rating | MVA | 2025 | 6.8 | Zone Substation | None | Contingent (N-1)
Yorke Peninsula | Minlaton 11kV | Firm Rating | MVA | 2025 | 1.4 | Zone Substation | None | Contingent (N-1)
Murraylands | Mobilong 33kV | Firm Rating | MVA | 2025 | 57.2 | Connection Point | None | Contingent (N-1)
Murraylands | Monarto Central 11kV | Firm Rating | MVA | 2025 | 0 | Zone Substation | None | Contingent (N-1)
Murraylands | Monarto South 11kV | Firm Rating | MVA | 2025 | 0 | Zone Substation | None | Contingent (N-1)
Yorke Peninsula | Moonta 11kV | Firm Rating | MVA | 2025 | 7.4 | Zone Substation | N-1 | Contingent (N-1)
Eyre Peninsula | Moorkitabie 11kV | Firm Rating | MVA | 2025 | 0 | Zone Substation | None | Contingent (N-1)
Riverland | Morgan 11kV | Firm Rating | MVA | 2025 | 0 | Zone Substation | N | Contingent (N-1)
Metro South | Morphett Vale East 11kV | Firm Rating | MVA | 2025 | 30.4841 | Zone Substation | None | Contingent (N-1)
Metro South | Morphettville 11kV | Firm Rating | MVA | 2025 | 0 | Zone Substation | None | Contingent (N-1)
Eastern Hills | Mount Barker 11kV | Firm Rating | MVA | 2025 | 38.1051 | Zone Substation | None | Contingent (N-1)
Eastern Hills | Mount Barker 66kV | Firm Rating | MVA | 2025 | 149.2 | Connection Point | None | Contingent (N-1)
South East | Mount Burr 11kV | Firm Rating | MVA | 2025 | 0 | Zone Substation | None | Contingent (N-1)
South East | Mount Gambier 11kV | Firm Rating | MVA | 2025 | 15 | Zone Substation | None | Contingent (N-1)
South East | Mount Gambier 33kV | Firm Rating | MVA | 2025 | 32.5 | Connection Point | None | Contingent (N-1)
South East | Mount Gambier North 11kV | Firm Rating | MVA | 2025 | 0 | Zone Substation | N-1 | Contingent (N-1)
South East | Mount Gambier West 11kV | Firm Rating | MVA | 2025 | 15 | Zone Substation | None | Contingent (N-1)
Upper North | Mount Gunson 33kV | Firm Rating | MVA | 2025 | 0 | Connection Point | None | Contingent (N-1)
Eastern Hills | Mount Pleasant 11kV | Firm Rating | MVA | 2025 | 0 | Zone Substation | None | Contingent (N-1)
South East | Mount Schank 11kV | Firm Rating | MVA | 2025 | 2.7887 | Zone Substation | None | Contingent (N-1)
Murraylands | Murray Bridge North 11kV | Firm Rating | MVA | 2025 | 14.8 | Zone Substation | None | Contingent (N-1)
Murraylands | Murray Bridge South 11kV | Firm Rating | MVA | 2025 | 15 | Zone Substation | None | Contingent (N-1)
Eastern Hills | Mylor 11kV | Firm Rating | MVA | 2025 | 0 | Zone Substation | None | Contingent (N-1)
Murraylands | Mypolonga 11kV | Firm Rating | MVA | 2025 | 2.7 | Zone Substation | None | Contingent (N-1)
Metro South | Myponga 11kV | Firm Rating | MVA | 2025 | 7.2 | Zone Substation | None | Contingent (N-1)
Eastern Hills | Nairne 11kV | Firm Rating | MVA | 2025 | 4.9 | Zone Substation | Reverse N-1 | Contingent (N-1)
South East | Nangwarry 11kV | Firm Rating | MVA | 2025 | 0 | Zone Substation | None | Contingent (N-1)
South East | Naracoorte 11kV | Firm Rating | MVA | 2025 | 15.242 | Zone Substation | None | Contingent (N-1)
South East | Naracoorte East 11kV | Firm Rating | MVA | 2025 | 0 | Zone Substation | None | Contingent (N-1)
Murraylands | Narrung 11kV | Firm Rating | MVA | 2025 | 0 | Zone Substation | None | Contingent (N-1)
Upper North | Neuroodla 33kV | Firm Rating | MVA | 2025 | 0 | Connection Point | None | Contingent (N-1)
Metro West | New Osborne 11kV | Firm Rating | MVA | 2025 | 0 | Zone Substation | None | Contingent (N-1)
Metro West | New Richmond 11kV | Firm Rating | MVA | 2025 | 26.7 | Zone Substation | None | Contingent (N-1)
Murraylands | Nildottie 11kV | Firm Rating | MVA | 2025 | 0 | Zone Substation | None | Contingent (N-1)
Yorke Peninsula | Ninnes 11kV | Firm Rating | MVA | 2025 | 0 | Zone Substation | None | Contingent (N-1)
Metro South | Noarlunga Centre 11kV | Firm Rating | MVA | 2025 | 15 | Zone Substation | None | Contingent (N-1)
Metro East | North Adelaide 11kV | Firm Rating | MVA | 2025 | 37.4 | Zone Substation | None | Contingent (N-1)
Metro South | North Unley 11kV | Firm Rating | MVA | 2025 | 13.6 | Zone Substation | None | Contingent (N-1)
Riverland | North West Bend 66kV | Firm Rating | MVA | 2025 | 55.6 | Connection Point | None | Contingent (N-1)
Metro East | Northfield 11kV | Firm Rating | MVA | 2025 | 14.1 | Zone Substation | N | Contingent (N-1)
Metro East | Norwood 11kV | Firm Rating | MVA | 2025 | 59.7766 | Zone Substation | None | Contingent (N-1)
Mid North | Nuriootpa 11kV | Firm Rating | MVA | 2025 | 0 | Zone Substation | None | Contingent (N-1)
Metro South | Oaklands 11kV | Firm Rating | MVA | 2025 | 30.4841 | Zone Substation | None | Contingent (N-1)
Upper North | Orroroo 11kV | Firm Rating | MVA | 2025 | 1.5 | Zone Substation | None | Contingent (N-1)
South East | Padthaway 11kV | Firm Rating | MVA | 2025 | 7.2 | Zone Substation | None | Contingent (N-1)
Murraylands | Palmer 11kV | Firm Rating | MVA | 2025 | 0 | Zone Substation | None | Contingent (N-1)
Metro South | Panorama 11kV | Firm Rating | MVA | 2025 | 31 | Zone Substation | None | Contingent (N-1)
Metro North | Parafield Gardens 11kV | Firm Rating | MVA | 2025 | 38.1051 | Zone Substation | None | Contingent (N-1)
Metro North | Paralowie 11kV | Firm Rating | MVA | 2025 | 15 | Zone Substation | None | Contingent (N-1)
Murraylands | Parilla 11kV | Firm Rating | MVA | 2025 | 0 | Zone Substation | None | Contingent (N-1)
Riverland | Paringa 11kV | Firm Rating | MVA | 2025 | 0 | Zone Substation | None | Contingent (N-1)
Riverland | Paringa 33kV | Firm Rating | MVA | 2025 | 0 | Zone Substation | None | Contingent (N-1)
Yorke Peninsula | Paskeville 11kV | Firm Rating | MVA | 2025 | 0.7125 | Zone Substation | None | Contingent (N-1)
Murraylands | Peake 11kV | Firm Rating | MVA | 2025 | 0 | Zone Substation | None | Contingent (N-1)
Murraylands | Pellaring Flat 11kV | Firm Rating | MVA | 2025 | 0 | Zone Substation | None | Contingent (N-1)
Metro North | Penfield 11kV | Firm Rating | MVA | 2025 | 27.3 | Zone Substation | None | Contingent (N-1)
Metro South | Penneshaw 11kV | Firm Rating | MVA | 2025 | 0 | Zone Substation | None | Contingent (N-1)
South East | Penola 11kV | Firm Rating | MVA | 2025 | 2.25 | Zone Substation | None | Contingent (N-1)
South East | Penola West 33kV | Firm Rating | MVA | 2025 | 25 | Connection Point | None | Contingent (N-1)
Upper North | Peterborough 11kV | Firm Rating | MVA | 2025 | 0 | Zone Substation | None | Contingent (N-1)
Eastern Hills | Piccadilly 11kV | Firm Rating | MVA | 2025 | 0 | Zone Substation | None | Contingent (N-1)
Murraylands | Pinnaroo 11kV | Firm Rating | MVA | 2025 | 1.4 | Zone Substation | None | Contingent (N-1)
Murraylands | Pinnaroo South 11kV | Firm Rating | MVA | 2025 | 0 | Zone Substation | None | Contingent (N-1)
Metro South | Plympton 11kV | Firm Rating | MVA | 2025 | 15 | Zone Substation | None | Contingent (N-1)
Eyre Peninsula | Point Boston 11kV | Firm Rating | MVA | 2025 | 0 | Zone Substation | None | Contingent (N-1)
Eyre Peninsula | Polda 11kV | Firm Rating | MVA | 2025 | 0 | Zone Substation | None | Contingent (N-1)
Eyre Peninsula | Poonindie 11kV | Firm Rating | MVA | 2025 | 0 | Zone Substation | None | Contingent (N-1)
Metro West | Port Adelaide 11kV | Firm Rating | MVA | 2025 | 17.4 | Zone Substation | None | Contingent (N-1)
Metro West | Port Adelaide North 11kV | Firm Rating | MVA | 2025 | 26.3 | Zone Substation | None | Contingent (N-1)
Upper North | Port Augusta 11kV | Firm Rating | MVA | 2025 | 15 | Zone Substation | None | Contingent (N-1)
Upper North | Port Augusta West TF1 11kV | Firm Rating | MVA | 2025 | 0 | Zone Substation | None | Contingent (N-1)
Upper North | Port Augusta West TF2 11kV | Firm Rating | MVA | 2025 | 0 | Zone Substation | None | Contingent (N-1)
Upper North | Port Broughton 11kV | Firm Rating | MVA | 2025 | 3 | Zone Substation | None | Contingent (N-1)
Yorke Peninsula | Port Clinton 11kV | Firm Rating | MVA | 2025 | 0 | Zone Substation | None | Contingent (N-1)
Upper North | Port Germein 11kV | Firm Rating | MVA | 2025 | 0 | Zone Substation | None | Contingent (N-1)
Yorke Peninsula | Port Giles 11kV | Firm Rating | MVA | 2025 | 0 | Zone Substation | None | Contingent (N-1)
Yorke Peninsula | Port Julia 11kV | Firm Rating | MVA | 2025 | 0 | Zone Substation | None | Contingent (N-1)
Eyre Peninsula | Port Lincoln City 11kV | Firm Rating | MVA | 2025 | 15.242 | Zone Substation | None | Contingent (N-1)
Eyre Peninsula | Port Lincoln Docks 11kV | Firm Rating | MVA | 2025 | 0 | Zone Substation | None | Contingent (N-1)
Eyre Peninsula | Port Lincoln Marina 11kV | Firm Rating | MVA | 2025 | 0 | Zone Substation | None | Contingent (N-1)
Eyre Peninsula | Port Lincoln Terminal 33kV | Firm Rating | MVA | 2025 | 64 | Connection Point | None | Contingent (N-1)
Metro South | Port Noarlunga 11kV | Firm Rating | MVA | 2025 | 30.4 | Zone Substation | None | Contingent (N-1)
Upper North | Port Pirie Bungama 33kV | Firm Rating | MVA | 2025 | 140 | Connection Point | None | Contingent (N-1)
Upper North | Port Pirie South 11kV | Firm Rating | MVA | 2025 | 27.7358 | Zone Substation | None | Contingent (N-1)
Metro South | Port Stanvac 11kV | Firm Rating | MVA | 2025 | 29.722 | Zone Substation | None | Contingent (N-1)
Metro South | Port Stanvac TF2 11kV | Firm Rating | MVA | 2025 | 0 | Zone Substation | None | Contingent (N-1)
Yorke Peninsula | Port Vincent 11kV | Firm Rating | MVA | 2025 | 1.3 | Zone Substation | None | Contingent (N-1)
Riverland | Portee 11kV | Firm Rating | MVA | 2025 | 0 | Zone Substation | N | Contingent (N-1)
Metro East | Prospect 11kV | Firm Rating | MVA | 2025 | 27.1 | Zone Substation | None | Contingent (N-1)
Murraylands | Punyelroo 11kV | Firm Rating | MVA | 2025 | 0 | Zone Substation | None | Contingent (N-1)
Riverland | Pyap 11kV | Firm Rating | MVA | 2025 | 7.5 | Zone Substation | None | Contingent (N-1)
Riverland | Qualco 11kV | Firm Rating | MVA | 2025 | 0 | Zone Substation | N | Contingent (N-1)
Metro West | Queenstown 11kV | Firm Rating | MVA | 2025 | 12.7 | Zone Substation | None | Contingent (N-1)
Upper North | Quorn 11kV | Firm Rating | MVA | 2025 | 0 | Zone Substation | None | Contingent (N-1)
Riverland | Ramco 11kV | Firm Rating | MVA | 2025 | 5.2 | Zone Substation | None | Contingent (N-1)
Metro South | Rapid Bay 11kV | Firm Rating | MVA | 2025 | 0 | Zone Substation | None | Contingent (N-1)
Riverland | Renmark 11kV | Firm Rating | MVA | 2025 | 21.585 | Zone Substation | None | Contingent (N-1)
Mid North | Riverton 11kV | Firm Rating | MVA | 2025 | 0 | Zone Substation | None | Contingent (N-1)
South East | Robe 7.6kV | Firm Rating | MVA | 2025 | 3.75 | Zone Substation | None | Contingent (N-1)
Mid North | Robertstown 11kV | Firm Rating | MVA | 2025 | 0 | Zone Substation | None | Contingent (N-1)
Riverland | Roonka 11kV | Firm Rating | MVA | 2025 | 0 | Zone Substation | None | Contingent (N-1)
Eyre Peninsula | Rudall 11kV | Firm Rating | MVA | 2025 | 0 | Zone Substation | None | Contingent (N-1)
Metro North | Salisbury 11kV | Firm Rating | MVA | 2025 | 48.6966 | Zone Substation | N | Contingent (N-1)
Metro South | Salt Cliffs 11kV | Firm Rating | MVA | 2025 | 0 | Zone Substation | None | Contingent (N-1)
Mid North | Sandy Creek 11kV | Firm Rating | MVA | 2025 | 0 | Zone Substation | None | Contingent (N-1)
Metro South | Seacombe 11kV | Firm Rating | MVA | 2025 | 32.1 | Zone Substation | None | Contingent (N-1)
Metro South | Seaford 11kV | Firm Rating | MVA | 2025 | 0 | Zone Substation | None | Contingent (N-1)
Metro South | Second Valley 11kV | Firm Rating | MVA | 2025 | 0 | Zone Substation | None | Contingent (N-1)
Metro South | Sheidow Park 11kV | Firm Rating | MVA | 2025 | 18.75 | Zone Substation | Reverse N-1 | Contingent (N-1)
Murraylands | Sherlock 11kV | Firm Rating | MVA | 2025 | 0 | Zone Substation | None | Contingent (N-1)
Metro North | Smithfield West 11kV | Firm Rating | MVA | 2025 | 0 | Zone Substation | N-1 | Contingent (N-1)
South East | Snuggery Rural 33kV | Firm Rating | MVA | 2025 | 0 | Connection Point | None | Contingent (N-1)
South East | South End 11kV | Firm Rating | MVA | 2025 | 0.45 | Zone Substation | Reverse N-1 | Contingent (N-1)
Mid North | Spalding 11kV | Firm Rating | MVA | 2025 | 0 | Zone Substation | None | Contingent (N-1)
Metro South | Square Water Hole 11kV | Firm Rating | MVA | 2025 | 0 | Zone Substation | None | Contingent (N-1)
Yorke Peninsula | Stansbury 11kV | Firm Rating | MVA | 2025 | 0 | Zone Substation | None | Contingent (N-1)
Eastern Hills | Stirling East 11kV | Firm Rating | MVA | 2025 | 0 | Zone Substation | None | Contingent (N-1)
Upper North | Stirling North 1 11kV | Firm Rating | MVA | 2025 | 0 | Zone Substation | None | Contingent (N-1)
Upper North | Stirling North 2 11kV | Firm Rating | MVA | 2025 | 0 | Zone Substation | None | Contingent (N-1)
Mid North | Stockwell TF1 11kV | Firm Rating | MVA | 2025 | 0 | Zone Substation | None | Contingent (N-1)
Mid North | Stockwell TF2 11kV | Firm Rating | MVA | 2025 | 0 | Zone Substation | None | Contingent (N-1)
Eyre Peninsula | Stony Point 11kV | Firm Rating | MVA | 2025 | 0 | Connection Point | None | Contingent (N-1)
Eastern Hills | Strathalbyn 11kV | Firm Rating | MVA | 2025 | 0 | Zone Substation | None | Contingent (N-1)
Eyre Peninsula | Streaky Bay 11kV | Firm Rating | MVA | 2025 | 3.75 | Zone Substation | Reverse N-1 | Contingent (N-1)
Riverland | Swan Reach 11kV | Firm Rating | MVA | 2025 | 0 | Zone Substation | None | Contingent (N-1)
Riverland | Swan Reach 33kV | Firm Rating | MVA | 2025 | 0 | Zone Substation | None | Contingent (N-1)
Murraylands | Tailem Bend 33kV | Firm Rating | MVA | 2025 | 32.5 | Connection Point | None | Contingent (N-1)
Murraylands | Tailem Bend Town 11kV | Firm Rating | MVA | 2025 | 2.2 | Zone Substation | None | Contingent (N-1)
South East | Tantanoola 11kV | Firm Rating | MVA | 2025 | 0 | Zone Substation | None | Contingent (N-1)
Eyre Peninsula | Tarlton 11kV | Firm Rating | MVA | 2025 | 0 | Zone Substation | None | Contingent (N-1)
South East | Tarpeena South 11kV | Firm Rating | MVA | 2025 | 0 | Zone Substation | N-1 | Contingent (N-1)
Metro East | Tea Tree Gully 11kV | Firm Rating | MVA | 2025 | 26.5 | Zone Substation | None | Contingent (N-1)
Murraylands | Teal Flat 11kV | Firm Rating | MVA | 2025 | 4.2 | Zone Substation | None | Contingent (N-1)
Upper North | Telowie 11kV | Firm Rating | MVA | 2025 | 0 | Zone Substation | None | Contingent (N-1)
Mid North | Templers 33kV | Firm Rating | MVA | 2025 | 79.8 | Connection Point | None | Contingent (N-1)
Metro West | Thebarton 11kV | Firm Rating | MVA | 2025 | 29.5 | Zone Substation | None | Contingent (N-1)
South East | Tintinara 11kV | Firm Rating | MVA | 2025 | 0 | Zone Substation | None | Contingent (N-1)
Metro South | Tonsley Park 11kV | Firm Rating | MVA | 2025 | 28.5765 | Zone Substation | None | Contingent (N-1)
Eyre Peninsula | Tumby Bay 11kV | Firm Rating | MVA | 2025 | 3 | Zone Substation | None | Contingent (N-1)
Metro North | Two Wells 11kV | Firm Rating | MVA | 2025 | 0 | Zone Substation | N-1 | Contingent (N-1)
Eyre Peninsula | Uley 11kV | Firm Rating | MVA | 2025 | 0 | Zone Substation | None | Contingent (N-1)
Eyre Peninsula | Uley South 11kV | Firm Rating | MVA | 2025 | 0 | Zone Substation | None | Contingent (N-1)
Eastern Hills | Uraidla 11kV | Firm Rating | MVA | 2025 | 9.3 | Zone Substation | None | Contingent (N-1)
Eastern Hills | Uraidla 33kV | Firm Rating | MVA | 2025 | 0 | Zone Substation | None | Contingent (N-1)
Eastern Hills | Verdun 11kV | Firm Rating | MVA | 2025 | 0 | Zone Substation | None | Contingent (N-1)
Metro South | Victor Harbor 11kV | Firm Rating | MVA | 2025 | 31.7 | Zone Substation | None | Contingent (N-1)
Metro North | Virginia 11kV | Firm Rating | MVA | 2025 | 0 | Zone Substation | None | Contingent (N-1)
Riverland | Waikerie 11kV | Firm Rating | MVA | 2025 | 6.9 | Zone Substation | None | Contingent (N-1)
Murraylands | Walker Flat 11kV | Firm Rating | MVA | 2025 | 0 | Zone Substation | None | Contingent (N-1)
Yorke Peninsula | Wallaroo 11kV | Firm Rating | MVA | 2025 | 9.375 | Zone Substation | None | Contingent (N-1)
Yorke Peninsula | Warooka 11kV | Firm Rating | MVA | 2025 | 3.75 | Zone Substation | None | Contingent (N-1)
Mid North | Wasleys 11kV | Firm Rating | MVA | 2025 | 0 | Zone Substation | None | Contingent (N-1)
Mid North | Waterloo 33kV | Firm Rating | MVA | 2025 | 25 | Connection Point | None | Contingent (N-1)
Mid North | Waterloo Town 11kV | Firm Rating | MVA | 2025 | 0 | Zone Substation | None | Contingent (N-1)
Murraylands | White Sands 11kV | Firm Rating | MVA | 2025 | 0 | Zone Substation | None | Contingent (N-1)
Adelaide Central | Whitmore Square 11kV | Firm Rating | MVA | 2025 | 53.7749 | Zone Substation | None | Contingent (N-1)
Eyre Peninsula | Whyalla Central 33kV | Firm Rating | MVA | 2025 | 120 | Connection Point | None | Contingent (N-1)
Eyre Peninsula | Whyalla City 11kV | Firm Rating | MVA | 2025 | 13.5 | Zone Substation | None | Contingent (N-1)
Eyre Peninsula | Whyalla North 11kV | Firm Rating | MVA | 2025 | 0 | Zone Substation | None | Contingent (N-1)
Eyre Peninsula | Whyalla Stuart 11kV | Firm Rating | MVA | 2025 | 15.8 | Zone Substation | None | Contingent (N-1)
Mid North | Williamstown 11kV | Firm Rating | MVA | 2025 | 0 | Zone Substation | None | Contingent (N-1)
Mid North | Williamstown South 11kV | Firm Rating | MVA | 2025 | 0 | Zone Substation | None | Contingent (N-1)
Metro South | Willunga 11kV | Firm Rating | MVA | 2025 | 0 | Zone Substation | None | Contingent (N-1)
Metro South | Willunga 33kV | Firm Rating | MVA | 2025 | 0 | Zone Substation | None | Contingent (N-1)
Upper North | Wilmington 11kV | Firm Rating | MVA | 2025 | 0 | Zone Substation | None | Contingent (N-1)
Upper North | Wirrabara Forest 11kV | Firm Rating | MVA | 2025 | 0 | Zone Substation | None | Contingent (N-1)
Upper North | Wirrabara South 11kV | Firm Rating | MVA | 2025 | 0 | Zone Substation | None | Contingent (N-1)
Metro South | Wirrina Cove 11kV | Firm Rating | MVA | 2025 | 0 | Zone Substation | None | Contingent (N-1)
Upper North | Wongyarra 11kV | Firm Rating | MVA | 2025 | 0 | Zone Substation | None | Contingent (N-1)
Metro East | Woodforde 11kV | Firm Rating | MVA | 2025 | 25.2 | Zone Substation | None | Contingent (N-1)
Murraylands | Woods Point 11kV | Firm Rating | MVA | 2025 | 0 | Zone Substation | None | Contingent (N-1)
Eastern Hills | Woodside 11kV | Firm Rating | MVA | 2025 | 7.2 | Zone Substation | Reverse N-1 | Contingent (N-1)
Metro West | Woodville 11kV | Firm Rating | MVA | 2025 | 0 | Zone Substation | None | Contingent (N-1)
Metro West | Woodville 33kV | Firm Rating | MVA | 2025 | 0 | Zone Substation | None | Contingent (N-1)
Riverland | Woolpunda 11kV | Firm Rating | MVA | 2025 | 11.25 | Zone Substation | None | Contingent (N-1)
Eyre Peninsula | Wudinna 11kV | Firm Rating | MVA | 2025 | 4.2456 | Zone Substation | None | Contingent (N-1)
Eyre Peninsula | Wudinna 66kV | Firm Rating | MVA | 2025 | 25 | Connection Point | None | Contingent (N-1)
Eyre Peninsula | Yadnarie 66kV | Firm Rating | MVA | 2025 | 27.4 | Connection Point | None | Contingent (N-1)
Metro South | Yankalilla 11kV | Firm Rating | MVA | 2025 | 0 | Zone Substation | None | Contingent (N-1)
Metro South | Yankalilla 33kV | Firm Rating | MVA | 2025 | 0 | Zone Substation | None | Contingent (N-1)
Metro South | Yankalilla Hill 11kV | Firm Rating | MVA | 2025 | 0 | Zone Substation | None | Contingent (N-1)
Upper North | Yongala 11kV | Firm Rating | MVA | 2025 | 0 | Zone Substation | None | Contingent (N-1)
Yorke Peninsula | Yorketown 11kV | Firm Rating | MVA | 2025 | 1.5 | Zone Substation | None | Contingent (N-1)
Adelaide Central | ACR 66kV | Firm Rating | MVA | 2026 | 270 | Connection Point | None | Contingent (N-1)
Eastern Hills | Aldgate 11kV | Firm Rating | MVA | 2026 | 7.4 | Zone Substation | None | Contingent (N-1)
Metro South | Aldinga 11kV | Firm Rating | MVA | 2026 | 17.5 | Zone Substation | None | Contingent (N-1)
South East | Allendale East 11kV | Firm Rating | MVA | 2026 | 3.75 | Zone Substation | None | Contingent (N-1)
Mid North | Alma 11kV | Firm Rating | MVA | 2026 | 0 | Zone Substation | None | Contingent (N-1)
Metro South | American River 11kV | Firm Rating | MVA | 2026 | 0 | Zone Substation | None | Contingent (N-1)
Eastern Hills | Angas Creek 33kV | Firm Rating | MVA | 2026 | 31.5 | Connection Point | None | Contingent (N-1)
Mid North | Angaston 11kV | Firm Rating | MVA | 2026 | 15.242 | Zone Substation | None | Contingent (N-1)
Metro North | Angle Vale 11kV | Firm Rating | MVA | 2026 | 31.8 | Zone Substation | None | Contingent (N-1)
Yorke Peninsula | Ardrossan 11kV | Firm Rating | MVA | 2026 | 2.7578 | Zone Substation | None | Contingent (N-1)
Yorke Peninsula | Ardrossan West 33kV | Firm Rating | MVA | 2026 | 32.5 | Connection Point | None | Contingent (N-1)
Eyre Peninsula | Arno Bay 11kV | Firm Rating | MVA | 2026 | 0 | Zone Substation | None | Contingent (N-1)
Metro South | Ascot Park 11kV | Firm Rating | MVA | 2026 | 0 | Zone Substation | N | Contingent (N-1)
Metro West | Athol Park 11kV | Firm Rating | MVA | 2026 | 13.4 | Zone Substation | None | Contingent (N-1)
Mid North | Auburn 11kV | Firm Rating | MVA | 2026 | 0 | Zone Substation | None | Contingent (N-1)
Yorke Peninsula | Balaklava 7.6kV | Firm Rating | MVA | 2026 | 2.8 | Zone Substation | None | Contingent (N-1)
Eastern Hills | Balhannah 33kV | Firm Rating | MVA | 2026 | 18.75 | Zone Substation | None | Contingent (N-1)
Upper North | Baroota 33kV | Firm Rating | MVA | 2026 | 0 | Connection Point | None | Contingent (N-1)
Upper North | Baroota Town 11kV | Firm Rating | MVA | 2026 | 0 | Zone Substation | None | Contingent (N-1)
Mid North | Barossa South TF1 11kV | Firm Rating | MVA | 2026 | 0 | Zone Substation | None | Contingent (N-1)
Mid North | Barossa South TF2 11kV | Firm Rating | MVA | 2026 | 0 | Zone Substation | None | Contingent (N-1)
South East | Beachport 11kV | Firm Rating | MVA | 2026 | 0 | Zone Substation | None | Contingent (N-1)
Murraylands | Belvedere Road 7.6kV | Firm Rating | MVA | 2026 | 0 | Zone Substation | None | Contingent (N-1)
Riverland | Berri 11kV | Firm Rating | MVA | 2026 | 15 | Zone Substation | None | Contingent (N-1)
Riverland | Berri 66kV | Firm Rating | MVA | 2026 | 140 | Connection Point | None | Contingent (N-1)
Murraylands | Binnies 11kV | Firm Rating | MVA | 2026 | 0 | Zone Substation | None | Contingent (N-1)
Eastern Hills | Birdwood 11kV | Firm Rating | MVA | 2026 | 0 | Zone Substation | None | Contingent (N-1)
Yorke Peninsula | Black Point 11kV | Firm Rating | MVA | 2026 | 0 | Zone Substation | None | Contingent (N-1)
Metro West | Blackpool 11kV | Firm Rating | MVA | 2026 | 18.75 | Zone Substation | None | Contingent (N-1)
Metro South | Blackwood 11kV | Firm Rating | MVA | 2026 | 30.4841 | Zone Substation | None | Contingent (N-1)
South East | Blanche 33kV | Firm Rating | MVA | 2026 | 61.5 | Connection Point | None | Contingent (N-1)
Upper North | Booleroo Centre 11kV | Firm Rating | MVA | 2026 | 0 | Zone Substation | None | Contingent (N-1)
Eyre Peninsula | Boothby 33kV | Firm Rating | MVA | 2026 | 0 | Zone Substation | N-1 | Contingent (N-1)
Upper North | Booyoolie 11kV | Firm Rating | MVA | 2026 | 0 | Zone Substation | None | Contingent (N-1)
South East | Bordertown 11kV | Firm Rating | MVA | 2026 | 7.5 | Zone Substation | N-1 | Contingent (N-1)
Mid North | Brinkworth 33kV | Firm Rating | MVA | 2026 | 13.7 | Connection Point | None | Contingent (N-1)
Mid North | Brinkworth Town 11kV | Firm Rating | MVA | 2026 | 0 | Zone Substation | None | Contingent (N-1)
Eastern Hills | Brukunga 11kV | Firm Rating | MVA | 2026 | 0 | Zone Substation | None | Contingent (N-1)
Upper North | Bungama Napperby 11kV | Firm Rating | MVA | 2026 | 0.75 | Zone Substation | None | Contingent (N-1)
Metro East | Burnside 11kV | Firm Rating | MVA | 2026 | 0 | Zone Substation | None | Contingent (N-1)
Mid North | Burra TF2 11kV | Firm Rating | MVA | 2026 | 0 | Zone Substation | None | Contingent (N-1)
Riverland | Cadell 11kV | Firm Rating | MVA | 2026 | 1.5 | Zone Substation | None | Contingent (N-1)
Murraylands | Caloote 11kV | Firm Rating | MVA | 2026 | 2.2 | Zone Substation | None | Contingent (N-1)
Upper North | Caltowie 11kV | Firm Rating | MVA | 2026 | 0 | Zone Substation | None | Contingent (N-1)
Murraylands | Cambrai 11kV | Firm Rating | MVA | 2026 | 0.75 | Zone Substation | None | Contingent (N-1)
Murraylands | Campbell Park 11kV | Firm Rating | MVA | 2026 | 0 | Zone Substation | None | Contingent (N-1)
Metro East | Campbelltown 11kV | Firm Rating | MVA | 2026 | 38.1051 | Zone Substation | None | Contingent (N-1)
Metro South | Cape Jervis 11kV | Firm Rating | MVA | 2026 | 0 | Zone Substation | None | Contingent (N-1)
Metro South | Cape Jervis 33kV | Firm Rating | MVA | 2026 | 0 | Zone Substation | N-1 | Contingent (N-1)
Eyre Peninsula | Caralue 11kV | Firm Rating | MVA | 2026 | 0 | Zone Substation | None | Contingent (N-1)
Metro West | Cavan 11kV | Firm Rating | MVA | 2026 | 30.6 | Zone Substation | None | Contingent (N-1)
Adelaide Central | CBD 33kV | Firm Rating | MVA | 2026 | 61.2 | Zone Substation | None | Contingent (N-1)
Eyre Peninsula | Ceduna 11kV | Firm Rating | MVA | 2026 | 6.8 | Zone Substation | None | Contingent (N-1)
Eastern Hills | Chain of Ponds 11kV | Firm Rating | MVA | 2026 | 0 | Zone Substation | None | Contingent (N-1)
Metro West | Cheltenham 11kV | Firm Rating | MVA | 2026 | 0 | Zone Substation | None | Contingent (N-1)
Metro West | Cheltenham 33kV | Firm Rating | MVA | 2026 | 0 | Zone Substation | None | Contingent (N-1)
Mid North | Clare 11kV | Firm Rating | MVA | 2026 | 7.1 | Zone Substation | None | Contingent (N-1)
Mid North | Clare North 33kV | Firm Rating | MVA | 2026 | 25 | Connection Point | None | Contingent (N-1)
Metro South | Clarence Gardens 11kV | Firm Rating | MVA | 2026 | 0 | Zone Substation | None | Contingent (N-1)
Metro South | Clarendon 11kV | Firm Rating | MVA | 2026 | 0 | Zone Substation | None | Contingent (N-1)
Metro East | Clearview 11kV | Firm Rating | MVA | 2026 | 15 | Zone Substation | N | Contingent (N-1)
Eyre Peninsula | Cleve 11kV | Firm Rating | MVA | 2026 | 3.75 | Zone Substation | None | Contingent (N-1)
Eyre Peninsula | Cleve 33kV | Firm Rating | MVA | 2026 | 0 | Zone Substation | N-1 | Contingent (N-1)
Eyre Peninsula | Coffin Bay 11kV | Firm Rating | MVA | 2026 | 0 | Zone Substation | None | Contingent (N-1)
Mid North | Collinsfield 11kV | Firm Rating | MVA | 2026 | 0 | Zone Substation | None | Contingent (N-1)
Murraylands | Coomandook 11kV | Firm Rating | MVA | 2026 | 0 | Zone Substation | None | Contingent (N-1)
Murraylands | Coonalpyn 11kV | Firm Rating | MVA | 2026 | 0 | Zone Substation | None | Contingent (N-1)
South East | Coonawarra 11kV | Firm Rating | MVA | 2026 | 7.5 | Zone Substation | None | Contingent (N-1)
Upper North | Copley Nepabunna 33kV | Firm Rating | MVA | 2026 | 0 | Zone Substation | N-1 | Contingent (N-1)
Riverland | Cordola 11kV | Firm Rating | MVA | 2026 | 1.5 | Zone Substation | None | Contingent (N-1)
Adelaide Central | Coromandel Place 11kV | Firm Rating | MVA | 2026 | 73.6132 | Zone Substation | None | Contingent (N-1)
Eyre Peninsula | Cowell 11kV | Firm Rating | MVA | 2026 | 0 | Zone Substation | None | Contingent (N-1)
Metro West | Croydon 11kV | Firm Rating | MVA | 2026 | 30.4841 | Zone Substation | None | Contingent (N-1)
Metro West | Croydon Park 11kV | Firm Rating | MVA | 2026 | 14.26 | Zone Substation | None | Contingent (N-1)
Upper North | Crystal Brook 11kV | Firm Rating | MVA | 2026 | 0 | Zone Substation | None | Contingent (N-1)
Metro South | Cudmore Park 11kV | Firm Rating | MVA | 2026 | 12.9557 | Zone Substation | None | Contingent (N-1)
Eyre Peninsula | Cummins 11kV | Firm Rating | MVA | 2026 | 2 | Zone Substation | None | Contingent (N-1)
Yorke Peninsula | Curramulka 7.6kV | Firm Rating | MVA | 2026 | 0 | Zone Substation | None | Contingent (N-1)
Yorke Peninsula | Curramulka South 11kV | Firm Rating | MVA | 2026 | 0 | Zone Substation | None | Contingent (N-1)
Yorke Peninsula | Dalrymple 33kV | Firm Rating | MVA | 2026 | 25 | Connection Point | None | Contingent (N-1)
Eyre Peninsula | Darke Peak 11kV | Firm Rating | MVA | 2026 | 0 | Zone Substation | None | Contingent (N-1)
Upper North | Davenport West 33kV | Firm Rating | MVA | 2026 | 60 | Connection Point | None | Contingent (N-1)
Eastern Hills | Deloraine 11kV | Firm Rating | MVA | 2026 | 0 | Zone Substation | None | Contingent (N-1)
Metro North | Direk 11kV | Firm Rating | MVA | 2026 | 29.2 | Zone Substation | None | Contingent (N-1)
Mid North | Dorrien 33kV | Firm Rating | MVA | 2026 | 156 | Connection Point | None | Contingent (N-1)
Mid North | Dorrien TF4 11kV | Firm Rating | MVA | 2026 | 0 | Zone Substation | None | Contingent (N-1)
Mid North | Dorrien TF5 11kV | Firm Rating | MVA | 2026 | 0 | Zone Substation | None | Contingent (N-1)
Yorke Peninsula | Dowlingville 11kV | Firm Rating | MVA | 2026 | 0 | Zone Substation | None | Contingent (N-1)
Adelaide Central | East Terrace 11kV | Firm Rating | MVA | 2026 | 54.3685 | Zone Substation | None | Contingent (N-1)
Metro North | Edinburgh 11kV | Firm Rating | MVA | 2026 | 30.8 | Zone Substation | None | Contingent (N-1)
Yorke Peninsula | Edithburgh 11kV | Firm Rating | MVA | 2026 | 0 | Zone Substation | None | Contingent (N-1)
Metro North | Elizabeth Downs 11kV | Firm Rating | MVA | 2026 | 32 | Zone Substation | None | Contingent (N-1)
Metro North | Elizabeth Heights 11kV | Firm Rating | MVA | 2026 | 15 | Zone Substation | None | Contingent (N-1)
Metro North | Elizabeth South 11kV | Firm Rating | MVA | 2026 | 13.5 | Zone Substation | None | Contingent (N-1)
Mid North | Eudunda 11kV | Firm Rating | MVA | 2026 | 0 | Zone Substation | None | Contingent (N-1)
Metro North | Evanston 11kV | Firm Rating | MVA | 2026 | 30.4841 | Zone Substation | N-1 | Contingent (N-1)
Metro North | Evanston 33kV | Firm Rating | MVA | 2026 | 0 | Zone Substation | None | Contingent (N-1)
Metro West | Findon 11kV | Firm Rating | MVA | 2026 | 13.4 | Zone Substation | None | Contingent (N-1)
Metro West | Flinders Park 11kV | Firm Rating | MVA | 2026 | 0 | Zone Substation | None | Contingent (N-1)
Mid North | Florieton SWER 19kV | Firm Rating | MVA | 2026 | 0 | Connection Point | None | Contingent (N-1)
Eastern Hills | Forreston 11kV | Firm Rating | MVA | 2026 | 0 | Zone Substation | None | Contingent (N-1)
Mid North | Freeling 11kV | Firm Rating | MVA | 2026 | 2.25 | Zone Substation | None | Contingent (N-1)
Mid North | Freeling North 11kV | Firm Rating | MVA | 2026 | 0 | Zone Substation | None | Contingent (N-1)
Metro West | Fulham Gardens 11kV | Firm Rating | MVA | 2026 | 28.5 | Zone Substation | None | Contingent (N-1)
Upper North | Fullerville 11kV | Firm Rating | MVA | 2026 | 0 | Zone Substation | None | Contingent (N-1)
Mid North | Gawler Belt TF1 11kV | Firm Rating | MVA | 2026 | 0 | Zone Substation | None | Contingent (N-1)
Mid North | Gawler Belt TF2 11kV | Firm Rating | MVA | 2026 | 0 | Zone Substation | None | Contingent (N-1)
Mid North | Georgetown 11kV | Firm Rating | MVA | 2026 | 0 | Zone Substation | None | Contingent (N-1)
Murraylands | Geranium 11kV | Firm Rating | MVA | 2026 | 0 | Zone Substation | None | Contingent (N-1)
Upper North | Gladstone 11kV | Firm Rating | MVA | 2026 | 2.6 | Zone Substation | None | Contingent (N-1)
Metro West | Glanville 11kV | Firm Rating | MVA | 2026 | 13.9 | Zone Substation | None | Contingent (N-1)
South East | Glencoe 11kV | Firm Rating | MVA | 2026 | 0 | Zone Substation | None | Contingent (N-1)
Metro South | Glenelg North 11kV | Firm Rating | MVA | 2026 | 15 | Zone Substation | None | Contingent (N-1)
Riverland | Glossop 11kV | Firm Rating | MVA | 2026 | 7.5 | Zone Substation | None | Contingent (N-1)
Metro East | Golden Grove 11kV | Firm Rating | MVA | 2026 | 59.6489 | Zone Substation | None | Contingent (N-1)
Mid North | Gomersal North 11kV | Firm Rating | MVA | 2026 | 0 | Zone Substation | None | Contingent (N-1)
Metro South | Goolwa 11kV | Firm Rating | MVA | 2026 | 18.2 | Zone Substation | None | Contingent (N-1)
Mid North | Gulnare 11kV | Firm Rating | MVA | 2026 | 0 | Zone Substation | None | Contingent (N-1)
Eastern Hills | Gumeracha 11kV | Firm Rating | MVA | 2026 | 0 | Zone Substation | None | Contingent (N-1)
Eastern Hills | Gumeracha Weir 11kV | Firm Rating | MVA | 2026 | 0 | Zone Substation | None | Contingent (N-1)
Eastern Hills | Gumhaven 11kV | Firm Rating | MVA | 2026 | 0 | Zone Substation | None | Contingent (N-1)
Metro South | Hackham 11kV | Firm Rating | MVA | 2026 | 0 | Zone Substation | N-1 | Contingent (N-1)
Eastern Hills | Hahndorf 11kV | Firm Rating | MVA | 2026 | 0 | Zone Substation | None | Contingent (N-1)
Mid North | Halbury 11kV | Firm Rating | MVA | 2026 | 0 | Zone Substation | None | Contingent (N-1)
Mid North | Hamley Bridge 11kV | Firm Rating | MVA | 2026 | 0 | Zone Substation | None | Contingent (N-1)
Metro South | Happy Valley 11kV | Firm Rating | MVA | 2026 | 32 | Zone Substation | None | Contingent (N-1)
Metro East | Harrow 11kV | Firm Rating | MVA | 2026 | 16.4 | Zone Substation | None | Contingent (N-1)
South East | Hatherleigh 11kV | Firm Rating | MVA | 2026 | 0 | Zone Substation | None | Contingent (N-1)
Upper North | Hawker 11kV | Firm Rating | MVA | 2026 | 0.6 | Zone Substation | None | Contingent (N-1)
Metro South | Hay Flat 11kV | Firm Rating | MVA | 2026 | 0 | Zone Substation | None | Contingent (N-1)
Metro West | Henley South 11kV | Firm Rating | MVA | 2026 | 30.4841 | Zone Substation | None | Contingent (N-1)
Eastern Hills | Hermitage 11kV | Firm Rating | MVA | 2026 | 0 | Zone Substation | None | Contingent (N-1)
Metro East | Hillcrest 11kV | Firm Rating | MVA | 2026 | 31.6 | Zone Substation | None | Contingent (N-1)
Adelaide Central | Hindley Street 11kV | Firm Rating | MVA | 2026 | 55.5415 | Zone Substation | None | Contingent (N-1)
Metro East | Holden Hill 11kV | Firm Rating | MVA | 2026 | 24.9 | Zone Substation | None | Contingent (N-1)
Metro East | Hope Valley 11kV | Firm Rating | MVA | 2026 | 0 | Zone Substation | None | Contingent (N-1)
Eastern Hills | Houghton 7.6kV | Firm Rating | MVA | 2026 | 0 | Zone Substation | None | Contingent (N-1)
Mid North | Hoyleton 11kV | Firm Rating | MVA | 2026 | 0 | Zone Substation | None | Contingent (N-1)
Yorke Peninsula | Hummocks 33kV | Firm Rating | MVA | 2026 | 25 | Connection Point | None | Contingent (N-1)
Metro East | Ingle Farm 11kV | Firm Rating | MVA | 2026 | 27.7 | Zone Substation | None | Contingent (N-1)
South East | Inverness 11kV | Firm Rating | MVA | 2026 | 0 | Zone Substation | None | Contingent (N-1)
Murraylands | Jabuk 11kV | Firm Rating | MVA | 2026 | 0 | Zone Substation | None | Contingent (N-1)
Yorke Peninsula | James Well 11kV | Firm Rating | MVA | 2026 | 0 | Zone Substation | None | Contingent (N-1)
Upper North | Jamestown 11kV | Firm Rating | MVA | 2026 | 2.2 | Zone Substation | Reverse N-1 | Contingent (N-1)
Murraylands | Jervois 11kV | Firm Rating | MVA | 2026 | 0 | Zone Substation | None | Contingent (N-1)
Yorke Peninsula | Kadina 11kV | Firm Rating | MVA | 2026 | 9.2 | Zone Substation | None | Contingent (N-1)
Yorke Peninsula | Kadina East 33kV | Firm Rating | MVA | 2026 | 60 | Connection Point | None | Contingent (N-1)
South East | Kalangadoo 11kV | Firm Rating | MVA | 2026 | 0 | Zone Substation | None | Contingent (N-1)
South East | Kalangadoo West 11kV | Firm Rating | MVA | 2026 | 0.75 | Zone Substation | None | Contingent (N-1)
Eastern Hills | Kanmantoo Copper Mine 11kV | Firm Rating | MVA | 2026 | 0 | Connection Point | None | Contingent (N-1)
Mid North | Kapunda TF1 11kV | Firm Rating | MVA | 2026 | 0 | Zone Substation | None | Contingent (N-1)
Mid North | Kapunda TF2 11kV | Firm Rating | MVA | 2026 | 0 | Zone Substation | None | Contingent (N-1)
Murraylands | Karoonda 11kV | Firm Rating | MVA | 2026 | 0 | Zone Substation | Reverse N | Contingent (N-1)
South East | Keith 11kV | Firm Rating | MVA | 2026 | 9.1 | Zone Substation | None | Contingent (N-1)
South East | Keith 33kV | Firm Rating | MVA | 2026 | 37 | Connection Point | None | Contingent (N-1)
Metro East | Kent Town 11kV | Firm Rating | MVA | 2026 | 28.9 | Zone Substation | None | Contingent (N-1)
Eastern Hills | Kersbrook 11kV | Firm Rating | MVA | 2026 | 0 | Zone Substation | None | Contingent (N-1)
Metro South | Keswick 11kV | Firm Rating | MVA | 2026 | 27 | Zone Substation | None | Contingent (N-1)
Murraylands | Ki Ki 11kV | Firm Rating | MVA | 2026 | 0 | Zone Substation | None | Contingent (N-1)
Metro West | Kilburn 11kV | Firm Rating | MVA | 2026 | 58.7705 | Zone Substation | None | Contingent (N-1)
Metro East | Kilburn South 11kV | Firm Rating | MVA | 2026 | 0 | Zone Substation | None | Contingent (N-1)
Metro West | Kilkenny 11kV | Firm Rating | MVA | 2026 | 30.5 | Zone Substation | None | Contingent (N-1)
South East | Kincraig 33kV | Firm Rating | MVA | 2026 | 30.5 | Connection Point | None | Contingent (N-1)
Metro South | Kingscote 11kV | Firm Rating | MVA | 2026 | 0 | Zone Substation | None | Contingent (N-1)
South East | Kingston SE 11kV | Firm Rating | MVA | 2026 | 2.25 | Zone Substation | None | Contingent (N-1)
Metro South | Kingswood 11kV | Firm Rating | MVA | 2026 | 36.5 | Zone Substation | None | Contingent (N-1)
South East | Kongorong 11kV | Firm Rating | MVA | 2026 | 0 | Zone Substation | None | Contingent (N-1)
South East | Kumorna 11kV | Firm Rating | MVA | 2026 | 0 | Zone Substation | None | Contingent (N-1)
Mid North | Kybunga 11kV | Firm Rating | MVA | 2026 | 0 | Zone Substation | None | Contingent (N-1)
Murraylands | Lameroo 11kV | Firm Rating | MVA | 2026 | 1.5 | Zone Substation | None | Contingent (N-1)
Eastern Hills | Langhorne Creek 11kV | Firm Rating | MVA | 2026 | 3.75 | Zone Substation | None | Contingent (N-1)
Metro West | Largs North 11kV | Firm Rating | MVA | 2026 | 18.75 | Zone Substation | None | Contingent (N-1)
Metro West | Lefevre 11kV | Firm Rating | MVA | 2026 | 38.1051 | Zone Substation | None | Contingent (N-1)
Upper North | Leigh Creek South 33kV | Firm Rating | MVA | 2026 | 0 | Connection Point | None | Contingent (N-1)
Metro East | Linden Park 11kV | Firm Rating | MVA | 2026 | 30.4841 | Zone Substation | None | Contingent (N-1)
Eyre Peninsula | Little Swamp 11kV | Firm Rating | MVA | 2026 | 0 | Zone Substation | None | Contingent (N-1)
Eastern Hills | Lobethal 11kV | Firm Rating | MVA | 2026 | 7.1 | Zone Substation | None | Contingent (N-1)
Eyre Peninsula | Lock 11kV | Firm Rating | MVA | 2026 | 0 | Zone Substation | None | Contingent (N-1)
Riverland | Loveday 11kV | Firm Rating | MVA | 2026 | 14.6267 | Zone Substation | None | Contingent (N-1)
Metro South | Lower Mitcham 11kV | Firm Rating | MVA | 2026 | 15 | Zone Substation | None | Contingent (N-1)
Riverland | Loxton 11kV | Firm Rating | MVA | 2026 | 14.9739 | Zone Substation | None | Contingent (N-1)
South East | Lucindale 11kV | Firm Rating | MVA | 2026 | 2 | Zone Substation | None | Contingent (N-1)
Mid North | Lyndoch 11kV | Firm Rating | MVA | 2026 | 0 | Zone Substation | None | Contingent (N-1)
Mid North | Lyndoch South 7.6kV | Firm Rating | MVA | 2026 | 0 | Zone Substation | None | Contingent (N-1)
Riverland | Lyrup 11kV | Firm Rating | MVA | 2026 | 3.75 | Zone Substation | None | Contingent (N-1)
Metro South | MacGillivray 11kV | Firm Rating | MVA | 2026 | 1.3 | Zone Substation | None | Contingent (N-1)
Yorke Peninsula | Maitland 11kV | Firm Rating | MVA | 2026 | 3.75 | Zone Substation | None | Contingent (N-1)
Mid North | Mallala 11kV | Firm Rating | MVA | 2026 | 3.8 | Zone Substation | None | Contingent (N-1)
Murraylands | Mannum 33kV | Firm Rating | MVA | 2026 | 21 | Connection Point | None | Contingent (N-1)
Murraylands | Mannum Town 7.6kV | Firm Rating | MVA | 2026 | 3.3 | Zone Substation | None | Contingent (N-1)
Yorke Peninsula | Marion Bay 11kV | Firm Rating | MVA | 2026 | 0 | Zone Substation | None | Contingent (N-1)
Mid North | Marrabel 11kV | Firm Rating | MVA | 2026 | 0 | Zone Substation | None | Contingent (N-1)
Metro South | McLaren Flat TF1 11kV | Firm Rating | MVA | 2026 | 0 | Zone Substation | None | Contingent (N-1)
Metro South | McLaren Flat TF2 11kV | Firm Rating | MVA | 2026 | 0 | Zone Substation | None | Contingent (N-1)
Metro South | McLaren Vale 11kV | Firm Rating | MVA | 2026 | 3 | Zone Substation | None | Contingent (N-1)
Metro South | McLaren Vale Vineyard 11kV | Firm Rating | MVA | 2026 | 0 | Zone Substation | None | Contingent (N-1)
Eastern Hills | Meadows 11kV | Firm Rating | MVA | 2026 | 3.75 | Zone Substation | Reverse N-1 | Contingent (N-1)
Upper North | Melrose 11kV | Firm Rating | MVA | 2026 | 0 | Zone Substation | None | Contingent (N-1)
Murraylands | Meningie 11kV | Firm Rating | MVA | 2026 | 3.7 | Zone Substation | None | Contingent (N-1)
Metro East | Metro East 66kV | Firm Rating | MVA | 2026 | 1395 | Connection Point | None | Contingent (N-1)
Metro North | Metro North 66kV | Firm Rating | MVA | 2026 | 693 | Connection Point | None | Contingent (N-1)
Metro South | Metro South 66kV | Firm Rating | MVA | 2026 | 1275 | Connection Point | None | Contingent (N-1)
Metro West | Metro West 66kV | Firm Rating | MVA | 2026 | 660 | Connection Point | None | Contingent (N-1)
Eastern Hills | Milang 11kV | Firm Rating | MVA | 2026 | 3.6 | Zone Substation | None | Contingent (N-1)
South East | Millicent 11kV | Firm Rating | MVA | 2026 | 6.8 | Zone Substation | None | Contingent (N-1)
Yorke Peninsula | Minlaton 11kV | Firm Rating | MVA | 2026 | 1.4 | Zone Substation | None | Contingent (N-1)
Murraylands | Mobilong 33kV | Firm Rating | MVA | 2026 | 57.2 | Connection Point | None | Contingent (N-1)
Murraylands | Monarto Central 11kV | Firm Rating | MVA | 2026 | 0 | Zone Substation | None | Contingent (N-1)
Murraylands | Monarto South 11kV | Firm Rating | MVA | 2026 | 0 | Zone Substation | None | Contingent (N-1)
Yorke Peninsula | Moonta 11kV | Firm Rating | MVA | 2026 | 7.4 | Zone Substation | N-1 | Contingent (N-1)
Eyre Peninsula | Moorkitabie 11kV | Firm Rating | MVA | 2026 | 0 | Zone Substation | None | Contingent (N-1)
Riverland | Morgan 11kV | Firm Rating | MVA | 2026 | 0 | Zone Substation | N | Contingent (N-1)
Metro South | Morphett Vale East 11kV | Firm Rating | MVA | 2026 | 30.4841 | Zone Substation | None | Contingent (N-1)
Metro South | Morphettville 11kV | Firm Rating | MVA | 2026 | 0 | Zone Substation | None | Contingent (N-1)
Eastern Hills | Mount Barker 11kV | Firm Rating | MVA | 2026 | 38.1051 | Zone Substation | None | Contingent (N-1)
Eastern Hills | Mount Barker 66kV | Firm Rating | MVA | 2026 | 149.2 | Connection Point | None | Contingent (N-1)
South East | Mount Burr 11kV | Firm Rating | MVA | 2026 | 0 | Zone Substation | None | Contingent (N-1)
South East | Mount Gambier 11kV | Firm Rating | MVA | 2026 | 15 | Zone Substation | None | Contingent (N-1)
South East | Mount Gambier 33kV | Firm Rating | MVA | 2026 | 32.5 | Connection Point | None | Contingent (N-1)
South East | Mount Gambier North 11kV | Firm Rating | MVA | 2026 | 0 | Zone Substation | N-1 | Contingent (N-1)
South East | Mount Gambier West 11kV | Firm Rating | MVA | 2026 | 15 | Zone Substation | None | Contingent (N-1)
Upper North | Mount Gunson 33kV | Firm Rating | MVA | 2026 | 0 | Connection Point | None | Contingent (N-1)
Eastern Hills | Mount Pleasant 11kV | Firm Rating | MVA | 2026 | 0 | Zone Substation | None | Contingent (N-1)
South East | Mount Schank 11kV | Firm Rating | MVA | 2026 | 2.7887 | Zone Substation | None | Contingent (N-1)
Murraylands | Murray Bridge North 11kV | Firm Rating | MVA | 2026 | 14.8 | Zone Substation | None | Contingent (N-1)
Murraylands | Murray Bridge South 11kV | Firm Rating | MVA | 2026 | 15 | Zone Substation | None | Contingent (N-1)
Eastern Hills | Mylor 11kV | Firm Rating | MVA | 2026 | 0 | Zone Substation | None | Contingent (N-1)
Murraylands | Mypolonga 11kV | Firm Rating | MVA | 2026 | 2.7 | Zone Substation | None | Contingent (N-1)
Metro South | Myponga 11kV | Firm Rating | MVA | 2026 | 7.2 | Zone Substation | None | Contingent (N-1)
Eastern Hills | Nairne 11kV | Firm Rating | MVA | 2026 | 4.9 | Zone Substation | Reverse N-1 | Contingent (N-1)
South East | Nangwarry 11kV | Firm Rating | MVA | 2026 | 0 | Zone Substation | None | Contingent (N-1)
South East | Naracoorte 11kV | Firm Rating | MVA | 2026 | 15.242 | Zone Substation | None | Contingent (N-1)
South East | Naracoorte East 11kV | Firm Rating | MVA | 2026 | 0 | Zone Substation | None | Contingent (N-1)
Murraylands | Narrung 11kV | Firm Rating | MVA | 2026 | 0 | Zone Substation | None | Contingent (N-1)
Upper North | Neuroodla 33kV | Firm Rating | MVA | 2026 | 0 | Connection Point | None | Contingent (N-1)
Metro West | New Osborne 11kV | Firm Rating | MVA | 2026 | 0 | Zone Substation | None | Contingent (N-1)
Metro West | New Richmond 11kV | Firm Rating | MVA | 2026 | 26.7 | Zone Substation | None | Contingent (N-1)
Murraylands | Nildottie 11kV | Firm Rating | MVA | 2026 | 0 | Zone Substation | None | Contingent (N-1)
Yorke Peninsula | Ninnes 11kV | Firm Rating | MVA | 2026 | 0 | Zone Substation | None | Contingent (N-1)
Metro South | Noarlunga Centre 11kV | Firm Rating | MVA | 2026 | 15 | Zone Substation | None | Contingent (N-1)
Metro East | North Adelaide 11kV | Firm Rating | MVA | 2026 | 37.4 | Zone Substation | None | Contingent (N-1)
Metro South | North Unley 11kV | Firm Rating | MVA | 2026 | 13.6 | Zone Substation | None | Contingent (N-1)
Riverland | North West Bend 66kV | Firm Rating | MVA | 2026 | 55.6 | Connection Point | None | Contingent (N-1)
Metro East | Northfield 11kV | Firm Rating | MVA | 2026 | 14.1 | Zone Substation | N | Contingent (N-1)
Metro East | Norwood 11kV | Firm Rating | MVA | 2026 | 59.7766 | Zone Substation | None | Contingent (N-1)
Mid North | Nuriootpa 11kV | Firm Rating | MVA | 2026 | 0 | Zone Substation | None | Contingent (N-1)
Metro South | Oaklands 11kV | Firm Rating | MVA | 2026 | 30.4841 | Zone Substation | None | Contingent (N-1)
Upper North | Orroroo 11kV | Firm Rating | MVA | 2026 | 1.5 | Zone Substation | None | Contingent (N-1)
South East | Padthaway 11kV | Firm Rating | MVA | 2026 | 7.2 | Zone Substation | None | Contingent (N-1)
Murraylands | Palmer 11kV | Firm Rating | MVA | 2026 | 0 | Zone Substation | None | Contingent (N-1)
Metro South | Panorama 11kV | Firm Rating | MVA | 2026 | 31 | Zone Substation | None | Contingent (N-1)
Metro North | Parafield Gardens 11kV | Firm Rating | MVA | 2026 | 38.1051 | Zone Substation | None | Contingent (N-1)
Metro North | Paralowie 11kV | Firm Rating | MVA | 2026 | 15 | Zone Substation | None | Contingent (N-1)
Murraylands | Parilla 11kV | Firm Rating | MVA | 2026 | 0 | Zone Substation | None | Contingent (N-1)
Riverland | Paringa 11kV | Firm Rating | MVA | 2026 | 0 | Zone Substation | None | Contingent (N-1)
Riverland | Paringa 33kV | Firm Rating | MVA | 2026 | 0 | Zone Substation | None | Contingent (N-1)
Yorke Peninsula | Paskeville 11kV | Firm Rating | MVA | 2026 | 0.7125 | Zone Substation | None | Contingent (N-1)
Murraylands | Peake 11kV | Firm Rating | MVA | 2026 | 0 | Zone Substation | None | Contingent (N-1)
Murraylands | Pellaring Flat 11kV | Firm Rating | MVA | 2026 | 0 | Zone Substation | None | Contingent (N-1)
Metro North | Penfield 11kV | Firm Rating | MVA | 2026 | 27.3 | Zone Substation | None | Contingent (N-1)
Metro South | Penneshaw 11kV | Firm Rating | MVA | 2026 | 0 | Zone Substation | None | Contingent (N-1)
South East | Penola 11kV | Firm Rating | MVA | 2026 | 2.25 | Zone Substation | None | Contingent (N-1)
South East | Penola West 33kV | Firm Rating | MVA | 2026 | 25 | Connection Point | None | Contingent (N-1)
Upper North | Peterborough 11kV | Firm Rating | MVA | 2026 | 0 | Zone Substation | None | Contingent (N-1)
Eastern Hills | Piccadilly 11kV | Firm Rating | MVA | 2026 | 0 | Zone Substation | None | Contingent (N-1)
Murraylands | Pinnaroo 11kV | Firm Rating | MVA | 2026 | 1.4 | Zone Substation | None | Contingent (N-1)
Murraylands | Pinnaroo South 11kV | Firm Rating | MVA | 2026 | 0 | Zone Substation | None | Contingent (N-1)
Metro South | Plympton 11kV | Firm Rating | MVA | 2026 | 15 | Zone Substation | None | Contingent (N-1)
Eyre Peninsula | Point Boston 11kV | Firm Rating | MVA | 2026 | 0 | Zone Substation | None | Contingent (N-1)
Eyre Peninsula | Polda 11kV | Firm Rating | MVA | 2026 | 0 | Zone Substation | None | Contingent (N-1)
Eyre Peninsula | Poonindie 11kV | Firm Rating | MVA | 2026 | 0 | Zone Substation | None | Contingent (N-1)
Metro West | Port Adelaide 11kV | Firm Rating | MVA | 2026 | 17.4 | Zone Substation | None | Contingent (N-1)
Metro West | Port Adelaide North 11kV | Firm Rating | MVA | 2026 | 26.3 | Zone Substation | None | Contingent (N-1)
Upper North | Port Augusta 11kV | Firm Rating | MVA | 2026 | 15 | Zone Substation | None | Contingent (N-1)
Upper North | Port Augusta West TF1 11kV | Firm Rating | MVA | 2026 | 0 | Zone Substation | None | Contingent (N-1)
Upper North | Port Augusta West TF2 11kV | Firm Rating | MVA | 2026 | 0 | Zone Substation | None | Contingent (N-1)
Upper North | Port Broughton 11kV | Firm Rating | MVA | 2026 | 3 | Zone Substation | None | Contingent (N-1)
Yorke Peninsula | Port Clinton 11kV | Firm Rating | MVA | 2026 | 0 | Zone Substation | None | Contingent (N-1)
Upper North | Port Germein 11kV | Firm Rating | MVA | 2026 | 0 | Zone Substation | None | Contingent (N-1)
Yorke Peninsula | Port Giles 11kV | Firm Rating | MVA | 2026 | 0 | Zone Substation | None | Contingent (N-1)
Yorke Peninsula | Port Julia 11kV | Firm Rating | MVA | 2026 | 0 | Zone Substation | None | Contingent (N-1)
Eyre Peninsula | Port Lincoln City 11kV | Firm Rating | MVA | 2026 | 15.242 | Zone Substation | None | Contingent (N-1)
Eyre Peninsula | Port Lincoln Docks 11kV | Firm Rating | MVA | 2026 | 0 | Zone Substation | None | Contingent (N-1)
Eyre Peninsula | Port Lincoln Marina 11kV | Firm Rating | MVA | 2026 | 0 | Zone Substation | None | Contingent (N-1)
Eyre Peninsula | Port Lincoln Terminal 33kV | Firm Rating | MVA | 2026 | 64 | Connection Point | None | Contingent (N-1)
Metro South | Port Noarlunga 11kV | Firm Rating | MVA | 2026 | 30.4 | Zone Substation | None | Contingent (N-1)
Upper North | Port Pirie Bungama 33kV | Firm Rating | MVA | 2026 | 140 | Connection Point | None | Contingent (N-1)
Upper North | Port Pirie South 11kV | Firm Rating | MVA | 2026 | 27.7358 | Zone Substation | None | Contingent (N-1)
Metro South | Port Stanvac 11kV | Firm Rating | MVA | 2026 | 29.722 | Zone Substation | None | Contingent (N-1)
Metro South | Port Stanvac TF2 11kV | Firm Rating | MVA | 2026 | 0 | Zone Substation | None | Contingent (N-1)
Yorke Peninsula | Port Vincent 11kV | Firm Rating | MVA | 2026 | 1.3 | Zone Substation | None | Contingent (N-1)
Riverland | Portee 11kV | Firm Rating | MVA | 2026 | 0 | Zone Substation | N | Contingent (N-1)
Metro East | Prospect 11kV | Firm Rating | MVA | 2026 | 27.1 | Zone Substation | None | Contingent (N-1)
Murraylands | Punyelroo 11kV | Firm Rating | MVA | 2026 | 0 | Zone Substation | None | Contingent (N-1)
Riverland | Pyap 11kV | Firm Rating | MVA | 2026 | 7.5 | Zone Substation | None | Contingent (N-1)
Riverland | Qualco 11kV | Firm Rating | MVA | 2026 | 0 | Zone Substation | N | Contingent (N-1)
Metro West | Queenstown 11kV | Firm Rating | MVA | 2026 | 12.7 | Zone Substation | None | Contingent (N-1)
Upper North | Quorn 11kV | Firm Rating | MVA | 2026 | 0 | Zone Substation | None | Contingent (N-1)
Riverland | Ramco 11kV | Firm Rating | MVA | 2026 | 5.2 | Zone Substation | None | Contingent (N-1)
Metro South | Rapid Bay 11kV | Firm Rating | MVA | 2026 | 0 | Zone Substation | None | Contingent (N-1)
Riverland | Renmark 11kV | Firm Rating | MVA | 2026 | 21.585 | Zone Substation | None | Contingent (N-1)
Mid North | Riverton 11kV | Firm Rating | MVA | 2026 | 0 | Zone Substation | None | Contingent (N-1)
South East | Robe 7.6kV | Firm Rating | MVA | 2026 | 3.75 | Zone Substation | None | Contingent (N-1)
Mid North | Robertstown 11kV | Firm Rating | MVA | 2026 | 0 | Zone Substation | None | Contingent (N-1)
Riverland | Roonka 11kV | Firm Rating | MVA | 2026 | 0 | Zone Substation | None | Contingent (N-1)
Eyre Peninsula | Rudall 11kV | Firm Rating | MVA | 2026 | 0 | Zone Substation | None | Contingent (N-1)
Metro North | Salisbury 11kV | Firm Rating | MVA | 2026 | 48.6966 | Zone Substation | N | Contingent (N-1)
Metro South | Salt Cliffs 11kV | Firm Rating | MVA | 2026 | 0 | Zone Substation | None | Contingent (N-1)
Mid North | Sandy Creek 11kV | Firm Rating | MVA | 2026 | 0 | Zone Substation | None | Contingent (N-1)
Metro South | Seacombe 11kV | Firm Rating | MVA | 2026 | 32.1 | Zone Substation | None | Contingent (N-1)
Metro South | Seaford 11kV | Firm Rating | MVA | 2026 | 0 | Zone Substation | None | Contingent (N-1)
Metro South | Second Valley 11kV | Firm Rating | MVA | 2026 | 0 | Zone Substation | None | Contingent (N-1)
Metro South | Sheidow Park 11kV | Firm Rating | MVA | 2026 | 18.75 | Zone Substation | Reverse N-1 | Contingent (N-1)
Murraylands | Sherlock 11kV | Firm Rating | MVA | 2026 | 0 | Zone Substation | None | Contingent (N-1)
Metro North | Smithfield West 11kV | Firm Rating | MVA | 2026 | 0 | Zone Substation | N-1 | Contingent (N-1)
South East | Snuggery Rural 33kV | Firm Rating | MVA | 2026 | 0 | Connection Point | None | Contingent (N-1)
South East | South End 11kV | Firm Rating | MVA | 2026 | 0.45 | Zone Substation | Reverse N-1 | Contingent (N-1)
Mid North | Spalding 11kV | Firm Rating | MVA | 2026 | 0 | Zone Substation | None | Contingent (N-1)
Metro South | Square Water Hole 11kV | Firm Rating | MVA | 2026 | 0 | Zone Substation | None | Contingent (N-1)
Yorke Peninsula | Stansbury 11kV | Firm Rating | MVA | 2026 | 0 | Zone Substation | None | Contingent (N-1)
Eastern Hills | Stirling East 11kV | Firm Rating | MVA | 2026 | 0 | Zone Substation | None | Contingent (N-1)
Upper North | Stirling North 1 11kV | Firm Rating | MVA | 2026 | 0 | Zone Substation | None | Contingent (N-1)
Upper North | Stirling North 2 11kV | Firm Rating | MVA | 2026 | 0 | Zone Substation | None | Contingent (N-1)
Mid North | Stockwell TF1 11kV | Firm Rating | MVA | 2026 | 0 | Zone Substation | None | Contingent (N-1)
Mid North | Stockwell TF2 11kV | Firm Rating | MVA | 2026 | 0 | Zone Substation | None | Contingent (N-1)
Eyre Peninsula | Stony Point 11kV | Firm Rating | MVA | 2026 | 0 | Connection Point | None | Contingent (N-1)
Eastern Hills | Strathalbyn 11kV | Firm Rating | MVA | 2026 | 0 | Zone Substation | None | Contingent (N-1)
Eyre Peninsula | Streaky Bay 11kV | Firm Rating | MVA | 2026 | 3.75 | Zone Substation | Reverse N-1 | Contingent (N-1)
Riverland | Swan Reach 11kV | Firm Rating | MVA | 2026 | 0 | Zone Substation | None | Contingent (N-1)
Riverland | Swan Reach 33kV | Firm Rating | MVA | 2026 | 0 | Zone Substation | None | Contingent (N-1)
Murraylands | Tailem Bend 33kV | Firm Rating | MVA | 2026 | 32.5 | Connection Point | None | Contingent (N-1)
Murraylands | Tailem Bend Town 11kV | Firm Rating | MVA | 2026 | 2.2 | Zone Substation | None | Contingent (N-1)
South East | Tantanoola 11kV | Firm Rating | MVA | 2026 | 0 | Zone Substation | None | Contingent (N-1)
Eyre Peninsula | Tarlton 11kV | Firm Rating | MVA | 2026 | 0 | Zone Substation | None | Contingent (N-1)
South East | Tarpeena South 11kV | Firm Rating | MVA | 2026 | 0 | Zone Substation | N-1 | Contingent (N-1)
Metro East | Tea Tree Gully 11kV | Firm Rating | MVA | 2026 | 26.5 | Zone Substation | None | Contingent (N-1)
Murraylands | Teal Flat 11kV | Firm Rating | MVA | 2026 | 4.2 | Zone Substation | None | Contingent (N-1)
Upper North | Telowie 11kV | Firm Rating | MVA | 2026 | 0 | Zone Substation | None | Contingent (N-1)
Mid North | Templers 33kV | Firm Rating | MVA | 2026 | 79.8 | Connection Point | None | Contingent (N-1)
Metro West | Thebarton 11kV | Firm Rating | MVA | 2026 | 29.5 | Zone Substation | None | Contingent (N-1)
South East | Tintinara 11kV | Firm Rating | MVA | 2026 | 0 | Zone Substation | None | Contingent (N-1)
Metro South | Tonsley Park 11kV | Firm Rating | MVA | 2026 | 28.5765 | Zone Substation | None | Contingent (N-1)
Eyre Peninsula | Tumby Bay 11kV | Firm Rating | MVA | 2026 | 3 | Zone Substation | None | Contingent (N-1)
Metro North | Two Wells 11kV | Firm Rating | MVA | 2026 | 0 | Zone Substation | N-1 | Contingent (N-1)
Eyre Peninsula | Uley 11kV | Firm Rating | MVA | 2026 | 0 | Zone Substation | None | Contingent (N-1)
Eyre Peninsula | Uley South 11kV | Firm Rating | MVA | 2026 | 0 | Zone Substation | None | Contingent (N-1)
Eastern Hills | Uraidla 11kV | Firm Rating | MVA | 2026 | 9.3 | Zone Substation | None | Contingent (N-1)
Eastern Hills | Uraidla 33kV | Firm Rating | MVA | 2026 | 0 | Zone Substation | None | Contingent (N-1)
Eastern Hills | Verdun 11kV | Firm Rating | MVA | 2026 | 0 | Zone Substation | None | Contingent (N-1)
Metro South | Victor Harbor 11kV | Firm Rating | MVA | 2026 | 31.7 | Zone Substation | None | Contingent (N-1)
Metro North | Virginia 11kV | Firm Rating | MVA | 2026 | 0 | Zone Substation | None | Contingent (N-1)
Riverland | Waikerie 11kV | Firm Rating | MVA | 2026 | 6.9 | Zone Substation | None | Contingent (N-1)
Murraylands | Walker Flat 11kV | Firm Rating | MVA | 2026 | 0 | Zone Substation | None | Contingent (N-1)
Yorke Peninsula | Wallaroo 11kV | Firm Rating | MVA | 2026 | 9.375 | Zone Substation | None | Contingent (N-1)
Yorke Peninsula | Warooka 11kV | Firm Rating | MVA | 2026 | 3.75 | Zone Substation | None | Contingent (N-1)
Mid North | Wasleys 11kV | Firm Rating | MVA | 2026 | 0 | Zone Substation | None | Contingent (N-1)
Mid North | Waterloo 33kV | Firm Rating | MVA | 2026 | 25 | Connection Point | None | Contingent (N-1)
Mid North | Waterloo Town 11kV | Firm Rating | MVA | 2026 | 0 | Zone Substation | None | Contingent (N-1)
Murraylands | White Sands 11kV | Firm Rating | MVA | 2026 | 0 | Zone Substation | None | Contingent (N-1)
Adelaide Central | Whitmore Square 11kV | Firm Rating | MVA | 2026 | 53.7749 | Zone Substation | None | Contingent (N-1)
Eyre Peninsula | Whyalla Central 33kV | Firm Rating | MVA | 2026 | 120 | Connection Point | None | Contingent (N-1)
Eyre Peninsula | Whyalla City 11kV | Firm Rating | MVA | 2026 | 13.5 | Zone Substation | None | Contingent (N-1)
Eyre Peninsula | Whyalla North 11kV | Firm Rating | MVA | 2026 | 0 | Zone Substation | None | Contingent (N-1)
Eyre Peninsula | Whyalla Stuart 11kV | Firm Rating | MVA | 2026 | 15.8 | Zone Substation | None | Contingent (N-1)
Mid North | Williamstown 11kV | Firm Rating | MVA | 2026 | 0 | Zone Substation | None | Contingent (N-1)
Mid North | Williamstown South 11kV | Firm Rating | MVA | 2026 | 0 | Zone Substation | None | Contingent (N-1)
Metro South | Willunga 11kV | Firm Rating | MVA | 2026 | 0 | Zone Substation | None | Contingent (N-1)
Metro South | Willunga 33kV | Firm Rating | MVA | 2026 | 0 | Zone Substation | None | Contingent (N-1)
Upper North | Wilmington 11kV | Firm Rating | MVA | 2026 | 0 | Zone Substation | None | Contingent (N-1)
Upper North | Wirrabara Forest 11kV | Firm Rating | MVA | 2026 | 0 | Zone Substation | None | Contingent (N-1)
Upper North | Wirrabara South 11kV | Firm Rating | MVA | 2026 | 0 | Zone Substation | None | Contingent (N-1)
Metro South | Wirrina Cove 11kV | Firm Rating | MVA | 2026 | 0 | Zone Substation | None | Contingent (N-1)
Upper North | Wongyarra 11kV | Firm Rating | MVA | 2026 | 0 | Zone Substation | None | Contingent (N-1)
Metro East | Woodforde 11kV | Firm Rating | MVA | 2026 | 25.2 | Zone Substation | None | Contingent (N-1)
Murraylands | Woods Point 11kV | Firm Rating | MVA | 2026 | 0 | Zone Substation | None | Contingent (N-1)
Eastern Hills | Woodside 11kV | Firm Rating | MVA | 2026 | 7.2 | Zone Substation | Reverse N-1 | Contingent (N-1)
Metro West | Woodville 11kV | Firm Rating | MVA | 2026 | 0 | Zone Substation | None | Contingent (N-1)
Metro West | Woodville 33kV | Firm Rating | MVA | 2026 | 0 | Zone Substation | None | Contingent (N-1)
Riverland | Woolpunda 11kV | Firm Rating | MVA | 2026 | 11.25 | Zone Substation | None | Contingent (N-1)
Eyre Peninsula | Wudinna 11kV | Firm Rating | MVA | 2026 | 4.2456 | Zone Substation | None | Contingent (N-1)
Eyre Peninsula | Wudinna 66kV | Firm Rating | MVA | 2026 | 25 | Connection Point | None | Contingent (N-1)
Eyre Peninsula | Yadnarie 66kV | Firm Rating | MVA | 2026 | 27.4 | Connection Point | None | Contingent (N-1)
Metro South | Yankalilla 11kV | Firm Rating | MVA | 2026 | 0 | Zone Substation | None | Contingent (N-1)
Metro South | Yankalilla 33kV | Firm Rating | MVA | 2026 | 0 | Zone Substation | None | Contingent (N-1)
Metro South | Yankalilla Hill 11kV | Firm Rating | MVA | 2026 | 0 | Zone Substation | None | Contingent (N-1)
Upper North | Yongala 11kV | Firm Rating | MVA | 2026 | 0 | Zone Substation | None | Contingent (N-1)
Yorke Peninsula | Yorketown 11kV | Firm Rating | MVA | 2026 | 1.5 | Zone Substation | None | Contingent (N-1)
Adelaide Central | ACR 66kV | Firm Rating | MVA | 2027 | 270 | Connection Point | None | Contingent (N-1)
Eastern Hills | Aldgate 11kV | Firm Rating | MVA | 2027 | 7.4 | Zone Substation | None | Contingent (N-1)
Metro South | Aldinga 11kV | Firm Rating | MVA | 2027 | 17.5 | Zone Substation | None | Contingent (N-1)
South East | Allendale East 11kV | Firm Rating | MVA | 2027 | 3.75 | Zone Substation | None | Contingent (N-1)
Mid North | Alma 11kV | Firm Rating | MVA | 2027 | 0 | Zone Substation | None | Contingent (N-1)
Metro South | American River 11kV | Firm Rating | MVA | 2027 | 0 | Zone Substation | None | Contingent (N-1)
Eastern Hills | Angas Creek 33kV | Firm Rating | MVA | 2027 | 31.5 | Connection Point | None | Contingent (N-1)
Mid North | Angaston 11kV | Firm Rating | MVA | 2027 | 15.242 | Zone Substation | None | Contingent (N-1)
Metro North | Angle Vale 11kV | Firm Rating | MVA | 2027 | 31.8 | Zone Substation | None | Contingent (N-1)
Yorke Peninsula | Ardrossan 11kV | Firm Rating | MVA | 2027 | 2.7578 | Zone Substation | None | Contingent (N-1)
Yorke Peninsula | Ardrossan West 33kV | Firm Rating | MVA | 2027 | 32.5 | Connection Point | None | Contingent (N-1)
Eyre Peninsula | Arno Bay 11kV | Firm Rating | MVA | 2027 | 0 | Zone Substation | None | Contingent (N-1)
Metro South | Ascot Park 11kV | Firm Rating | MVA | 2027 | 0 | Zone Substation | N | Contingent (N-1)
Metro West | Athol Park 11kV | Firm Rating | MVA | 2027 | 13.4 | Zone Substation | None | Contingent (N-1)
Mid North | Auburn 11kV | Firm Rating | MVA | 2027 | 0 | Zone Substation | None | Contingent (N-1)
Yorke Peninsula | Balaklava 7.6kV | Firm Rating | MVA | 2027 | 2.8 | Zone Substation | None | Contingent (N-1)
Eastern Hills | Balhannah 33kV | Firm Rating | MVA | 2027 | 18.75 | Zone Substation | None | Contingent (N-1)
Upper North | Baroota 33kV | Firm Rating | MVA | 2027 | 0 | Connection Point | None | Contingent (N-1)
Upper North | Baroota Town 11kV | Firm Rating | MVA | 2027 | 0 | Zone Substation | None | Contingent (N-1)
Mid North | Barossa South TF1 11kV | Firm Rating | MVA | 2027 | 0 | Zone Substation | None | Contingent (N-1)
Mid North | Barossa South TF2 11kV | Firm Rating | MVA | 2027 | 0 | Zone Substation | None | Contingent (N-1)
South East | Beachport 11kV | Firm Rating | MVA | 2027 | 0 | Zone Substation | None | Contingent (N-1)
Murraylands | Belvedere Road 7.6kV | Firm Rating | MVA | 2027 | 0 | Zone Substation | None | Contingent (N-1)
Riverland | Berri 11kV | Firm Rating | MVA | 2027 | 15 | Zone Substation | None | Contingent (N-1)
Riverland | Berri 66kV | Firm Rating | MVA | 2027 | 140 | Connection Point | None | Contingent (N-1)
Murraylands | Binnies 11kV | Firm Rating | MVA | 2027 | 0 | Zone Substation | None | Contingent (N-1)
Eastern Hills | Birdwood 11kV | Firm Rating | MVA | 2027 | 0 | Zone Substation | None | Contingent (N-1)
Yorke Peninsula | Black Point 11kV | Firm Rating | MVA | 2027 | 0 | Zone Substation | None | Contingent (N-1)
Metro West | Blackpool 11kV | Firm Rating | MVA | 2027 | 18.75 | Zone Substation | None | Contingent (N-1)
Metro South | Blackwood 11kV | Firm Rating | MVA | 2027 | 30.4841 | Zone Substation | None | Contingent (N-1)
South East | Blanche 33kV | Firm Rating | MVA | 2027 | 61.5 | Connection Point | None | Contingent (N-1)
Upper North | Booleroo Centre 11kV | Firm Rating | MVA | 2027 | 0 | Zone Substation | None | Contingent (N-1)
Eyre Peninsula | Boothby 33kV | Firm Rating | MVA | 2027 | 0 | Zone Substation | N-1 | Contingent (N-1)
Upper North | Booyoolie 11kV | Firm Rating | MVA | 2027 | 0 | Zone Substation | None | Contingent (N-1)
South East | Bordertown 11kV | Firm Rating | MVA | 2027 | 7.5 | Zone Substation | N-1 | Contingent (N-1)
Mid North | Brinkworth 33kV | Firm Rating | MVA | 2027 | 13.7 | Connection Point | None | Contingent (N-1)
Mid North | Brinkworth Town 11kV | Firm Rating | MVA | 2027 | 0 | Zone Substation | None | Contingent (N-1)
Eastern Hills | Brukunga 11kV | Firm Rating | MVA | 2027 | 0 | Zone Substation | None | Contingent (N-1)
Upper North | Bungama Napperby 11kV | Firm Rating | MVA | 2027 | 0.75 | Zone Substation | None | Contingent (N-1)
Metro East | Burnside 11kV | Firm Rating | MVA | 2027 | 0 | Zone Substation | None | Contingent (N-1)
Mid North | Burra TF2 11kV | Firm Rating | MVA | 2027 | 0 | Zone Substation | None | Contingent (N-1)
Riverland | Cadell 11kV | Firm Rating | MVA | 2027 | 1.5 | Zone Substation | None | Contingent (N-1)
Murraylands | Caloote 11kV | Firm Rating | MVA | 2027 | 2.2 | Zone Substation | None | Contingent (N-1)
Upper North | Caltowie 11kV | Firm Rating | MVA | 2027 | 0 | Zone Substation | None | Contingent (N-1)
Murraylands | Cambrai 11kV | Firm Rating | MVA | 2027 | 0.75 | Zone Substation | None | Contingent (N-1)
Murraylands | Campbell Park 11kV | Firm Rating | MVA | 2027 | 0 | Zone Substation | None | Contingent (N-1)
Metro East | Campbelltown 11kV | Firm Rating | MVA | 2027 | 38.1051 | Zone Substation | None | Contingent (N-1)
Metro South | Cape Jervis 11kV | Firm Rating | MVA | 2027 | 0 | Zone Substation | None | Contingent (N-1)
Metro South | Cape Jervis 33kV | Firm Rating | MVA | 2027 | 0 | Zone Substation | N-1 | Contingent (N-1)
Eyre Peninsula | Caralue 11kV | Firm Rating | MVA | 2027 | 0 | Zone Substation | None | Contingent (N-1)
Metro West | Cavan 11kV | Firm Rating | MVA | 2027 | 30.6 | Zone Substation | None | Contingent (N-1)
Adelaide Central | CBD 33kV | Firm Rating | MVA | 2027 | 61.2 | Zone Substation | None | Contingent (N-1)
Eyre Peninsula | Ceduna 11kV | Firm Rating | MVA | 2027 | 6.8 | Zone Substation | None | Contingent (N-1)
Eastern Hills | Chain of Ponds 11kV | Firm Rating | MVA | 2027 | 0 | Zone Substation | None | Contingent (N-1)
Metro West | Cheltenham 11kV | Firm Rating | MVA | 2027 | 0 | Zone Substation | None | Contingent (N-1)
Metro West | Cheltenham 33kV | Firm Rating | MVA | 2027 | 0 | Zone Substation | None | Contingent (N-1)
Mid North | Clare 11kV | Firm Rating | MVA | 2027 | 7.1 | Zone Substation | None | Contingent (N-1)
Mid North | Clare North 33kV | Firm Rating | MVA | 2027 | 25 | Connection Point | None | Contingent (N-1)
Metro South | Clarence Gardens 11kV | Firm Rating | MVA | 2027 | 0 | Zone Substation | None | Contingent (N-1)
Metro South | Clarendon 11kV | Firm Rating | MVA | 2027 | 0 | Zone Substation | None | Contingent (N-1)
Metro East | Clearview 11kV | Firm Rating | MVA | 2027 | 15 | Zone Substation | N | Contingent (N-1)
Eyre Peninsula | Cleve 11kV | Firm Rating | MVA | 2027 | 3.75 | Zone Substation | None | Contingent (N-1)
Eyre Peninsula | Cleve 33kV | Firm Rating | MVA | 2027 | 0 | Zone Substation | N-1 | Contingent (N-1)
Eyre Peninsula | Coffin Bay 11kV | Firm Rating | MVA | 2027 | 0 | Zone Substation | None | Contingent (N-1)
Mid North | Collinsfield 11kV | Firm Rating | MVA | 2027 | 0 | Zone Substation | None | Contingent (N-1)
Murraylands | Coomandook 11kV | Firm Rating | MVA | 2027 | 0 | Zone Substation | None | Contingent (N-1)
Murraylands | Coonalpyn 11kV | Firm Rating | MVA | 2027 | 0 | Zone Substation | None | Contingent (N-1)
South East | Coonawarra 11kV | Firm Rating | MVA | 2027 | 7.5 | Zone Substation | None | Contingent (N-1)
Upper North | Copley Nepabunna 33kV | Firm Rating | MVA | 2027 | 0 | Zone Substation | N-1 | Contingent (N-1)
Riverland | Cordola 11kV | Firm Rating | MVA | 2027 | 1.5 | Zone Substation | None | Contingent (N-1)
Adelaide Central | Coromandel Place 11kV | Firm Rating | MVA | 2027 | 73.6132 | Zone Substation | None | Contingent (N-1)
Eyre Peninsula | Cowell 11kV | Firm Rating | MVA | 2027 | 0 | Zone Substation | None | Contingent (N-1)
Metro West | Croydon 11kV | Firm Rating | MVA | 2027 | 30.4841 | Zone Substation | None | Contingent (N-1)
Metro West | Croydon Park 11kV | Firm Rating | MVA | 2027 | 14.26 | Zone Substation | None | Contingent (N-1)
Upper North | Crystal Brook 11kV | Firm Rating | MVA | 2027 | 0 | Zone Substation | None | Contingent (N-1)
Metro South | Cudmore Park 11kV | Firm Rating | MVA | 2027 | 12.9557 | Zone Substation | None | Contingent (N-1)
Eyre Peninsula | Cummins 11kV | Firm Rating | MVA | 2027 | 2 | Zone Substation | None | Contingent (N-1)
Yorke Peninsula | Curramulka 7.6kV | Firm Rating | MVA | 2027 | 0 | Zone Substation | None | Contingent (N-1)
Yorke Peninsula | Curramulka South 11kV | Firm Rating | MVA | 2027 | 0 | Zone Substation | None | Contingent (N-1)
Yorke Peninsula | Dalrymple 33kV | Firm Rating | MVA | 2027 | 25 | Connection Point | None | Contingent (N-1)
Eyre Peninsula | Darke Peak 11kV | Firm Rating | MVA | 2027 | 0 | Zone Substation | None | Contingent (N-1)
Upper North | Davenport West 33kV | Firm Rating | MVA | 2027 | 60 | Connection Point | None | Contingent (N-1)
Eastern Hills | Deloraine 11kV | Firm Rating | MVA | 2027 | 0 | Zone Substation | None | Contingent (N-1)
Metro North | Direk 11kV | Firm Rating | MVA | 2027 | 29.2 | Zone Substation | None | Contingent (N-1)
Mid North | Dorrien 33kV | Firm Rating | MVA | 2027 | 156 | Connection Point | None | Contingent (N-1)
Mid North | Dorrien TF4 11kV | Firm Rating | MVA | 2027 | 0 | Zone Substation | None | Contingent (N-1)
Mid North | Dorrien TF5 11kV | Firm Rating | MVA | 2027 | 0 | Zone Substation | None | Contingent (N-1)
Yorke Peninsula | Dowlingville 11kV | Firm Rating | MVA | 2027 | 0 | Zone Substation | None | Contingent (N-1)
Adelaide Central | East Terrace 11kV | Firm Rating | MVA | 2027 | 54.3685 | Zone Substation | None | Contingent (N-1)
Metro North | Edinburgh 11kV | Firm Rating | MVA | 2027 | 30.8 | Zone Substation | None | Contingent (N-1)
Yorke Peninsula | Edithburgh 11kV | Firm Rating | MVA | 2027 | 0 | Zone Substation | None | Contingent (N-1)
Metro North | Elizabeth Downs 11kV | Firm Rating | MVA | 2027 | 32 | Zone Substation | None | Contingent (N-1)
Metro North | Elizabeth Heights 11kV | Firm Rating | MVA | 2027 | 15 | Zone Substation | None | Contingent (N-1)
Metro North | Elizabeth South 11kV | Firm Rating | MVA | 2027 | 13.5 | Zone Substation | None | Contingent (N-1)
Mid North | Eudunda 11kV | Firm Rating | MVA | 2027 | 0 | Zone Substation | None | Contingent (N-1)
Metro North | Evanston 11kV | Firm Rating | MVA | 2027 | 30.4841 | Zone Substation | N-1 | Contingent (N-1)
Metro North | Evanston 33kV | Firm Rating | MVA | 2027 | 0 | Zone Substation | None | Contingent (N-1)
Metro West | Findon 11kV | Firm Rating | MVA | 2027 | 13.4 | Zone Substation | None | Contingent (N-1)
Metro West | Flinders Park 11kV | Firm Rating | MVA | 2027 | 0 | Zone Substation | None | Contingent (N-1)
Mid North | Florieton SWER 19kV | Firm Rating | MVA | 2027 | 0 | Connection Point | None | Contingent (N-1)
Eastern Hills | Forreston 11kV | Firm Rating | MVA | 2027 | 0 | Zone Substation | None | Contingent (N-1)
Mid North | Freeling 11kV | Firm Rating | MVA | 2027 | 2.25 | Zone Substation | None | Contingent (N-1)
Mid North | Freeling North 11kV | Firm Rating | MVA | 2027 | 0 | Zone Substation | None | Contingent (N-1)
Metro West | Fulham Gardens 11kV | Firm Rating | MVA | 2027 | 28.5 | Zone Substation | None | Contingent (N-1)
Upper North | Fullerville 11kV | Firm Rating | MVA | 2027 | 0 | Zone Substation | None | Contingent (N-1)
Mid North | Gawler Belt TF1 11kV | Firm Rating | MVA | 2027 | 0 | Zone Substation | None | Contingent (N-1)
Mid North | Gawler Belt TF2 11kV | Firm Rating | MVA | 2027 | 0 | Zone Substation | None | Contingent (N-1)
Mid North | Georgetown 11kV | Firm Rating | MVA | 2027 | 0 | Zone Substation | None | Contingent (N-1)
Murraylands | Geranium 11kV | Firm Rating | MVA | 2027 | 0 | Zone Substation | None | Contingent (N-1)
Upper North | Gladstone 11kV | Firm Rating | MVA | 2027 | 2.6 | Zone Substation | None | Contingent (N-1)
Metro West | Glanville 11kV | Firm Rating | MVA | 2027 | 13.9 | Zone Substation | None | Contingent (N-1)
South East | Glencoe 11kV | Firm Rating | MVA | 2027 | 0 | Zone Substation | None | Contingent (N-1)
Metro South | Glenelg North 11kV | Firm Rating | MVA | 2027 | 15 | Zone Substation | None | Contingent (N-1)
Riverland | Glossop 11kV | Firm Rating | MVA | 2027 | 7.5 | Zone Substation | None | Contingent (N-1)
Metro East | Golden Grove 11kV | Firm Rating | MVA | 2027 | 59.6489 | Zone Substation | None | Contingent (N-1)
Mid North | Gomersal North 11kV | Firm Rating | MVA | 2027 | 0 | Zone Substation | None | Contingent (N-1)
Metro South | Goolwa 11kV | Firm Rating | MVA | 2027 | 18.2 | Zone Substation | None | Contingent (N-1)
Mid North | Gulnare 11kV | Firm Rating | MVA | 2027 | 0 | Zone Substation | None | Contingent (N-1)
Eastern Hills | Gumeracha 11kV | Firm Rating | MVA | 2027 | 0 | Zone Substation | None | Contingent (N-1)
Eastern Hills | Gumeracha Weir 11kV | Firm Rating | MVA | 2027 | 0 | Zone Substation | None | Contingent (N-1)
Eastern Hills | Gumhaven 11kV | Firm Rating | MVA | 2027 | 0 | Zone Substation | None | Contingent (N-1)
Metro South | Hackham 11kV | Firm Rating | MVA | 2027 | 0 | Zone Substation | N-1 | Contingent (N-1)
Eastern Hills | Hahndorf 11kV | Firm Rating | MVA | 2027 | 0 | Zone Substation | None | Contingent (N-1)
Mid North | Halbury 11kV | Firm Rating | MVA | 2027 | 0 | Zone Substation | None | Contingent (N-1)
Mid North | Hamley Bridge 11kV | Firm Rating | MVA | 2027 | 0 | Zone Substation | None | Contingent (N-1)
Metro South | Happy Valley 11kV | Firm Rating | MVA | 2027 | 32 | Zone Substation | None | Contingent (N-1)
Metro East | Harrow 11kV | Firm Rating | MVA | 2027 | 16.4 | Zone Substation | None | Contingent (N-1)
South East | Hatherleigh 11kV | Firm Rating | MVA | 2027 | 0 | Zone Substation | None | Contingent (N-1)
Upper North | Hawker 11kV | Firm Rating | MVA | 2027 | 0.6 | Zone Substation | None | Contingent (N-1)
Metro South | Hay Flat 11kV | Firm Rating | MVA | 2027 | 0 | Zone Substation | None | Contingent (N-1)
Metro West | Henley South 11kV | Firm Rating | MVA | 2027 | 30.4841 | Zone Substation | None | Contingent (N-1)
Eastern Hills | Hermitage 11kV | Firm Rating | MVA | 2027 | 0 | Zone Substation | None | Contingent (N-1)
Metro East | Hillcrest 11kV | Firm Rating | MVA | 2027 | 31.6 | Zone Substation | None | Contingent (N-1)
Adelaide Central | Hindley Street 11kV | Firm Rating | MVA | 2027 | 55.5415 | Zone Substation | None | Contingent (N-1)
Metro East | Holden Hill 11kV | Firm Rating | MVA | 2027 | 24.9 | Zone Substation | None | Contingent (N-1)
Metro East | Hope Valley 11kV | Firm Rating | MVA | 2027 | 0 | Zone Substation | None | Contingent (N-1)
Eastern Hills | Houghton 7.6kV | Firm Rating | MVA | 2027 | 0 | Zone Substation | None | Contingent (N-1)
Mid North | Hoyleton 11kV | Firm Rating | MVA | 2027 | 0 | Zone Substation | None | Contingent (N-1)
Yorke Peninsula | Hummocks 33kV | Firm Rating | MVA | 2027 | 25 | Connection Point | None | Contingent (N-1)
Metro East | Ingle Farm 11kV | Firm Rating | MVA | 2027 | 27.7 | Zone Substation | None | Contingent (N-1)
South East | Inverness 11kV | Firm Rating | MVA | 2027 | 0 | Zone Substation | None | Contingent (N-1)
Murraylands | Jabuk 11kV | Firm Rating | MVA | 2027 | 0 | Zone Substation | None | Contingent (N-1)
Yorke Peninsula | James Well 11kV | Firm Rating | MVA | 2027 | 0 | Zone Substation | None | Contingent (N-1)
Upper North | Jamestown 11kV | Firm Rating | MVA | 2027 | 2.2 | Zone Substation | Reverse N-1 | Contingent (N-1)
Murraylands | Jervois 11kV | Firm Rating | MVA | 2027 | 0 | Zone Substation | None | Contingent (N-1)
Yorke Peninsula | Kadina 11kV | Firm Rating | MVA | 2027 | 9.2 | Zone Substation | None | Contingent (N-1)
Yorke Peninsula | Kadina East 33kV | Firm Rating | MVA | 2027 | 60 | Connection Point | None | Contingent (N-1)
South East | Kalangadoo 11kV | Firm Rating | MVA | 2027 | 0 | Zone Substation | None | Contingent (N-1)
South East | Kalangadoo West 11kV | Firm Rating | MVA | 2027 | 0.75 | Zone Substation | None | Contingent (N-1)
Eastern Hills | Kanmantoo Copper Mine 11kV | Firm Rating | MVA | 2027 | 0 | Connection Point | None | Contingent (N-1)
Mid North | Kapunda TF1 11kV | Firm Rating | MVA | 2027 | 0 | Zone Substation | None | Contingent (N-1)
Mid North | Kapunda TF2 11kV | Firm Rating | MVA | 2027 | 0 | Zone Substation | None | Contingent (N-1)
Murraylands | Karoonda 11kV | Firm Rating | MVA | 2027 | 0 | Zone Substation | Reverse N | Contingent (N-1)
South East | Keith 11kV | Firm Rating | MVA | 2027 | 9.1 | Zone Substation | None | Contingent (N-1)
South East | Keith 33kV | Firm Rating | MVA | 2027 | 37 | Connection Point | None | Contingent (N-1)
Metro East | Kent Town 11kV | Firm Rating | MVA | 2027 | 28.9 | Zone Substation | None | Contingent (N-1)
Eastern Hills | Kersbrook 11kV | Firm Rating | MVA | 2027 | 0 | Zone Substation | None | Contingent (N-1)
Metro South | Keswick 11kV | Firm Rating | MVA | 2027 | 27 | Zone Substation | None | Contingent (N-1)
Murraylands | Ki Ki 11kV | Firm Rating | MVA | 2027 | 0 | Zone Substation | None | Contingent (N-1)
Metro West | Kilburn 11kV | Firm Rating | MVA | 2027 | 58.7705 | Zone Substation | None | Contingent (N-1)
Metro East | Kilburn South 11kV | Firm Rating | MVA | 2027 | 0 | Zone Substation | None | Contingent (N-1)
Metro West | Kilkenny 11kV | Firm Rating | MVA | 2027 | 30.5 | Zone Substation | None | Contingent (N-1)
South East | Kincraig 33kV | Firm Rating | MVA | 2027 | 30.5 | Connection Point | None | Contingent (N-1)
Metro South | Kingscote 11kV | Firm Rating | MVA | 2027 | 0 | Zone Substation | None | Contingent (N-1)
South East | Kingston SE 11kV | Firm Rating | MVA | 2027 | 2.25 | Zone Substation | None | Contingent (N-1)
Metro South | Kingswood 11kV | Firm Rating | MVA | 2027 | 36.5 | Zone Substation | None | Contingent (N-1)
South East | Kongorong 11kV | Firm Rating | MVA | 2027 | 0 | Zone Substation | None | Contingent (N-1)
South East | Kumorna 11kV | Firm Rating | MVA | 2027 | 0 | Zone Substation | None | Contingent (N-1)
Mid North | Kybunga 11kV | Firm Rating | MVA | 2027 | 0 | Zone Substation | None | Contingent (N-1)
Murraylands | Lameroo 11kV | Firm Rating | MVA | 2027 | 1.5 | Zone Substation | None | Contingent (N-1)
Eastern Hills | Langhorne Creek 11kV | Firm Rating | MVA | 2027 | 3.75 | Zone Substation | None | Contingent (N-1)
Metro West | Largs North 11kV | Firm Rating | MVA | 2027 | 18.75 | Zone Substation | None | Contingent (N-1)
Metro West | Lefevre 11kV | Firm Rating | MVA | 2027 | 38.1051 | Zone Substation | None | Contingent (N-1)
Upper North | Leigh Creek South 33kV | Firm Rating | MVA | 2027 | 0 | Connection Point | None | Contingent (N-1)
Metro East | Linden Park 11kV | Firm Rating | MVA | 2027 | 30.4841 | Zone Substation | None | Contingent (N-1)
Eyre Peninsula | Little Swamp 11kV | Firm Rating | MVA | 2027 | 0 | Zone Substation | None | Contingent (N-1)
Eastern Hills | Lobethal 11kV | Firm Rating | MVA | 2027 | 7.1 | Zone Substation | None | Contingent (N-1)
Eyre Peninsula | Lock 11kV | Firm Rating | MVA | 2027 | 0 | Zone Substation | None | Contingent (N-1)
Riverland | Loveday 11kV | Firm Rating | MVA | 2027 | 14.6267 | Zone Substation | None | Contingent (N-1)
Metro South | Lower Mitcham 11kV | Firm Rating | MVA | 2027 | 15 | Zone Substation | None | Contingent (N-1)
Riverland | Loxton 11kV | Firm Rating | MVA | 2027 | 14.9739 | Zone Substation | None | Contingent (N-1)
South East | Lucindale 11kV | Firm Rating | MVA | 2027 | 2 | Zone Substation | None | Contingent (N-1)
Mid North | Lyndoch 11kV | Firm Rating | MVA | 2027 | 0 | Zone Substation | None | Contingent (N-1)
Mid North | Lyndoch South 7.6kV | Firm Rating | MVA | 2027 | 0 | Zone Substation | None | Contingent (N-1)
Riverland | Lyrup 11kV | Firm Rating | MVA | 2027 | 3.75 | Zone Substation | None | Contingent (N-1)
Metro South | MacGillivray 11kV | Firm Rating | MVA | 2027 | 1.3 | Zone Substation | None | Contingent (N-1)
Yorke Peninsula | Maitland 11kV | Firm Rating | MVA | 2027 | 3.75 | Zone Substation | None | Contingent (N-1)
Mid North | Mallala 11kV | Firm Rating | MVA | 2027 | 3.8 | Zone Substation | None | Contingent (N-1)
Murraylands | Mannum 33kV | Firm Rating | MVA | 2027 | 21 | Connection Point | None | Contingent (N-1)
Murraylands | Mannum Town 7.6kV | Firm Rating | MVA | 2027 | 3.3 | Zone Substation | None | Contingent (N-1)
Yorke Peninsula | Marion Bay 11kV | Firm Rating | MVA | 2027 | 0 | Zone Substation | None | Contingent (N-1)
Mid North | Marrabel 11kV | Firm Rating | MVA | 2027 | 0 | Zone Substation | None | Contingent (N-1)
Metro South | McLaren Flat TF1 11kV | Firm Rating | MVA | 2027 | 0 | Zone Substation | None | Contingent (N-1)
Metro South | McLaren Flat TF2 11kV | Firm Rating | MVA | 2027 | 0 | Zone Substation | None | Contingent (N-1)
Metro South | McLaren Vale 11kV | Firm Rating | MVA | 2027 | 3 | Zone Substation | None | Contingent (N-1)
Metro South | McLaren Vale Vineyard 11kV | Firm Rating | MVA | 2027 | 0 | Zone Substation | None | Contingent (N-1)
Eastern Hills | Meadows 11kV | Firm Rating | MVA | 2027 | 3.75 | Zone Substation | Reverse N-1 | Contingent (N-1)
Upper North | Melrose 11kV | Firm Rating | MVA | 2027 | 0 | Zone Substation | None | Contingent (N-1)
Murraylands | Meningie 11kV | Firm Rating | MVA | 2027 | 3.7 | Zone Substation | None | Contingent (N-1)
Metro East | Metro East 66kV | Firm Rating | MVA | 2027 | 1395 | Connection Point | None | Contingent (N-1)
Metro North | Metro North 66kV | Firm Rating | MVA | 2027 | 693 | Connection Point | None | Contingent (N-1)
Metro South | Metro South 66kV | Firm Rating | MVA | 2027 | 1275 | Connection Point | None | Contingent (N-1)
Metro West | Metro West 66kV | Firm Rating | MVA | 2027 | 660 | Connection Point | None | Contingent (N-1)
Eastern Hills | Milang 11kV | Firm Rating | MVA | 2027 | 3.6 | Zone Substation | None | Contingent (N-1)
South East | Millicent 11kV | Firm Rating | MVA | 2027 | 6.8 | Zone Substation | None | Contingent (N-1)
Yorke Peninsula | Minlaton 11kV | Firm Rating | MVA | 2027 | 1.4 | Zone Substation | None | Contingent (N-1)
Murraylands | Mobilong 33kV | Firm Rating | MVA | 2027 | 57.2 | Connection Point | None | Contingent (N-1)
Murraylands | Monarto Central 11kV | Firm Rating | MVA | 2027 | 0 | Zone Substation | None | Contingent (N-1)
Murraylands | Monarto South 11kV | Firm Rating | MVA | 2027 | 0 | Zone Substation | None | Contingent (N-1)
Yorke Peninsula | Moonta 11kV | Firm Rating | MVA | 2027 | 7.4 | Zone Substation | N-1 | Contingent (N-1)
Eyre Peninsula | Moorkitabie 11kV | Firm Rating | MVA | 2027 | 0 | Zone Substation | None | Contingent (N-1)
Riverland | Morgan 11kV | Firm Rating | MVA | 2027 | 0 | Zone Substation | N | Contingent (N-1)
Metro South | Morphett Vale East 11kV | Firm Rating | MVA | 2027 | 30.4841 | Zone Substation | None | Contingent (N-1)
Metro South | Morphettville 11kV | Firm Rating | MVA | 2027 | 0 | Zone Substation | None | Contingent (N-1)
Eastern Hills | Mount Barker 11kV | Firm Rating | MVA | 2027 | 38.1051 | Zone Substation | None | Contingent (N-1)
Eastern Hills | Mount Barker 66kV | Firm Rating | MVA | 2027 | 149.2 | Connection Point | None | Contingent (N-1)
South East | Mount Burr 11kV | Firm Rating | MVA | 2027 | 0 | Zone Substation | None | Contingent (N-1)
South East | Mount Gambier 11kV | Firm Rating | MVA | 2027 | 15 | Zone Substation | None | Contingent (N-1)
South East | Mount Gambier 33kV | Firm Rating | MVA | 2027 | 32.5 | Connection Point | None | Contingent (N-1)
South East | Mount Gambier North 11kV | Firm Rating | MVA | 2027 | 0 | Zone Substation | N-1 | Contingent (N-1)
South East | Mount Gambier West 11kV | Firm Rating | MVA | 2027 | 15 | Zone Substation | None | Contingent (N-1)
Upper North | Mount Gunson 33kV | Firm Rating | MVA | 2027 | 0 | Connection Point | None | Contingent (N-1)
Eastern Hills | Mount Pleasant 11kV | Firm Rating | MVA | 2027 | 0 | Zone Substation | None | Contingent (N-1)
South East | Mount Schank 11kV | Firm Rating | MVA | 2027 | 2.7887 | Zone Substation | None | Contingent (N-1)
Murraylands | Murray Bridge North 11kV | Firm Rating | MVA | 2027 | 14.8 | Zone Substation | None | Contingent (N-1)
Murraylands | Murray Bridge South 11kV | Firm Rating | MVA | 2027 | 15 | Zone Substation | None | Contingent (N-1)
Eastern Hills | Mylor 11kV | Firm Rating | MVA | 2027 | 0 | Zone Substation | None | Contingent (N-1)
Murraylands | Mypolonga 11kV | Firm Rating | MVA | 2027 | 2.7 | Zone Substation | None | Contingent (N-1)
Metro South | Myponga 11kV | Firm Rating | MVA | 2027 | 7.2 | Zone Substation | None | Contingent (N-1)
Eastern Hills | Nairne 11kV | Firm Rating | MVA | 2027 | 4.9 | Zone Substation | Reverse N-1 | Contingent (N-1)
South East | Nangwarry 11kV | Firm Rating | MVA | 2027 | 0 | Zone Substation | None | Contingent (N-1)
South East | Naracoorte 11kV | Firm Rating | MVA | 2027 | 15.242 | Zone Substation | None | Contingent (N-1)
South East | Naracoorte East 11kV | Firm Rating | MVA | 2027 | 0 | Zone Substation | None | Contingent (N-1)
Murraylands | Narrung 11kV | Firm Rating | MVA | 2027 | 0 | Zone Substation | None | Contingent (N-1)
Upper North | Neuroodla 33kV | Firm Rating | MVA | 2027 | 0 | Connection Point | None | Contingent (N-1)
Metro West | New Osborne 11kV | Firm Rating | MVA | 2027 | 0 | Zone Substation | None | Contingent (N-1)
Metro West | New Richmond 11kV | Firm Rating | MVA | 2027 | 26.7 | Zone Substation | None | Contingent (N-1)
Murraylands | Nildottie 11kV | Firm Rating | MVA | 2027 | 0 | Zone Substation | None | Contingent (N-1)
Yorke Peninsula | Ninnes 11kV | Firm Rating | MVA | 2027 | 0 | Zone Substation | None | Contingent (N-1)
Metro South | Noarlunga Centre 11kV | Firm Rating | MVA | 2027 | 15 | Zone Substation | None | Contingent (N-1)
Metro East | North Adelaide 11kV | Firm Rating | MVA | 2027 | 37.4 | Zone Substation | None | Contingent (N-1)
Metro South | North Unley 11kV | Firm Rating | MVA | 2027 | 13.6 | Zone Substation | None | Contingent (N-1)
Riverland | North West Bend 66kV | Firm Rating | MVA | 2027 | 55.6 | Connection Point | None | Contingent (N-1)
Metro East | Northfield 11kV | Firm Rating | MVA | 2027 | 14.1 | Zone Substation | N | Contingent (N-1)
Metro East | Norwood 11kV | Firm Rating | MVA | 2027 | 59.7766 | Zone Substation | None | Contingent (N-1)
Mid North | Nuriootpa 11kV | Firm Rating | MVA | 2027 | 0 | Zone Substation | None | Contingent (N-1)
Metro South | Oaklands 11kV | Firm Rating | MVA | 2027 | 30.4841 | Zone Substation | None | Contingent (N-1)
Upper North | Orroroo 11kV | Firm Rating | MVA | 2027 | 1.5 | Zone Substation | None | Contingent (N-1)
South East | Padthaway 11kV | Firm Rating | MVA | 2027 | 7.2 | Zone Substation | None | Contingent (N-1)
Murraylands | Palmer 11kV | Firm Rating | MVA | 2027 | 0 | Zone Substation | None | Contingent (N-1)
Metro South | Panorama 11kV | Firm Rating | MVA | 2027 | 31 | Zone Substation | None | Contingent (N-1)
Metro North | Parafield Gardens 11kV | Firm Rating | MVA | 2027 | 38.1051 | Zone Substation | None | Contingent (N-1)
Metro North | Paralowie 11kV | Firm Rating | MVA | 2027 | 15 | Zone Substation | None | Contingent (N-1)
Murraylands | Parilla 11kV | Firm Rating | MVA | 2027 | 0 | Zone Substation | None | Contingent (N-1)
Riverland | Paringa 11kV | Firm Rating | MVA | 2027 | 0 | Zone Substation | None | Contingent (N-1)
Riverland | Paringa 33kV | Firm Rating | MVA | 2027 | 0 | Zone Substation | None | Contingent (N-1)
Yorke Peninsula | Paskeville 11kV | Firm Rating | MVA | 2027 | 0.7125 | Zone Substation | None | Contingent (N-1)
Murraylands | Peake 11kV | Firm Rating | MVA | 2027 | 0 | Zone Substation | None | Contingent (N-1)
Murraylands | Pellaring Flat 11kV | Firm Rating | MVA | 2027 | 0 | Zone Substation | None | Contingent (N-1)
Metro North | Penfield 11kV | Firm Rating | MVA | 2027 | 27.3 | Zone Substation | None | Contingent (N-1)
Metro South | Penneshaw 11kV | Firm Rating | MVA | 2027 | 0 | Zone Substation | None | Contingent (N-1)
South East | Penola 11kV | Firm Rating | MVA | 2027 | 2.25 | Zone Substation | None | Contingent (N-1)
South East | Penola West 33kV | Firm Rating | MVA | 2027 | 25 | Connection Point | None | Contingent (N-1)
Upper North | Peterborough 11kV | Firm Rating | MVA | 2027 | 0 | Zone Substation | None | Contingent (N-1)
Eastern Hills | Piccadilly 11kV | Firm Rating | MVA | 2027 | 0 | Zone Substation | None | Contingent (N-1)
Murraylands | Pinnaroo 11kV | Firm Rating | MVA | 2027 | 1.4 | Zone Substation | None | Contingent (N-1)
Murraylands | Pinnaroo South 11kV | Firm Rating | MVA | 2027 | 0 | Zone Substation | None | Contingent (N-1)
Metro South | Plympton 11kV | Firm Rating | MVA | 2027 | 15 | Zone Substation | None | Contingent (N-1)
Eyre Peninsula | Point Boston 11kV | Firm Rating | MVA | 2027 | 0 | Zone Substation | None | Contingent (N-1)
Eyre Peninsula | Polda 11kV | Firm Rating | MVA | 2027 | 0 | Zone Substation | None | Contingent (N-1)
Eyre Peninsula | Poonindie 11kV | Firm Rating | MVA | 2027 | 0 | Zone Substation | None | Contingent (N-1)
Metro West | Port Adelaide 11kV | Firm Rating | MVA | 2027 | 17.4 | Zone Substation | None | Contingent (N-1)
Metro West | Port Adelaide North 11kV | Firm Rating | MVA | 2027 | 26.3 | Zone Substation | None | Contingent (N-1)
Upper North | Port Augusta 11kV | Firm Rating | MVA | 2027 | 15 | Zone Substation | None | Contingent (N-1)
Upper North | Port Augusta West TF1 11kV | Firm Rating | MVA | 2027 | 0 | Zone Substation | None | Contingent (N-1)
Upper North | Port Augusta West TF2 11kV | Firm Rating | MVA | 2027 | 0 | Zone Substation | None | Contingent (N-1)
Upper North | Port Broughton 11kV | Firm Rating | MVA | 2027 | 3 | Zone Substation | None | Contingent (N-1)
Yorke Peninsula | Port Clinton 11kV | Firm Rating | MVA | 2027 | 0 | Zone Substation | None | Contingent (N-1)
Upper North | Port Germein 11kV | Firm Rating | MVA | 2027 | 0 | Zone Substation | None | Contingent (N-1)
Yorke Peninsula | Port Giles 11kV | Firm Rating | MVA | 2027 | 0 | Zone Substation | None | Contingent (N-1)
Yorke Peninsula | Port Julia 11kV | Firm Rating | MVA | 2027 | 0 | Zone Substation | None | Contingent (N-1)
Eyre Peninsula | Port Lincoln City 11kV | Firm Rating | MVA | 2027 | 15.242 | Zone Substation | None | Contingent (N-1)
Eyre Peninsula | Port Lincoln Docks 11kV | Firm Rating | MVA | 2027 | 0 | Zone Substation | None | Contingent (N-1)
Eyre Peninsula | Port Lincoln Marina 11kV | Firm Rating | MVA | 2027 | 0 | Zone Substation | None | Contingent (N-1)
Eyre Peninsula | Port Lincoln Terminal 33kV | Firm Rating | MVA | 2027 | 64 | Connection Point | None | Contingent (N-1)
Metro South | Port Noarlunga 11kV | Firm Rating | MVA | 2027 | 30.4 | Zone Substation | None | Contingent (N-1)
Upper North | Port Pirie Bungama 33kV | Firm Rating | MVA | 2027 | 140 | Connection Point | None | Contingent (N-1)
Upper North | Port Pirie South 11kV | Firm Rating | MVA | 2027 | 27.7358 | Zone Substation | None | Contingent (N-1)
Metro South | Port Stanvac 11kV | Firm Rating | MVA | 2027 | 29.722 | Zone Substation | None | Contingent (N-1)
Metro South | Port Stanvac TF2 11kV | Firm Rating | MVA | 2027 | 0 | Zone Substation | None | Contingent (N-1)
Yorke Peninsula | Port Vincent 11kV | Firm Rating | MVA | 2027 | 1.3 | Zone Substation | None | Contingent (N-1)
Riverland | Portee 11kV | Firm Rating | MVA | 2027 | 0 | Zone Substation | N | Contingent (N-1)
Metro East | Prospect 11kV | Firm Rating | MVA | 2027 | 27.1 | Zone Substation | None | Contingent (N-1)
Murraylands | Punyelroo 11kV | Firm Rating | MVA | 2027 | 0 | Zone Substation | None | Contingent (N-1)
Riverland | Pyap 11kV | Firm Rating | MVA | 2027 | 7.5 | Zone Substation | None | Contingent (N-1)
Riverland | Qualco 11kV | Firm Rating | MVA | 2027 | 0 | Zone Substation | N | Contingent (N-1)
Metro West | Queenstown 11kV | Firm Rating | MVA | 2027 | 12.7 | Zone Substation | None | Contingent (N-1)
Upper North | Quorn 11kV | Firm Rating | MVA | 2027 | 0 | Zone Substation | None | Contingent (N-1)
Riverland | Ramco 11kV | Firm Rating | MVA | 2027 | 5.2 | Zone Substation | None | Contingent (N-1)
Metro South | Rapid Bay 11kV | Firm Rating | MVA | 2027 | 0 | Zone Substation | None | Contingent (N-1)
Riverland | Renmark 11kV | Firm Rating | MVA | 2027 | 21.585 | Zone Substation | None | Contingent (N-1)
Mid North | Riverton 11kV | Firm Rating | MVA | 2027 | 0 | Zone Substation | None | Contingent (N-1)
South East | Robe 7.6kV | Firm Rating | MVA | 2027 | 3.75 | Zone Substation | None | Contingent (N-1)
Mid North | Robertstown 11kV | Firm Rating | MVA | 2027 | 0 | Zone Substation | None | Contingent (N-1)
Riverland | Roonka 11kV | Firm Rating | MVA | 2027 | 0 | Zone Substation | None | Contingent (N-1)
Eyre Peninsula | Rudall 11kV | Firm Rating | MVA | 2027 | 0 | Zone Substation | None | Contingent (N-1)
Metro North | Salisbury 11kV | Firm Rating | MVA | 2027 | 48.6966 | Zone Substation | N | Contingent (N-1)
Metro South | Salt Cliffs 11kV | Firm Rating | MVA | 2027 | 0 | Zone Substation | None | Contingent (N-1)
Mid North | Sandy Creek 11kV | Firm Rating | MVA | 2027 | 0 | Zone Substation | None | Contingent (N-1)
Metro South | Seacombe 11kV | Firm Rating | MVA | 2027 | 32.1 | Zone Substation | None | Contingent (N-1)
Metro South | Seaford 11kV | Firm Rating | MVA | 2027 | 0 | Zone Substation | None | Contingent (N-1)
Metro South | Second Valley 11kV | Firm Rating | MVA | 2027 | 0 | Zone Substation | None | Contingent (N-1)
Metro South | Sheidow Park 11kV | Firm Rating | MVA | 2027 | 18.75 | Zone Substation | Reverse N-1 | Contingent (N-1)
Murraylands | Sherlock 11kV | Firm Rating | MVA | 2027 | 0 | Zone Substation | None | Contingent (N-1)
Metro North | Smithfield West 11kV | Firm Rating | MVA | 2027 | 0 | Zone Substation | N-1 | Contingent (N-1)
South East | Snuggery Rural 33kV | Firm Rating | MVA | 2027 | 0 | Connection Point | None | Contingent (N-1)
South East | South End 11kV | Firm Rating | MVA | 2027 | 0.45 | Zone Substation | Reverse N-1 | Contingent (N-1)
Mid North | Spalding 11kV | Firm Rating | MVA | 2027 | 0 | Zone Substation | None | Contingent (N-1)
Metro South | Square Water Hole 11kV | Firm Rating | MVA | 2027 | 0 | Zone Substation | None | Contingent (N-1)
Yorke Peninsula | Stansbury 11kV | Firm Rating | MVA | 2027 | 0 | Zone Substation | None | Contingent (N-1)
Eastern Hills | Stirling East 11kV | Firm Rating | MVA | 2027 | 0 | Zone Substation | None | Contingent (N-1)
Upper North | Stirling North 1 11kV | Firm Rating | MVA | 2027 | 0 | Zone Substation | None | Contingent (N-1)
Upper North | Stirling North 2 11kV | Firm Rating | MVA | 2027 | 0 | Zone Substation | None | Contingent (N-1)
Mid North | Stockwell TF1 11kV | Firm Rating | MVA | 2027 | 0 | Zone Substation | None | Contingent (N-1)
Mid North | Stockwell TF2 11kV | Firm Rating | MVA | 2027 | 0 | Zone Substation | None | Contingent (N-1)
Eyre Peninsula | Stony Point 11kV | Firm Rating | MVA | 2027 | 0 | Connection Point | None | Contingent (N-1)
Eastern Hills | Strathalbyn 11kV | Firm Rating | MVA | 2027 | 0 | Zone Substation | None | Contingent (N-1)
Eyre Peninsula | Streaky Bay 11kV | Firm Rating | MVA | 2027 | 3.75 | Zone Substation | Reverse N-1 | Contingent (N-1)
Riverland | Swan Reach 11kV | Firm Rating | MVA | 2027 | 0 | Zone Substation | None | Contingent (N-1)
Riverland | Swan Reach 33kV | Firm Rating | MVA | 2027 | 0 | Zone Substation | None | Contingent (N-1)
Murraylands | Tailem Bend 33kV | Firm Rating | MVA | 2027 | 32.5 | Connection Point | None | Contingent (N-1)
Murraylands | Tailem Bend Town 11kV | Firm Rating | MVA | 2027 | 2.2 | Zone Substation | None | Contingent (N-1)
South East | Tantanoola 11kV | Firm Rating | MVA | 2027 | 0 | Zone Substation | None | Contingent (N-1)
Eyre Peninsula | Tarlton 11kV | Firm Rating | MVA | 2027 | 0 | Zone Substation | None | Contingent (N-1)
South East | Tarpeena South 11kV | Firm Rating | MVA | 2027 | 0 | Zone Substation | N-1 | Contingent (N-1)
Metro East | Tea Tree Gully 11kV | Firm Rating | MVA | 2027 | 26.5 | Zone Substation | None | Contingent (N-1)
Murraylands | Teal Flat 11kV | Firm Rating | MVA | 2027 | 4.2 | Zone Substation | None | Contingent (N-1)
Upper North | Telowie 11kV | Firm Rating | MVA | 2027 | 0 | Zone Substation | None | Contingent (N-1)
Mid North | Templers 33kV | Firm Rating | MVA | 2027 | 79.8 | Connection Point | None | Contingent (N-1)
Metro West | Thebarton 11kV | Firm Rating | MVA | 2027 | 29.5 | Zone Substation | None | Contingent (N-1)
South East | Tintinara 11kV | Firm Rating | MVA | 2027 | 0 | Zone Substation | None | Contingent (N-1)
Metro South | Tonsley Park 11kV | Firm Rating | MVA | 2027 | 28.5765 | Zone Substation | None | Contingent (N-1)
Eyre Peninsula | Tumby Bay 11kV | Firm Rating | MVA | 2027 | 3 | Zone Substation | None | Contingent (N-1)
Metro North | Two Wells 11kV | Firm Rating | MVA | 2027 | 0 | Zone Substation | N-1 | Contingent (N-1)
Eyre Peninsula | Uley 11kV | Firm Rating | MVA | 2027 | 0 | Zone Substation | None | Contingent (N-1)
Eyre Peninsula | Uley South 11kV | Firm Rating | MVA | 2027 | 0 | Zone Substation | None | Contingent (N-1)
Eastern Hills | Uraidla 11kV | Firm Rating | MVA | 2027 | 9.3 | Zone Substation | None | Contingent (N-1)
Eastern Hills | Uraidla 33kV | Firm Rating | MVA | 2027 | 0 | Zone Substation | None | Contingent (N-1)
Eastern Hills | Verdun 11kV | Firm Rating | MVA | 2027 | 0 | Zone Substation | None | Contingent (N-1)
Metro South | Victor Harbor 11kV | Firm Rating | MVA | 2027 | 31.7 | Zone Substation | None | Contingent (N-1)
Metro North | Virginia 11kV | Firm Rating | MVA | 2027 | 0 | Zone Substation | None | Contingent (N-1)
Riverland | Waikerie 11kV | Firm Rating | MVA | 2027 | 6.9 | Zone Substation | None | Contingent (N-1)
Murraylands | Walker Flat 11kV | Firm Rating | MVA | 2027 | 0 | Zone Substation | None | Contingent (N-1)
Yorke Peninsula | Wallaroo 11kV | Firm Rating | MVA | 2027 | 9.375 | Zone Substation | None | Contingent (N-1)
Yorke Peninsula | Warooka 11kV | Firm Rating | MVA | 2027 | 3.75 | Zone Substation | None | Contingent (N-1)
Mid North | Wasleys 11kV | Firm Rating | MVA | 2027 | 0 | Zone Substation | None | Contingent (N-1)
Mid North | Waterloo 33kV | Firm Rating | MVA | 2027 | 25 | Connection Point | None | Contingent (N-1)
Mid North | Waterloo Town 11kV | Firm Rating | MVA | 2027 | 0 | Zone Substation | None | Contingent (N-1)
Murraylands | White Sands 11kV | Firm Rating | MVA | 2027 | 0 | Zone Substation | None | Contingent (N-1)
Adelaide Central | Whitmore Square 11kV | Firm Rating | MVA | 2027 | 53.7749 | Zone Substation | None | Contingent (N-1)
Eyre Peninsula | Whyalla Central 33kV | Firm Rating | MVA | 2027 | 120 | Connection Point | None | Contingent (N-1)
Eyre Peninsula | Whyalla City 11kV | Firm Rating | MVA | 2027 | 13.5 | Zone Substation | None | Contingent (N-1)
Eyre Peninsula | Whyalla North 11kV | Firm Rating | MVA | 2027 | 0 | Zone Substation | None | Contingent (N-1)
Eyre Peninsula | Whyalla Stuart 11kV | Firm Rating | MVA | 2027 | 15.8 | Zone Substation | None | Contingent (N-1)
Mid North | Williamstown 11kV | Firm Rating | MVA | 2027 | 0 | Zone Substation | None | Contingent (N-1)
Mid North | Williamstown South 11kV | Firm Rating | MVA | 2027 | 0 | Zone Substation | None | Contingent (N-1)
Metro South | Willunga 11kV | Firm Rating | MVA | 2027 | 0 | Zone Substation | None | Contingent (N-1)
Metro South | Willunga 33kV | Firm Rating | MVA | 2027 | 0 | Zone Substation | None | Contingent (N-1)
Upper North | Wilmington 11kV | Firm Rating | MVA | 2027 | 0 | Zone Substation | None | Contingent (N-1)
Upper North | Wirrabara Forest 11kV | Firm Rating | MVA | 2027 | 0 | Zone Substation | None | Contingent (N-1)
Upper North | Wirrabara South 11kV | Firm Rating | MVA | 2027 | 0 | Zone Substation | None | Contingent (N-1)
Metro South | Wirrina Cove 11kV | Firm Rating | MVA | 2027 | 0 | Zone Substation | None | Contingent (N-1)
Upper North | Wongyarra 11kV | Firm Rating | MVA | 2027 | 0 | Zone Substation | None | Contingent (N-1)
Metro East | Woodforde 11kV | Firm Rating | MVA | 2027 | 25.2 | Zone Substation | None | Contingent (N-1)
Murraylands | Woods Point 11kV | Firm Rating | MVA | 2027 | 0 | Zone Substation | None | Contingent (N-1)
Eastern Hills | Woodside 11kV | Firm Rating | MVA | 2027 | 7.2 | Zone Substation | Reverse N-1 | Contingent (N-1)
Metro West | Woodville 11kV | Firm Rating | MVA | 2027 | 0 | Zone Substation | None | Contingent (N-1)
Metro West | Woodville 33kV | Firm Rating | MVA | 2027 | 0 | Zone Substation | None | Contingent (N-1)
Riverland | Woolpunda 11kV | Firm Rating | MVA | 2027 | 11.25 | Zone Substation | None | Contingent (N-1)
Eyre Peninsula | Wudinna 11kV | Firm Rating | MVA | 2027 | 4.2456 | Zone Substation | None | Contingent (N-1)
Eyre Peninsula | Wudinna 66kV | Firm Rating | MVA | 2027 | 25 | Connection Point | None | Contingent (N-1)
Eyre Peninsula | Yadnarie 66kV | Firm Rating | MVA | 2027 | 27.4 | Connection Point | None | Contingent (N-1)
Metro South | Yankalilla 11kV | Firm Rating | MVA | 2027 | 0 | Zone Substation | None | Contingent (N-1)
Metro South | Yankalilla 33kV | Firm Rating | MVA | 2027 | 0 | Zone Substation | None | Contingent (N-1)
Metro South | Yankalilla Hill 11kV | Firm Rating | MVA | 2027 | 0 | Zone Substation | None | Contingent (N-1)
Upper North | Yongala 11kV | Firm Rating | MVA | 2027 | 0 | Zone Substation | None | Contingent (N-1)
Yorke Peninsula | Yorketown 11kV | Firm Rating | MVA | 2027 | 1.5 | Zone Substation | None | Contingent (N-1)
Adelaide Central | ACR 66kV | Firm Rating | MVA | 2028 | 270 | Connection Point | None | Contingent (N-1)
Eastern Hills | Aldgate 11kV | Firm Rating | MVA | 2028 | 7.4 | Zone Substation | None | Contingent (N-1)
Metro South | Aldinga 11kV | Firm Rating | MVA | 2028 | 17.5 | Zone Substation | None | Contingent (N-1)
South East | Allendale East 11kV | Firm Rating | MVA | 2028 | 3.75 | Zone Substation | None | Contingent (N-1)
Mid North | Alma 11kV | Firm Rating | MVA | 2028 | 0 | Zone Substation | None | Contingent (N-1)
Metro South | American River 11kV | Firm Rating | MVA | 2028 | 0 | Zone Substation | None | Contingent (N-1)
Eastern Hills | Angas Creek 33kV | Firm Rating | MVA | 2028 | 31.5 | Connection Point | None | Contingent (N-1)
Mid North | Angaston 11kV | Firm Rating | MVA | 2028 | 15.242 | Zone Substation | None | Contingent (N-1)
Metro North | Angle Vale 11kV | Firm Rating | MVA | 2028 | 31.8 | Zone Substation | None | Contingent (N-1)
Yorke Peninsula | Ardrossan 11kV | Firm Rating | MVA | 2028 | 2.7578 | Zone Substation | None | Contingent (N-1)
Yorke Peninsula | Ardrossan West 33kV | Firm Rating | MVA | 2028 | 32.5 | Connection Point | None | Contingent (N-1)
Eyre Peninsula | Arno Bay 11kV | Firm Rating | MVA | 2028 | 0 | Zone Substation | None | Contingent (N-1)
Metro South | Ascot Park 11kV | Firm Rating | MVA | 2028 | 0 | Zone Substation | N | Contingent (N-1)
Metro West | Athol Park 11kV | Firm Rating | MVA | 2028 | 13.4 | Zone Substation | None | Contingent (N-1)
Mid North | Auburn 11kV | Firm Rating | MVA | 2028 | 0 | Zone Substation | None | Contingent (N-1)
Yorke Peninsula | Balaklava 7.6kV | Firm Rating | MVA | 2028 | 2.8 | Zone Substation | None | Contingent (N-1)
Eastern Hills | Balhannah 33kV | Firm Rating | MVA | 2028 | 18.75 | Zone Substation | None | Contingent (N-1)
Upper North | Baroota 33kV | Firm Rating | MVA | 2028 | 0 | Connection Point | None | Contingent (N-1)
Upper North | Baroota Town 11kV | Firm Rating | MVA | 2028 | 0 | Zone Substation | None | Contingent (N-1)
Mid North | Barossa South TF1 11kV | Firm Rating | MVA | 2028 | 0 | Zone Substation | None | Contingent (N-1)
Mid North | Barossa South TF2 11kV | Firm Rating | MVA | 2028 | 0 | Zone Substation | None | Contingent (N-1)
South East | Beachport 11kV | Firm Rating | MVA | 2028 | 0 | Zone Substation | None | Contingent (N-1)
Murraylands | Belvedere Road 7.6kV | Firm Rating | MVA | 2028 | 0 | Zone Substation | None | Contingent (N-1)
Riverland | Berri 11kV | Firm Rating | MVA | 2028 | 15 | Zone Substation | None | Contingent (N-1)
Riverland | Berri 66kV | Firm Rating | MVA | 2028 | 140 | Connection Point | None | Contingent (N-1)
Murraylands | Binnies 11kV | Firm Rating | MVA | 2028 | 0 | Zone Substation | None | Contingent (N-1)
Eastern Hills | Birdwood 11kV | Firm Rating | MVA | 2028 | 0 | Zone Substation | None | Contingent (N-1)
Yorke Peninsula | Black Point 11kV | Firm Rating | MVA | 2028 | 0 | Zone Substation | None | Contingent (N-1)
Metro West | Blackpool 11kV | Firm Rating | MVA | 2028 | 18.75 | Zone Substation | None | Contingent (N-1)
Metro South | Blackwood 11kV | Firm Rating | MVA | 2028 | 30.4841 | Zone Substation | None | Contingent (N-1)
South East | Blanche 33kV | Firm Rating | MVA | 2028 | 61.5 | Connection Point | None | Contingent (N-1)
Upper North | Booleroo Centre 11kV | Firm Rating | MVA | 2028 | 0 | Zone Substation | None | Contingent (N-1)
Eyre Peninsula | Boothby 33kV | Firm Rating | MVA | 2028 | 0 | Zone Substation | N-1 | Contingent (N-1)
Upper North | Booyoolie 11kV | Firm Rating | MVA | 2028 | 0 | Zone Substation | None | Contingent (N-1)
South East | Bordertown 11kV | Firm Rating | MVA | 2028 | 7.5 | Zone Substation | N-1 | Contingent (N-1)
Mid North | Brinkworth 33kV | Firm Rating | MVA | 2028 | 13.7 | Connection Point | None | Contingent (N-1)
Mid North | Brinkworth Town 11kV | Firm Rating | MVA | 2028 | 0 | Zone Substation | None | Contingent (N-1)
Eastern Hills | Brukunga 11kV | Firm Rating | MVA | 2028 | 0 | Zone Substation | None | Contingent (N-1)
Upper North | Bungama Napperby 11kV | Firm Rating | MVA | 2028 | 0.75 | Zone Substation | None | Contingent (N-1)
Metro East | Burnside 11kV | Firm Rating | MVA | 2028 | 0 | Zone Substation | None | Contingent (N-1)
Mid North | Burra TF2 11kV | Firm Rating | MVA | 2028 | 0 | Zone Substation | None | Contingent (N-1)
Riverland | Cadell 11kV | Firm Rating | MVA | 2028 | 1.5 | Zone Substation | None | Contingent (N-1)
Murraylands | Caloote 11kV | Firm Rating | MVA | 2028 | 2.2 | Zone Substation | None | Contingent (N-1)
Upper North | Caltowie 11kV | Firm Rating | MVA | 2028 | 0 | Zone Substation | None | Contingent (N-1)
Murraylands | Cambrai 11kV | Firm Rating | MVA | 2028 | 0.75 | Zone Substation | None | Contingent (N-1)
Murraylands | Campbell Park 11kV | Firm Rating | MVA | 2028 | 0 | Zone Substation | None | Contingent (N-1)
Metro East | Campbelltown 11kV | Firm Rating | MVA | 2028 | 38.1051 | Zone Substation | None | Contingent (N-1)
Metro South | Cape Jervis 11kV | Firm Rating | MVA | 2028 | 0 | Zone Substation | None | Contingent (N-1)
Metro South | Cape Jervis 33kV | Firm Rating | MVA | 2028 | 0 | Zone Substation | N-1 | Contingent (N-1)
Eyre Peninsula | Caralue 11kV | Firm Rating | MVA | 2028 | 0 | Zone Substation | None | Contingent (N-1)
Metro West | Cavan 11kV | Firm Rating | MVA | 2028 | 30.6 | Zone Substation | None | Contingent (N-1)
Adelaide Central | CBD 33kV | Firm Rating | MVA | 2028 | 61.2 | Zone Substation | None | Contingent (N-1)
Eyre Peninsula | Ceduna 11kV | Firm Rating | MVA | 2028 | 6.8 | Zone Substation | None | Contingent (N-1)
Eastern Hills | Chain of Ponds 11kV | Firm Rating | MVA | 2028 | 0 | Zone Substation | None | Contingent (N-1)
Metro West | Cheltenham 11kV | Firm Rating | MVA | 2028 | 0 | Zone Substation | None | Contingent (N-1)
Metro West | Cheltenham 33kV | Firm Rating | MVA | 2028 | 0 | Zone Substation | None | Contingent (N-1)
Mid North | Clare 11kV | Firm Rating | MVA | 2028 | 7.1 | Zone Substation | None | Contingent (N-1)
Mid North | Clare North 33kV | Firm Rating | MVA | 2028 | 25 | Connection Point | None | Contingent (N-1)
Metro South | Clarence Gardens 11kV | Firm Rating | MVA | 2028 | 0 | Zone Substation | None | Contingent (N-1)
Metro South | Clarendon 11kV | Firm Rating | MVA | 2028 | 0 | Zone Substation | None | Contingent (N-1)
Metro East | Clearview 11kV | Firm Rating | MVA | 2028 | 15 | Zone Substation | N | Contingent (N-1)
Eyre Peninsula | Cleve 11kV | Firm Rating | MVA | 2028 | 3.75 | Zone Substation | None | Contingent (N-1)
Eyre Peninsula | Cleve 33kV | Firm Rating | MVA | 2028 | 0 | Zone Substation | N-1 | Contingent (N-1)
Eyre Peninsula | Coffin Bay 11kV | Firm Rating | MVA | 2028 | 0 | Zone Substation | None | Contingent (N-1)
Mid North | Collinsfield 11kV | Firm Rating | MVA | 2028 | 0 | Zone Substation | None | Contingent (N-1)
Murraylands | Coomandook 11kV | Firm Rating | MVA | 2028 | 0 | Zone Substation | None | Contingent (N-1)
Murraylands | Coonalpyn 11kV | Firm Rating | MVA | 2028 | 0 | Zone Substation | None | Contingent (N-1)
South East | Coonawarra 11kV | Firm Rating | MVA | 2028 | 7.5 | Zone Substation | None | Contingent (N-1)
Upper North | Copley Nepabunna 33kV | Firm Rating | MVA | 2028 | 0 | Zone Substation | N-1 | Contingent (N-1)
Riverland | Cordola 11kV | Firm Rating | MVA | 2028 | 1.5 | Zone Substation | None | Contingent (N-1)
Adelaide Central | Coromandel Place 11kV | Firm Rating | MVA | 2028 | 73.6132 | Zone Substation | None | Contingent (N-1)
Eyre Peninsula | Cowell 11kV | Firm Rating | MVA | 2028 | 0 | Zone Substation | None | Contingent (N-1)
Metro West | Croydon 11kV | Firm Rating | MVA | 2028 | 30.4841 | Zone Substation | None | Contingent (N-1)
Metro West | Croydon Park 11kV | Firm Rating | MVA | 2028 | 14.26 | Zone Substation | None | Contingent (N-1)
Upper North | Crystal Brook 11kV | Firm Rating | MVA | 2028 | 0 | Zone Substation | None | Contingent (N-1)
Metro South | Cudmore Park 11kV | Firm Rating | MVA | 2028 | 12.9557 | Zone Substation | None | Contingent (N-1)
Eyre Peninsula | Cummins 11kV | Firm Rating | MVA | 2028 | 2 | Zone Substation | None | Contingent (N-1)
Yorke Peninsula | Curramulka 7.6kV | Firm Rating | MVA | 2028 | 0 | Zone Substation | None | Contingent (N-1)
Yorke Peninsula | Curramulka South 11kV | Firm Rating | MVA | 2028 | 0 | Zone Substation | None | Contingent (N-1)
Yorke Peninsula | Dalrymple 33kV | Firm Rating | MVA | 2028 | 25 | Connection Point | None | Contingent (N-1)
Eyre Peninsula | Darke Peak 11kV | Firm Rating | MVA | 2028 | 0 | Zone Substation | None | Contingent (N-1)
Upper North | Davenport West 33kV | Firm Rating | MVA | 2028 | 60 | Connection Point | None | Contingent (N-1)
Eastern Hills | Deloraine 11kV | Firm Rating | MVA | 2028 | 0 | Zone Substation | None | Contingent (N-1)
Metro North | Direk 11kV | Firm Rating | MVA | 2028 | 29.2 | Zone Substation | None | Contingent (N-1)
Mid North | Dorrien 33kV | Firm Rating | MVA | 2028 | 156 | Connection Point | None | Contingent (N-1)
Mid North | Dorrien TF4 11kV | Firm Rating | MVA | 2028 | 0 | Zone Substation | None | Contingent (N-1)
Mid North | Dorrien TF5 11kV | Firm Rating | MVA | 2028 | 0 | Zone Substation | None | Contingent (N-1)
Yorke Peninsula | Dowlingville 11kV | Firm Rating | MVA | 2028 | 0 | Zone Substation | None | Contingent (N-1)
Adelaide Central | East Terrace 11kV | Firm Rating | MVA | 2028 | 54.3685 | Zone Substation | None | Contingent (N-1)
Metro North | Edinburgh 11kV | Firm Rating | MVA | 2028 | 30.8 | Zone Substation | None | Contingent (N-1)
Yorke Peninsula | Edithburgh 11kV | Firm Rating | MVA | 2028 | 0 | Zone Substation | None | Contingent (N-1)
Metro North | Elizabeth Downs 11kV | Firm Rating | MVA | 2028 | 32 | Zone Substation | None | Contingent (N-1)
Metro North | Elizabeth Heights 11kV | Firm Rating | MVA | 2028 | 15 | Zone Substation | None | Contingent (N-1)
Metro North | Elizabeth South 11kV | Firm Rating | MVA | 2028 | 13.5 | Zone Substation | None | Contingent (N-1)
Mid North | Eudunda 11kV | Firm Rating | MVA | 2028 | 0 | Zone Substation | None | Contingent (N-1)
Metro North | Evanston 11kV | Firm Rating | MVA | 2028 | 30.4841 | Zone Substation | N-1 | Contingent (N-1)
Metro North | Evanston 33kV | Firm Rating | MVA | 2028 | 0 | Zone Substation | None | Contingent (N-1)
Metro West | Findon 11kV | Firm Rating | MVA | 2028 | 13.4 | Zone Substation | None | Contingent (N-1)
Metro West | Flinders Park 11kV | Firm Rating | MVA | 2028 | 0 | Zone Substation | None | Contingent (N-1)
Mid North | Florieton SWER 19kV | Firm Rating | MVA | 2028 | 0 | Connection Point | None | Contingent (N-1)
Eastern Hills | Forreston 11kV | Firm Rating | MVA | 2028 | 0 | Zone Substation | None | Contingent (N-1)
Mid North | Freeling 11kV | Firm Rating | MVA | 2028 | 2.25 | Zone Substation | None | Contingent (N-1)
Mid North | Freeling North 11kV | Firm Rating | MVA | 2028 | 0 | Zone Substation | None | Contingent (N-1)
Metro West | Fulham Gardens 11kV | Firm Rating | MVA | 2028 | 28.5 | Zone Substation | None | Contingent (N-1)
Upper North | Fullerville 11kV | Firm Rating | MVA | 2028 | 0 | Zone Substation | None | Contingent (N-1)
Mid North | Gawler Belt TF1 11kV | Firm Rating | MVA | 2028 | 0 | Zone Substation | None | Contingent (N-1)
Mid North | Gawler Belt TF2 11kV | Firm Rating | MVA | 2028 | 0 | Zone Substation | None | Contingent (N-1)
Mid North | Georgetown 11kV | Firm Rating | MVA | 2028 | 0 | Zone Substation | None | Contingent (N-1)
Murraylands | Geranium 11kV | Firm Rating | MVA | 2028 | 0 | Zone Substation | None | Contingent (N-1)
Upper North | Gladstone 11kV | Firm Rating | MVA | 2028 | 2.6 | Zone Substation | None | Contingent (N-1)
Metro West | Glanville 11kV | Firm Rating | MVA | 2028 | 13.9 | Zone Substation | None | Contingent (N-1)
South East | Glencoe 11kV | Firm Rating | MVA | 2028 | 0 | Zone Substation | None | Contingent (N-1)
Metro South | Glenelg North 11kV | Firm Rating | MVA | 2028 | 15 | Zone Substation | None | Contingent (N-1)
Riverland | Glossop 11kV | Firm Rating | MVA | 2028 | 7.5 | Zone Substation | None | Contingent (N-1)
Metro East | Golden Grove 11kV | Firm Rating | MVA | 2028 | 59.6489 | Zone Substation | None | Contingent (N-1)
Mid North | Gomersal North 11kV | Firm Rating | MVA | 2028 | 0 | Zone Substation | None | Contingent (N-1)
Metro South | Goolwa 11kV | Firm Rating | MVA | 2028 | 18.2 | Zone Substation | None | Contingent (N-1)
Mid North | Gulnare 11kV | Firm Rating | MVA | 2028 | 0 | Zone Substation | None | Contingent (N-1)
Eastern Hills | Gumeracha 11kV | Firm Rating | MVA | 2028 | 0 | Zone Substation | None | Contingent (N-1)
Eastern Hills | Gumeracha Weir 11kV | Firm Rating | MVA | 2028 | 0 | Zone Substation | None | Contingent (N-1)
Eastern Hills | Gumhaven 11kV | Firm Rating | MVA | 2028 | 0 | Zone Substation | None | Contingent (N-1)
Metro South | Hackham 11kV | Firm Rating | MVA | 2028 | 0 | Zone Substation | N-1 | Contingent (N-1)
Eastern Hills | Hahndorf 11kV | Firm Rating | MVA | 2028 | 0 | Zone Substation | None | Contingent (N-1)
Mid North | Halbury 11kV | Firm Rating | MVA | 2028 | 0 | Zone Substation | None | Contingent (N-1)
Mid North | Hamley Bridge 11kV | Firm Rating | MVA | 2028 | 0 | Zone Substation | None | Contingent (N-1)
Metro South | Happy Valley 11kV | Firm Rating | MVA | 2028 | 32 | Zone Substation | None | Contingent (N-1)
Metro East | Harrow 11kV | Firm Rating | MVA | 2028 | 16.4 | Zone Substation | None | Contingent (N-1)
South East | Hatherleigh 11kV | Firm Rating | MVA | 2028 | 0 | Zone Substation | None | Contingent (N-1)
Upper North | Hawker 11kV | Firm Rating | MVA | 2028 | 0.6 | Zone Substation | None | Contingent (N-1)
Metro South | Hay Flat 11kV | Firm Rating | MVA | 2028 | 0 | Zone Substation | None | Contingent (N-1)
Metro West | Henley South 11kV | Firm Rating | MVA | 2028 | 30.4841 | Zone Substation | None | Contingent (N-1)
Eastern Hills | Hermitage 11kV | Firm Rating | MVA | 2028 | 0 | Zone Substation | None | Contingent (N-1)
Metro East | Hillcrest 11kV | Firm Rating | MVA | 2028 | 31.6 | Zone Substation | None | Contingent (N-1)
Adelaide Central | Hindley Street 11kV | Firm Rating | MVA | 2028 | 55.5415 | Zone Substation | None | Contingent (N-1)
Metro East | Holden Hill 11kV | Firm Rating | MVA | 2028 | 24.9 | Zone Substation | None | Contingent (N-1)
Metro East | Hope Valley 11kV | Firm Rating | MVA | 2028 | 0 | Zone Substation | None | Contingent (N-1)
Eastern Hills | Houghton 7.6kV | Firm Rating | MVA | 2028 | 0 | Zone Substation | None | Contingent (N-1)
Mid North | Hoyleton 11kV | Firm Rating | MVA | 2028 | 0 | Zone Substation | None | Contingent (N-1)
Yorke Peninsula | Hummocks 33kV | Firm Rating | MVA | 2028 | 25 | Connection Point | None | Contingent (N-1)
Metro East | Ingle Farm 11kV | Firm Rating | MVA | 2028 | 27.7 | Zone Substation | None | Contingent (N-1)
South East | Inverness 11kV | Firm Rating | MVA | 2028 | 0 | Zone Substation | None | Contingent (N-1)
Murraylands | Jabuk 11kV | Firm Rating | MVA | 2028 | 0 | Zone Substation | None | Contingent (N-1)
Yorke Peninsula | James Well 11kV | Firm Rating | MVA | 2028 | 0 | Zone Substation | None | Contingent (N-1)
Upper North | Jamestown 11kV | Firm Rating | MVA | 2028 | 2.2 | Zone Substation | Reverse N-1 | Contingent (N-1)
Murraylands | Jervois 11kV | Firm Rating | MVA | 2028 | 0 | Zone Substation | None | Contingent (N-1)
Yorke Peninsula | Kadina 11kV | Firm Rating | MVA | 2028 | 9.2 | Zone Substation | None | Contingent (N-1)
Yorke Peninsula | Kadina East 33kV | Firm Rating | MVA | 2028 | 60 | Connection Point | None | Contingent (N-1)
South East | Kalangadoo 11kV | Firm Rating | MVA | 2028 | 0 | Zone Substation | None | Contingent (N-1)
South East | Kalangadoo West 11kV | Firm Rating | MVA | 2028 | 0.75 | Zone Substation | None | Contingent (N-1)
Eastern Hills | Kanmantoo Copper Mine 11kV | Firm Rating | MVA | 2028 | 0 | Connection Point | None | Contingent (N-1)
Mid North | Kapunda TF1 11kV | Firm Rating | MVA | 2028 | 0 | Zone Substation | None | Contingent (N-1)
Mid North | Kapunda TF2 11kV | Firm Rating | MVA | 2028 | 0 | Zone Substation | None | Contingent (N-1)
Murraylands | Karoonda 11kV | Firm Rating | MVA | 2028 | 0 | Zone Substation | Reverse N | Contingent (N-1)
South East | Keith 11kV | Firm Rating | MVA | 2028 | 9.1 | Zone Substation | None | Contingent (N-1)
South East | Keith 33kV | Firm Rating | MVA | 2028 | 37 | Connection Point | None | Contingent (N-1)
Metro East | Kent Town 11kV | Firm Rating | MVA | 2028 | 28.9 | Zone Substation | None | Contingent (N-1)
Eastern Hills | Kersbrook 11kV | Firm Rating | MVA | 2028 | 0 | Zone Substation | None | Contingent (N-1)
Metro South | Keswick 11kV | Firm Rating | MVA | 2028 | 27 | Zone Substation | None | Contingent (N-1)
Murraylands | Ki Ki 11kV | Firm Rating | MVA | 2028 | 0 | Zone Substation | None | Contingent (N-1)
Metro West | Kilburn 11kV | Firm Rating | MVA | 2028 | 58.7705 | Zone Substation | None | Contingent (N-1)
Metro East | Kilburn South 11kV | Firm Rating | MVA | 2028 | 0 | Zone Substation | None | Contingent (N-1)
Metro West | Kilkenny 11kV | Firm Rating | MVA | 2028 | 30.5 | Zone Substation | None | Contingent (N-1)
South East | Kincraig 33kV | Firm Rating | MVA | 2028 | 30.5 | Connection Point | None | Contingent (N-1)
Metro South | Kingscote 11kV | Firm Rating | MVA | 2028 | 0 | Zone Substation | None | Contingent (N-1)
South East | Kingston SE 11kV | Firm Rating | MVA | 2028 | 2.25 | Zone Substation | None | Contingent (N-1)
Metro South | Kingswood 11kV | Firm Rating | MVA | 2028 | 36.5 | Zone Substation | None | Contingent (N-1)
South East | Kongorong 11kV | Firm Rating | MVA | 2028 | 0 | Zone Substation | None | Contingent (N-1)
South East | Kumorna 11kV | Firm Rating | MVA | 2028 | 0 | Zone Substation | None | Contingent (N-1)
Mid North | Kybunga 11kV | Firm Rating | MVA | 2028 | 0 | Zone Substation | None | Contingent (N-1)
Murraylands | Lameroo 11kV | Firm Rating | MVA | 2028 | 1.5 | Zone Substation | None | Contingent (N-1)
Eastern Hills | Langhorne Creek 11kV | Firm Rating | MVA | 2028 | 3.75 | Zone Substation | None | Contingent (N-1)
Metro West | Largs North 11kV | Firm Rating | MVA | 2028 | 18.75 | Zone Substation | None | Contingent (N-1)
Metro West | Lefevre 11kV | Firm Rating | MVA | 2028 | 38.1051 | Zone Substation | None | Contingent (N-1)
Upper North | Leigh Creek South 33kV | Firm Rating | MVA | 2028 | 0 | Connection Point | None | Contingent (N-1)
Metro East | Linden Park 11kV | Firm Rating | MVA | 2028 | 30.4841 | Zone Substation | None | Contingent (N-1)
Eyre Peninsula | Little Swamp 11kV | Firm Rating | MVA | 2028 | 0 | Zone Substation | None | Contingent (N-1)
Eastern Hills | Lobethal 11kV | Firm Rating | MVA | 2028 | 7.1 | Zone Substation | None | Contingent (N-1)
Eyre Peninsula | Lock 11kV | Firm Rating | MVA | 2028 | 0 | Zone Substation | None | Contingent (N-1)
Riverland | Loveday 11kV | Firm Rating | MVA | 2028 | 14.6267 | Zone Substation | None | Contingent (N-1)
Metro South | Lower Mitcham 11kV | Firm Rating | MVA | 2028 | 15 | Zone Substation | None | Contingent (N-1)
Riverland | Loxton 11kV | Firm Rating | MVA | 2028 | 14.9739 | Zone Substation | None | Contingent (N-1)
South East | Lucindale 11kV | Firm Rating | MVA | 2028 | 2 | Zone Substation | None | Contingent (N-1)
Mid North | Lyndoch 11kV | Firm Rating | MVA | 2028 | 0 | Zone Substation | None | Contingent (N-1)
Mid North | Lyndoch South 7.6kV | Firm Rating | MVA | 2028 | 0 | Zone Substation | None | Contingent (N-1)
Riverland | Lyrup 11kV | Firm Rating | MVA | 2028 | 3.75 | Zone Substation | None | Contingent (N-1)
Metro South | MacGillivray 11kV | Firm Rating | MVA | 2028 | 1.3 | Zone Substation | None | Contingent (N-1)
Yorke Peninsula | Maitland 11kV | Firm Rating | MVA | 2028 | 3.75 | Zone Substation | None | Contingent (N-1)
Mid North | Mallala 11kV | Firm Rating | MVA | 2028 | 3.8 | Zone Substation | None | Contingent (N-1)
Murraylands | Mannum 33kV | Firm Rating | MVA | 2028 | 21 | Connection Point | None | Contingent (N-1)
Murraylands | Mannum Town 7.6kV | Firm Rating | MVA | 2028 | 3.3 | Zone Substation | None | Contingent (N-1)
Yorke Peninsula | Marion Bay 11kV | Firm Rating | MVA | 2028 | 0 | Zone Substation | None | Contingent (N-1)
Mid North | Marrabel 11kV | Firm Rating | MVA | 2028 | 0 | Zone Substation | None | Contingent (N-1)
Metro South | McLaren Flat TF1 11kV | Firm Rating | MVA | 2028 | 0 | Zone Substation | None | Contingent (N-1)
Metro South | McLaren Flat TF2 11kV | Firm Rating | MVA | 2028 | 0 | Zone Substation | None | Contingent (N-1)
Metro South | McLaren Vale 11kV | Firm Rating | MVA | 2028 | 3 | Zone Substation | None | Contingent (N-1)
Metro South | McLaren Vale Vineyard 11kV | Firm Rating | MVA | 2028 | 0 | Zone Substation | None | Contingent (N-1)
Eastern Hills | Meadows 11kV | Firm Rating | MVA | 2028 | 3.75 | Zone Substation | Reverse N-1 | Contingent (N-1)
Upper North | Melrose 11kV | Firm Rating | MVA | 2028 | 0 | Zone Substation | None | Contingent (N-1)
Murraylands | Meningie 11kV | Firm Rating | MVA | 2028 | 3.7 | Zone Substation | None | Contingent (N-1)
Metro East | Metro East 66kV | Firm Rating | MVA | 2028 | 1395 | Connection Point | None | Contingent (N-1)
Metro North | Metro North 66kV | Firm Rating | MVA | 2028 | 693 | Connection Point | None | Contingent (N-1)
Metro South | Metro South 66kV | Firm Rating | MVA | 2028 | 1275 | Connection Point | None | Contingent (N-1)
Metro West | Metro West 66kV | Firm Rating | MVA | 2028 | 660 | Connection Point | None | Contingent (N-1)
Eastern Hills | Milang 11kV | Firm Rating | MVA | 2028 | 3.6 | Zone Substation | None | Contingent (N-1)
South East | Millicent 11kV | Firm Rating | MVA | 2028 | 6.8 | Zone Substation | None | Contingent (N-1)
Yorke Peninsula | Minlaton 11kV | Firm Rating | MVA | 2028 | 1.4 | Zone Substation | None | Contingent (N-1)
Murraylands | Mobilong 33kV | Firm Rating | MVA | 2028 | 57.2 | Connection Point | None | Contingent (N-1)
Murraylands | Monarto Central 11kV | Firm Rating | MVA | 2028 | 0 | Zone Substation | None | Contingent (N-1)
Murraylands | Monarto South 11kV | Firm Rating | MVA | 2028 | 0 | Zone Substation | None | Contingent (N-1)
Yorke Peninsula | Moonta 11kV | Firm Rating | MVA | 2028 | 7.4 | Zone Substation | N-1 | Contingent (N-1)
Eyre Peninsula | Moorkitabie 11kV | Firm Rating | MVA | 2028 | 0 | Zone Substation | None | Contingent (N-1)
Riverland | Morgan 11kV | Firm Rating | MVA | 2028 | 0 | Zone Substation | N | Contingent (N-1)
Metro South | Morphett Vale East 11kV | Firm Rating | MVA | 2028 | 30.4841 | Zone Substation | None | Contingent (N-1)
Metro South | Morphettville 11kV | Firm Rating | MVA | 2028 | 0 | Zone Substation | None | Contingent (N-1)
Eastern Hills | Mount Barker 11kV | Firm Rating | MVA | 2028 | 38.1051 | Zone Substation | None | Contingent (N-1)
Eastern Hills | Mount Barker 66kV | Firm Rating | MVA | 2028 | 149.2 | Connection Point | None | Contingent (N-1)
South East | Mount Burr 11kV | Firm Rating | MVA | 2028 | 0 | Zone Substation | None | Contingent (N-1)
South East | Mount Gambier 11kV | Firm Rating | MVA | 2028 | 15 | Zone Substation | None | Contingent (N-1)
South East | Mount Gambier 33kV | Firm Rating | MVA | 2028 | 32.5 | Connection Point | None | Contingent (N-1)
South East | Mount Gambier North 11kV | Firm Rating | MVA | 2028 | 0 | Zone Substation | N-1 | Contingent (N-1)
South East | Mount Gambier West 11kV | Firm Rating | MVA | 2028 | 15 | Zone Substation | None | Contingent (N-1)
Upper North | Mount Gunson 33kV | Firm Rating | MVA | 2028 | 0 | Connection Point | None | Contingent (N-1)
Eastern Hills | Mount Pleasant 11kV | Firm Rating | MVA | 2028 | 0 | Zone Substation | None | Contingent (N-1)
South East | Mount Schank 11kV | Firm Rating | MVA | 2028 | 2.7887 | Zone Substation | None | Contingent (N-1)
Murraylands | Murray Bridge North 11kV | Firm Rating | MVA | 2028 | 14.8 | Zone Substation | None | Contingent (N-1)
Murraylands | Murray Bridge South 11kV | Firm Rating | MVA | 2028 | 15 | Zone Substation | None | Contingent (N-1)
Eastern Hills | Mylor 11kV | Firm Rating | MVA | 2028 | 0 | Zone Substation | None | Contingent (N-1)
Murraylands | Mypolonga 11kV | Firm Rating | MVA | 2028 | 2.7 | Zone Substation | None | Contingent (N-1)
Metro South | Myponga 11kV | Firm Rating | MVA | 2028 | 7.2 | Zone Substation | None | Contingent (N-1)
Eastern Hills | Nairne 11kV | Firm Rating | MVA | 2028 | 4.9 | Zone Substation | Reverse N-1 | Contingent (N-1)
South East | Nangwarry 11kV | Firm Rating | MVA | 2028 | 0 | Zone Substation | None | Contingent (N-1)
South East | Naracoorte 11kV | Firm Rating | MVA | 2028 | 15.242 | Zone Substation | None | Contingent (N-1)
South East | Naracoorte East 11kV | Firm Rating | MVA | 2028 | 0 | Zone Substation | None | Contingent (N-1)
Murraylands | Narrung 11kV | Firm Rating | MVA | 2028 | 0 | Zone Substation | None | Contingent (N-1)
Upper North | Neuroodla 33kV | Firm Rating | MVA | 2028 | 0 | Connection Point | None | Contingent (N-1)
Metro West | New Osborne 11kV | Firm Rating | MVA | 2028 | 0 | Zone Substation | None | Contingent (N-1)
Metro West | New Richmond 11kV | Firm Rating | MVA | 2028 | 26.7 | Zone Substation | None | Contingent (N-1)
Murraylands | Nildottie 11kV | Firm Rating | MVA | 2028 | 0 | Zone Substation | None | Contingent (N-1)
Yorke Peninsula | Ninnes 11kV | Firm Rating | MVA | 2028 | 0 | Zone Substation | None | Contingent (N-1)
Metro South | Noarlunga Centre 11kV | Firm Rating | MVA | 2028 | 15 | Zone Substation | None | Contingent (N-1)
Metro East | North Adelaide 11kV | Firm Rating | MVA | 2028 | 37.4 | Zone Substation | None | Contingent (N-1)
Metro South | North Unley 11kV | Firm Rating | MVA | 2028 | 13.6 | Zone Substation | None | Contingent (N-1)
Riverland | North West Bend 66kV | Firm Rating | MVA | 2028 | 55.6 | Connection Point | None | Contingent (N-1)
Metro East | Northfield 11kV | Firm Rating | MVA | 2028 | 14.1 | Zone Substation | N | Contingent (N-1)
Metro East | Norwood 11kV | Firm Rating | MVA | 2028 | 59.7766 | Zone Substation | None | Contingent (N-1)
Mid North | Nuriootpa 11kV | Firm Rating | MVA | 2028 | 0 | Zone Substation | None | Contingent (N-1)
Metro South | Oaklands 11kV | Firm Rating | MVA | 2028 | 30.4841 | Zone Substation | None | Contingent (N-1)
Upper North | Orroroo 11kV | Firm Rating | MVA | 2028 | 1.5 | Zone Substation | None | Contingent (N-1)
South East | Padthaway 11kV | Firm Rating | MVA | 2028 | 7.2 | Zone Substation | None | Contingent (N-1)
Murraylands | Palmer 11kV | Firm Rating | MVA | 2028 | 0 | Zone Substation | None | Contingent (N-1)
Metro South | Panorama 11kV | Firm Rating | MVA | 2028 | 31 | Zone Substation | None | Contingent (N-1)
Metro North | Parafield Gardens 11kV | Firm Rating | MVA | 2028 | 38.1051 | Zone Substation | None | Contingent (N-1)
Metro North | Paralowie 11kV | Firm Rating | MVA | 2028 | 15 | Zone Substation | None | Contingent (N-1)
Murraylands | Parilla 11kV | Firm Rating | MVA | 2028 | 0 | Zone Substation | None | Contingent (N-1)
Riverland | Paringa 11kV | Firm Rating | MVA | 2028 | 0 | Zone Substation | None | Contingent (N-1)
Riverland | Paringa 33kV | Firm Rating | MVA | 2028 | 0 | Zone Substation | None | Contingent (N-1)
Yorke Peninsula | Paskeville 11kV | Firm Rating | MVA | 2028 | 0.7125 | Zone Substation | None | Contingent (N-1)
Murraylands | Peake 11kV | Firm Rating | MVA | 2028 | 0 | Zone Substation | None | Contingent (N-1)
Murraylands | Pellaring Flat 11kV | Firm Rating | MVA | 2028 | 0 | Zone Substation | None | Contingent (N-1)
Metro North | Penfield 11kV | Firm Rating | MVA | 2028 | 27.3 | Zone Substation | None | Contingent (N-1)
Metro South | Penneshaw 11kV | Firm Rating | MVA | 2028 | 0 | Zone Substation | None | Contingent (N-1)
South East | Penola 11kV | Firm Rating | MVA | 2028 | 2.25 | Zone Substation | None | Contingent (N-1)
South East | Penola West 33kV | Firm Rating | MVA | 2028 | 25 | Connection Point | None | Contingent (N-1)
Upper North | Peterborough 11kV | Firm Rating | MVA | 2028 | 0 | Zone Substation | None | Contingent (N-1)
Eastern Hills | Piccadilly 11kV | Firm Rating | MVA | 2028 | 0 | Zone Substation | None | Contingent (N-1)
Murraylands | Pinnaroo 11kV | Firm Rating | MVA | 2028 | 1.4 | Zone Substation | None | Contingent (N-1)
Murraylands | Pinnaroo South 11kV | Firm Rating | MVA | 2028 | 0 | Zone Substation | None | Contingent (N-1)
Metro South | Plympton 11kV | Firm Rating | MVA | 2028 | 15 | Zone Substation | None | Contingent (N-1)
Eyre Peninsula | Point Boston 11kV | Firm Rating | MVA | 2028 | 0 | Zone Substation | None | Contingent (N-1)
Eyre Peninsula | Polda 11kV | Firm Rating | MVA | 2028 | 0 | Zone Substation | None | Contingent (N-1)
Eyre Peninsula | Poonindie 11kV | Firm Rating | MVA | 2028 | 0 | Zone Substation | None | Contingent (N-1)
Metro West | Port Adelaide 11kV | Firm Rating | MVA | 2028 | 17.4 | Zone Substation | None | Contingent (N-1)
Metro West | Port Adelaide North 11kV | Firm Rating | MVA | 2028 | 26.3 | Zone Substation | None | Contingent (N-1)
Upper North | Port Augusta 11kV | Firm Rating | MVA | 2028 | 15 | Zone Substation | None | Contingent (N-1)
Upper North | Port Augusta West TF1 11kV | Firm Rating | MVA | 2028 | 0 | Zone Substation | None | Contingent (N-1)
Upper North | Port Augusta West TF2 11kV | Firm Rating | MVA | 2028 | 0 | Zone Substation | None | Contingent (N-1)
Upper North | Port Broughton 11kV | Firm Rating | MVA | 2028 | 3 | Zone Substation | None | Contingent (N-1)
Yorke Peninsula | Port Clinton 11kV | Firm Rating | MVA | 2028 | 0 | Zone Substation | None | Contingent (N-1)
Upper North | Port Germein 11kV | Firm Rating | MVA | 2028 | 0 | Zone Substation | None | Contingent (N-1)
Yorke Peninsula | Port Giles 11kV | Firm Rating | MVA | 2028 | 0 | Zone Substation | None | Contingent (N-1)
Yorke Peninsula | Port Julia 11kV | Firm Rating | MVA | 2028 | 0 | Zone Substation | None | Contingent (N-1)
Eyre Peninsula | Port Lincoln City 11kV | Firm Rating | MVA | 2028 | 15.242 | Zone Substation | None | Contingent (N-1)
Eyre Peninsula | Port Lincoln Docks 11kV | Firm Rating | MVA | 2028 | 0 | Zone Substation | None | Contingent (N-1)
Eyre Peninsula | Port Lincoln Marina 11kV | Firm Rating | MVA | 2028 | 0 | Zone Substation | None | Contingent (N-1)
Eyre Peninsula | Port Lincoln Terminal 33kV | Firm Rating | MVA | 2028 | 64 | Connection Point | None | Contingent (N-1)
Metro South | Port Noarlunga 11kV | Firm Rating | MVA | 2028 | 30.4 | Zone Substation | None | Contingent (N-1)
Upper North | Port Pirie Bungama 33kV | Firm Rating | MVA | 2028 | 140 | Connection Point | None | Contingent (N-1)
Upper North | Port Pirie South 11kV | Firm Rating | MVA | 2028 | 27.7358 | Zone Substation | None | Contingent (N-1)
Metro South | Port Stanvac 11kV | Firm Rating | MVA | 2028 | 29.722 | Zone Substation | None | Contingent (N-1)
Metro South | Port Stanvac TF2 11kV | Firm Rating | MVA | 2028 | 0 | Zone Substation | None | Contingent (N-1)
Yorke Peninsula | Port Vincent 11kV | Firm Rating | MVA | 2028 | 1.3 | Zone Substation | None | Contingent (N-1)
Riverland | Portee 11kV | Firm Rating | MVA | 2028 | 0 | Zone Substation | N | Contingent (N-1)
Metro East | Prospect 11kV | Firm Rating | MVA | 2028 | 27.1 | Zone Substation | None | Contingent (N-1)
Murraylands | Punyelroo 11kV | Firm Rating | MVA | 2028 | 0 | Zone Substation | None | Contingent (N-1)
Riverland | Pyap 11kV | Firm Rating | MVA | 2028 | 7.5 | Zone Substation | None | Contingent (N-1)
Riverland | Qualco 11kV | Firm Rating | MVA | 2028 | 0 | Zone Substation | N | Contingent (N-1)
Metro West | Queenstown 11kV | Firm Rating | MVA | 2028 | 12.7 | Zone Substation | None | Contingent (N-1)
Upper North | Quorn 11kV | Firm Rating | MVA | 2028 | 0 | Zone Substation | None | Contingent (N-1)
Riverland | Ramco 11kV | Firm Rating | MVA | 2028 | 5.2 | Zone Substation | None | Contingent (N-1)
Metro South | Rapid Bay 11kV | Firm Rating | MVA | 2028 | 0 | Zone Substation | None | Contingent (N-1)
Riverland | Renmark 11kV | Firm Rating | MVA | 2028 | 21.585 | Zone Substation | None | Contingent (N-1)
Mid North | Riverton 11kV | Firm Rating | MVA | 2028 | 0 | Zone Substation | None | Contingent (N-1)
South East | Robe 7.6kV | Firm Rating | MVA | 2028 | 3.75 | Zone Substation | None | Contingent (N-1)
Mid North | Robertstown 11kV | Firm Rating | MVA | 2028 | 0 | Zone Substation | None | Contingent (N-1)
Riverland | Roonka 11kV | Firm Rating | MVA | 2028 | 0 | Zone Substation | None | Contingent (N-1)
Eyre Peninsula | Rudall 11kV | Firm Rating | MVA | 2028 | 0 | Zone Substation | None | Contingent (N-1)
Metro North | Salisbury 11kV | Firm Rating | MVA | 2028 | 48.6966 | Zone Substation | N | Contingent (N-1)
Metro South | Salt Cliffs 11kV | Firm Rating | MVA | 2028 | 0 | Zone Substation | None | Contingent (N-1)
Mid North | Sandy Creek 11kV | Firm Rating | MVA | 2028 | 0 | Zone Substation | None | Contingent (N-1)
Metro South | Seacombe 11kV | Firm Rating | MVA | 2028 | 32.1 | Zone Substation | None | Contingent (N-1)
Metro South | Seaford 11kV | Firm Rating | MVA | 2028 | 0 | Zone Substation | None | Contingent (N-1)
Metro South | Second Valley 11kV | Firm Rating | MVA | 2028 | 0 | Zone Substation | None | Contingent (N-1)
Metro South | Sheidow Park 11kV | Firm Rating | MVA | 2028 | 18.75 | Zone Substation | Reverse N-1 | Contingent (N-1)
Murraylands | Sherlock 11kV | Firm Rating | MVA | 2028 | 0 | Zone Substation | None | Contingent (N-1)
Metro North | Smithfield West 11kV | Firm Rating | MVA | 2028 | 0 | Zone Substation | N-1 | Contingent (N-1)
South East | Snuggery Rural 33kV | Firm Rating | MVA | 2028 | 0 | Connection Point | None | Contingent (N-1)
South East | South End 11kV | Firm Rating | MVA | 2028 | 0.45 | Zone Substation | Reverse N-1 | Contingent (N-1)
Mid North | Spalding 11kV | Firm Rating | MVA | 2028 | 0 | Zone Substation | None | Contingent (N-1)
Metro South | Square Water Hole 11kV | Firm Rating | MVA | 2028 | 0 | Zone Substation | None | Contingent (N-1)
Yorke Peninsula | Stansbury 11kV | Firm Rating | MVA | 2028 | 0 | Zone Substation | None | Contingent (N-1)
Eastern Hills | Stirling East 11kV | Firm Rating | MVA | 2028 | 0 | Zone Substation | None | Contingent (N-1)
Upper North | Stirling North 1 11kV | Firm Rating | MVA | 2028 | 0 | Zone Substation | None | Contingent (N-1)
Upper North | Stirling North 2 11kV | Firm Rating | MVA | 2028 | 0 | Zone Substation | None | Contingent (N-1)
Mid North | Stockwell TF1 11kV | Firm Rating | MVA | 2028 | 0 | Zone Substation | None | Contingent (N-1)
Mid North | Stockwell TF2 11kV | Firm Rating | MVA | 2028 | 0 | Zone Substation | None | Contingent (N-1)
Eyre Peninsula | Stony Point 11kV | Firm Rating | MVA | 2028 | 0 | Connection Point | None | Contingent (N-1)
Eastern Hills | Strathalbyn 11kV | Firm Rating | MVA | 2028 | 0 | Zone Substation | None | Contingent (N-1)
Eyre Peninsula | Streaky Bay 11kV | Firm Rating | MVA | 2028 | 3.75 | Zone Substation | Reverse N-1 | Contingent (N-1)
Riverland | Swan Reach 11kV | Firm Rating | MVA | 2028 | 0 | Zone Substation | None | Contingent (N-1)
Riverland | Swan Reach 33kV | Firm Rating | MVA | 2028 | 0 | Zone Substation | None | Contingent (N-1)
Murraylands | Tailem Bend 33kV | Firm Rating | MVA | 2028 | 32.5 | Connection Point | None | Contingent (N-1)
Murraylands | Tailem Bend Town 11kV | Firm Rating | MVA | 2028 | 2.2 | Zone Substation | None | Contingent (N-1)
South East | Tantanoola 11kV | Firm Rating | MVA | 2028 | 0 | Zone Substation | None | Contingent (N-1)
Eyre Peninsula | Tarlton 11kV | Firm Rating | MVA | 2028 | 0 | Zone Substation | None | Contingent (N-1)
South East | Tarpeena South 11kV | Firm Rating | MVA | 2028 | 0 | Zone Substation | N-1 | Contingent (N-1)
Metro East | Tea Tree Gully 11kV | Firm Rating | MVA | 2028 | 26.5 | Zone Substation | None | Contingent (N-1)
Murraylands | Teal Flat 11kV | Firm Rating | MVA | 2028 | 4.2 | Zone Substation | None | Contingent (N-1)
Upper North | Telowie 11kV | Firm Rating | MVA | 2028 | 0 | Zone Substation | None | Contingent (N-1)
Mid North | Templers 33kV | Firm Rating | MVA | 2028 | 79.8 | Connection Point | None | Contingent (N-1)
Metro West | Thebarton 11kV | Firm Rating | MVA | 2028 | 29.5 | Zone Substation | None | Contingent (N-1)
South East | Tintinara 11kV | Firm Rating | MVA | 2028 | 0 | Zone Substation | None | Contingent (N-1)
Metro South | Tonsley Park 11kV | Firm Rating | MVA | 2028 | 28.5765 | Zone Substation | None | Contingent (N-1)
Eyre Peninsula | Tumby Bay 11kV | Firm Rating | MVA | 2028 | 3 | Zone Substation | None | Contingent (N-1)
Metro North | Two Wells 11kV | Firm Rating | MVA | 2028 | 0 | Zone Substation | N-1 | Contingent (N-1)
Eyre Peninsula | Uley 11kV | Firm Rating | MVA | 2028 | 0 | Zone Substation | None | Contingent (N-1)
Eyre Peninsula | Uley South 11kV | Firm Rating | MVA | 2028 | 0 | Zone Substation | None | Contingent (N-1)
Eastern Hills | Uraidla 11kV | Firm Rating | MVA | 2028 | 9.3 | Zone Substation | None | Contingent (N-1)
Eastern Hills | Uraidla 33kV | Firm Rating | MVA | 2028 | 0 | Zone Substation | None | Contingent (N-1)
Eastern Hills | Verdun 11kV | Firm Rating | MVA | 2028 | 0 | Zone Substation | None | Contingent (N-1)
Metro South | Victor Harbor 11kV | Firm Rating | MVA | 2028 | 31.7 | Zone Substation | None | Contingent (N-1)
Metro North | Virginia 11kV | Firm Rating | MVA | 2028 | 0 | Zone Substation | None | Contingent (N-1)
Riverland | Waikerie 11kV | Firm Rating | MVA | 2028 | 6.9 | Zone Substation | None | Contingent (N-1)
Murraylands | Walker Flat 11kV | Firm Rating | MVA | 2028 | 0 | Zone Substation | None | Contingent (N-1)
Yorke Peninsula | Wallaroo 11kV | Firm Rating | MVA | 2028 | 9.375 | Zone Substation | None | Contingent (N-1)
Yorke Peninsula | Warooka 11kV | Firm Rating | MVA | 2028 | 3.75 | Zone Substation | None | Contingent (N-1)
Mid North | Wasleys 11kV | Firm Rating | MVA | 2028 | 0 | Zone Substation | None | Contingent (N-1)
Mid North | Waterloo 33kV | Firm Rating | MVA | 2028 | 25 | Connection Point | None | Contingent (N-1)
Mid North | Waterloo Town 11kV | Firm Rating | MVA | 2028 | 0 | Zone Substation | None | Contingent (N-1)
Murraylands | White Sands 11kV | Firm Rating | MVA | 2028 | 0 | Zone Substation | None | Contingent (N-1)
Adelaide Central | Whitmore Square 11kV | Firm Rating | MVA | 2028 | 53.7749 | Zone Substation | None | Contingent (N-1)
Eyre Peninsula | Whyalla Central 33kV | Firm Rating | MVA | 2028 | 120 | Connection Point | None | Contingent (N-1)
Eyre Peninsula | Whyalla City 11kV | Firm Rating | MVA | 2028 | 13.5 | Zone Substation | None | Contingent (N-1)
Eyre Peninsula | Whyalla North 11kV | Firm Rating | MVA | 2028 | 0 | Zone Substation | None | Contingent (N-1)
Eyre Peninsula | Whyalla Stuart 11kV | Firm Rating | MVA | 2028 | 15.8 | Zone Substation | None | Contingent (N-1)
Mid North | Williamstown 11kV | Firm Rating | MVA | 2028 | 0 | Zone Substation | None | Contingent (N-1)
Mid North | Williamstown South 11kV | Firm Rating | MVA | 2028 | 0 | Zone Substation | None | Contingent (N-1)
Metro South | Willunga 11kV | Firm Rating | MVA | 2028 | 0 | Zone Substation | None | Contingent (N-1)
Metro South | Willunga 33kV | Firm Rating | MVA | 2028 | 0 | Zone Substation | None | Contingent (N-1)
Upper North | Wilmington 11kV | Firm Rating | MVA | 2028 | 0 | Zone Substation | None | Contingent (N-1)
Upper North | Wirrabara Forest 11kV | Firm Rating | MVA | 2028 | 0 | Zone Substation | None | Contingent (N-1)
Upper North | Wirrabara South 11kV | Firm Rating | MVA | 2028 | 0 | Zone Substation | None | Contingent (N-1)
Metro South | Wirrina Cove 11kV | Firm Rating | MVA | 2028 | 0 | Zone Substation | None | Contingent (N-1)
Upper North | Wongyarra 11kV | Firm Rating | MVA | 2028 | 0 | Zone Substation | None | Contingent (N-1)
Metro East | Woodforde 11kV | Firm Rating | MVA | 2028 | 25.2 | Zone Substation | None | Contingent (N-1)
Murraylands | Woods Point 11kV | Firm Rating | MVA | 2028 | 0 | Zone Substation | None | Contingent (N-1)
Eastern Hills | Woodside 11kV | Firm Rating | MVA | 2028 | 7.2 | Zone Substation | Reverse N-1 | Contingent (N-1)
Metro West | Woodville 11kV | Firm Rating | MVA | 2028 | 0 | Zone Substation | None | Contingent (N-1)
Metro West | Woodville 33kV | Firm Rating | MVA | 2028 | 0 | Zone Substation | None | Contingent (N-1)
Riverland | Woolpunda 11kV | Firm Rating | MVA | 2028 | 11.25 | Zone Substation | None | Contingent (N-1)
Eyre Peninsula | Wudinna 11kV | Firm Rating | MVA | 2028 | 4.2456 | Zone Substation | None | Contingent (N-1)
Eyre Peninsula | Wudinna 66kV | Firm Rating | MVA | 2028 | 25 | Connection Point | None | Contingent (N-1)
Eyre Peninsula | Yadnarie 66kV | Firm Rating | MVA | 2028 | 27.4 | Connection Point | None | Contingent (N-1)
Metro South | Yankalilla 11kV | Firm Rating | MVA | 2028 | 0 | Zone Substation | None | Contingent (N-1)
Metro South | Yankalilla 33kV | Firm Rating | MVA | 2028 | 0 | Zone Substation | None | Contingent (N-1)
Metro South | Yankalilla Hill 11kV | Firm Rating | MVA | 2028 | 0 | Zone Substation | None | Contingent (N-1)
Upper North | Yongala 11kV | Firm Rating | MVA | 2028 | 0 | Zone Substation | None | Contingent (N-1)
Yorke Peninsula | Yorketown 11kV | Firm Rating | MVA | 2028 | 1.5 | Zone Substation | None | Contingent (N-1)
Adelaide Central | ACR 66kV | Firm Rating | MVA | 2029 | 270 | Connection Point | None | Contingent (N-1)
Eastern Hills | Aldgate 11kV | Firm Rating | MVA | 2029 | 7.4 | Zone Substation | None | Contingent (N-1)
Metro South | Aldinga 11kV | Firm Rating | MVA | 2029 | 17.5 | Zone Substation | None | Contingent (N-1)
South East | Allendale East 11kV | Firm Rating | MVA | 2029 | 3.75 | Zone Substation | None | Contingent (N-1)
Mid North | Alma 11kV | Firm Rating | MVA | 2029 | 0 | Zone Substation | None | Contingent (N-1)
Metro South | American River 11kV | Firm Rating | MVA | 2029 | 0 | Zone Substation | None | Contingent (N-1)
Eastern Hills | Angas Creek 33kV | Firm Rating | MVA | 2029 | 31.5 | Connection Point | None | Contingent (N-1)
Mid North | Angaston 11kV | Firm Rating | MVA | 2029 | 15.242 | Zone Substation | None | Contingent (N-1)
Metro North | Angle Vale 11kV | Firm Rating | MVA | 2029 | 31.8 | Zone Substation | None | Contingent (N-1)
Yorke Peninsula | Ardrossan 11kV | Firm Rating | MVA | 2029 | 2.7578 | Zone Substation | None | Contingent (N-1)
Yorke Peninsula | Ardrossan West 33kV | Firm Rating | MVA | 2029 | 32.5 | Connection Point | None | Contingent (N-1)
Eyre Peninsula | Arno Bay 11kV | Firm Rating | MVA | 2029 | 0 | Zone Substation | None | Contingent (N-1)
Metro South | Ascot Park 11kV | Firm Rating | MVA | 2029 | 0 | Zone Substation | N | Contingent (N-1)
Metro West | Athol Park 11kV | Firm Rating | MVA | 2029 | 13.4 | Zone Substation | None | Contingent (N-1)
Mid North | Auburn 11kV | Firm Rating | MVA | 2029 | 0 | Zone Substation | None | Contingent (N-1)
Yorke Peninsula | Balaklava 7.6kV | Firm Rating | MVA | 2029 | 2.8 | Zone Substation | None | Contingent (N-1)
Eastern Hills | Balhannah 33kV | Firm Rating | MVA | 2029 | 18.75 | Zone Substation | None | Contingent (N-1)
Upper North | Baroota 33kV | Firm Rating | MVA | 2029 | 0 | Connection Point | None | Contingent (N-1)
Upper North | Baroota Town 11kV | Firm Rating | MVA | 2029 | 0 | Zone Substation | None | Contingent (N-1)
Mid North | Barossa South TF1 11kV | Firm Rating | MVA | 2029 | 0 | Zone Substation | None | Contingent (N-1)
Mid North | Barossa South TF2 11kV | Firm Rating | MVA | 2029 | 0 | Zone Substation | None | Contingent (N-1)
South East | Beachport 11kV | Firm Rating | MVA | 2029 | 0 | Zone Substation | None | Contingent (N-1)
Murraylands | Belvedere Road 7.6kV | Firm Rating | MVA | 2029 | 0 | Zone Substation | None | Contingent (N-1)
Riverland | Berri 11kV | Firm Rating | MVA | 2029 | 15 | Zone Substation | None | Contingent (N-1)
Riverland | Berri 66kV | Firm Rating | MVA | 2029 | 140 | Connection Point | None | Contingent (N-1)
Murraylands | Binnies 11kV | Firm Rating | MVA | 2029 | 0 | Zone Substation | None | Contingent (N-1)
Eastern Hills | Birdwood 11kV | Firm Rating | MVA | 2029 | 0 | Zone Substation | None | Contingent (N-1)
Yorke Peninsula | Black Point 11kV | Firm Rating | MVA | 2029 | 0 | Zone Substation | None | Contingent (N-1)
Metro West | Blackpool 11kV | Firm Rating | MVA | 2029 | 18.75 | Zone Substation | None | Contingent (N-1)
Metro South | Blackwood 11kV | Firm Rating | MVA | 2029 | 30.4841 | Zone Substation | None | Contingent (N-1)
South East | Blanche 33kV | Firm Rating | MVA | 2029 | 61.5 | Connection Point | None | Contingent (N-1)
Upper North | Booleroo Centre 11kV | Firm Rating | MVA | 2029 | 0 | Zone Substation | None | Contingent (N-1)
Eyre Peninsula | Boothby 33kV | Firm Rating | MVA | 2029 | 0 | Zone Substation | N-1 | Contingent (N-1)
Upper North | Booyoolie 11kV | Firm Rating | MVA | 2029 | 0 | Zone Substation | None | Contingent (N-1)
South East | Bordertown 11kV | Firm Rating | MVA | 2029 | 7.5 | Zone Substation | N-1 | Contingent (N-1)
Mid North | Brinkworth 33kV | Firm Rating | MVA | 2029 | 13.7 | Connection Point | None | Contingent (N-1)
Mid North | Brinkworth Town 11kV | Firm Rating | MVA | 2029 | 0 | Zone Substation | None | Contingent (N-1)
Eastern Hills | Brukunga 11kV | Firm Rating | MVA | 2029 | 0 | Zone Substation | None | Contingent (N-1)
Upper North | Bungama Napperby 11kV | Firm Rating | MVA | 2029 | 0.75 | Zone Substation | None | Contingent (N-1)
Metro East | Burnside 11kV | Firm Rating | MVA | 2029 | 0 | Zone Substation | None | Contingent (N-1)
Mid North | Burra TF2 11kV | Firm Rating | MVA | 2029 | 0 | Zone Substation | None | Contingent (N-1)
Riverland | Cadell 11kV | Firm Rating | MVA | 2029 | 1.5 | Zone Substation | None | Contingent (N-1)
Murraylands | Caloote 11kV | Firm Rating | MVA | 2029 | 2.2 | Zone Substation | None | Contingent (N-1)
Upper North | Caltowie 11kV | Firm Rating | MVA | 2029 | 0 | Zone Substation | None | Contingent (N-1)
Murraylands | Cambrai 11kV | Firm Rating | MVA | 2029 | 0.75 | Zone Substation | None | Contingent (N-1)
Murraylands | Campbell Park 11kV | Firm Rating | MVA | 2029 | 0 | Zone Substation | None | Contingent (N-1)
Metro East | Campbelltown 11kV | Firm Rating | MVA | 2029 | 38.1051 | Zone Substation | None | Contingent (N-1)
Metro South | Cape Jervis 11kV | Firm Rating | MVA | 2029 | 0 | Zone Substation | None | Contingent (N-1)
Metro South | Cape Jervis 33kV | Firm Rating | MVA | 2029 | 0 | Zone Substation | N-1 | Contingent (N-1)
Eyre Peninsula | Caralue 11kV | Firm Rating | MVA | 2029 | 0 | Zone Substation | None | Contingent (N-1)
Metro West | Cavan 11kV | Firm Rating | MVA | 2029 | 30.6 | Zone Substation | None | Contingent (N-1)
Adelaide Central | CBD 33kV | Firm Rating | MVA | 2029 | 61.2 | Zone Substation | None | Contingent (N-1)
Eyre Peninsula | Ceduna 11kV | Firm Rating | MVA | 2029 | 6.8 | Zone Substation | None | Contingent (N-1)
Eastern Hills | Chain of Ponds 11kV | Firm Rating | MVA | 2029 | 0 | Zone Substation | None | Contingent (N-1)
Metro West | Cheltenham 11kV | Firm Rating | MVA | 2029 | 0 | Zone Substation | None | Contingent (N-1)
Metro West | Cheltenham 33kV | Firm Rating | MVA | 2029 | 0 | Zone Substation | None | Contingent (N-1)
Mid North | Clare 11kV | Firm Rating | MVA | 2029 | 7.1 | Zone Substation | None | Contingent (N-1)
Mid North | Clare North 33kV | Firm Rating | MVA | 2029 | 25 | Connection Point | None | Contingent (N-1)
Metro South | Clarence Gardens 11kV | Firm Rating | MVA | 2029 | 0 | Zone Substation | None | Contingent (N-1)
Metro South | Clarendon 11kV | Firm Rating | MVA | 2029 | 0 | Zone Substation | None | Contingent (N-1)
Metro East | Clearview 11kV | Firm Rating | MVA | 2029 | 15 | Zone Substation | N | Contingent (N-1)
Eyre Peninsula | Cleve 11kV | Firm Rating | MVA | 2029 | 3.75 | Zone Substation | None | Contingent (N-1)
Eyre Peninsula | Cleve 33kV | Firm Rating | MVA | 2029 | 0 | Zone Substation | N-1 | Contingent (N-1)
Eyre Peninsula | Coffin Bay 11kV | Firm Rating | MVA | 2029 | 0 | Zone Substation | None | Contingent (N-1)
Mid North | Collinsfield 11kV | Firm Rating | MVA | 2029 | 0 | Zone Substation | None | Contingent (N-1)
Murraylands | Coomandook 11kV | Firm Rating | MVA | 2029 | 0 | Zone Substation | None | Contingent (N-1)
Murraylands | Coonalpyn 11kV | Firm Rating | MVA | 2029 | 0 | Zone Substation | None | Contingent (N-1)
South East | Coonawarra 11kV | Firm Rating | MVA | 2029 | 7.5 | Zone Substation | None | Contingent (N-1)
Upper North | Copley Nepabunna 33kV | Firm Rating | MVA | 2029 | 0 | Zone Substation | N-1 | Contingent (N-1)
Riverland | Cordola 11kV | Firm Rating | MVA | 2029 | 1.5 | Zone Substation | None | Contingent (N-1)
Adelaide Central | Coromandel Place 11kV | Firm Rating | MVA | 2029 | 73.6132 | Zone Substation | None | Contingent (N-1)
Eyre Peninsula | Cowell 11kV | Firm Rating | MVA | 2029 | 0 | Zone Substation | None | Contingent (N-1)
Metro West | Croydon 11kV | Firm Rating | MVA | 2029 | 30.4841 | Zone Substation | None | Contingent (N-1)
Metro West | Croydon Park 11kV | Firm Rating | MVA | 2029 | 14.26 | Zone Substation | None | Contingent (N-1)
Upper North | Crystal Brook 11kV | Firm Rating | MVA | 2029 | 0 | Zone Substation | None | Contingent (N-1)
Metro South | Cudmore Park 11kV | Firm Rating | MVA | 2029 | 12.9557 | Zone Substation | None | Contingent (N-1)
Eyre Peninsula | Cummins 11kV | Firm Rating | MVA | 2029 | 2 | Zone Substation | None | Contingent (N-1)
Yorke Peninsula | Curramulka 7.6kV | Firm Rating | MVA | 2029 | 0 | Zone Substation | None | Contingent (N-1)
Yorke Peninsula | Curramulka South 11kV | Firm Rating | MVA | 2029 | 0 | Zone Substation | None | Contingent (N-1)
Yorke Peninsula | Dalrymple 33kV | Firm Rating | MVA | 2029 | 25 | Connection Point | None | Contingent (N-1)
Eyre Peninsula | Darke Peak 11kV | Firm Rating | MVA | 2029 | 0 | Zone Substation | None | Contingent (N-1)
Upper North | Davenport West 33kV | Firm Rating | MVA | 2029 | 60 | Connection Point | None | Contingent (N-1)
Eastern Hills | Deloraine 11kV | Firm Rating | MVA | 2029 | 0 | Zone Substation | None | Contingent (N-1)
Metro North | Direk 11kV | Firm Rating | MVA | 2029 | 29.2 | Zone Substation | None | Contingent (N-1)
Mid North | Dorrien 33kV | Firm Rating | MVA | 2029 | 156 | Connection Point | None | Contingent (N-1)
Mid North | Dorrien TF4 11kV | Firm Rating | MVA | 2029 | 0 | Zone Substation | None | Contingent (N-1)
Mid North | Dorrien TF5 11kV | Firm Rating | MVA | 2029 | 0 | Zone Substation | None | Contingent (N-1)
Yorke Peninsula | Dowlingville 11kV | Firm Rating | MVA | 2029 | 0 | Zone Substation | None | Contingent (N-1)
Adelaide Central | East Terrace 11kV | Firm Rating | MVA | 2029 | 54.3685 | Zone Substation | None | Contingent (N-1)
Metro North | Edinburgh 11kV | Firm Rating | MVA | 2029 | 30.8 | Zone Substation | None | Contingent (N-1)
Yorke Peninsula | Edithburgh 11kV | Firm Rating | MVA | 2029 | 0 | Zone Substation | None | Contingent (N-1)
Metro North | Elizabeth Downs 11kV | Firm Rating | MVA | 2029 | 32 | Zone Substation | None | Contingent (N-1)
Metro North | Elizabeth Heights 11kV | Firm Rating | MVA | 2029 | 15 | Zone Substation | None | Contingent (N-1)
Metro North | Elizabeth South 11kV | Firm Rating | MVA | 2029 | 13.5 | Zone Substation | None | Contingent (N-1)
Mid North | Eudunda 11kV | Firm Rating | MVA | 2029 | 0 | Zone Substation | None | Contingent (N-1)
Metro North | Evanston 11kV | Firm Rating | MVA | 2029 | 30.4841 | Zone Substation | N-1 | Contingent (N-1)
Metro North | Evanston 33kV | Firm Rating | MVA | 2029 | 0 | Zone Substation | None | Contingent (N-1)
Metro West | Findon 11kV | Firm Rating | MVA | 2029 | 13.4 | Zone Substation | None | Contingent (N-1)
Metro West | Flinders Park 11kV | Firm Rating | MVA | 2029 | 0 | Zone Substation | None | Contingent (N-1)
Mid North | Florieton SWER 19kV | Firm Rating | MVA | 2029 | 0 | Connection Point | None | Contingent (N-1)
Eastern Hills | Forreston 11kV | Firm Rating | MVA | 2029 | 0 | Zone Substation | None | Contingent (N-1)
Mid North | Freeling 11kV | Firm Rating | MVA | 2029 | 2.25 | Zone Substation | None | Contingent (N-1)
Mid North | Freeling North 11kV | Firm Rating | MVA | 2029 | 0 | Zone Substation | None | Contingent (N-1)
Metro West | Fulham Gardens 11kV | Firm Rating | MVA | 2029 | 28.5 | Zone Substation | None | Contingent (N-1)
Upper North | Fullerville 11kV | Firm Rating | MVA | 2029 | 0 | Zone Substation | None | Contingent (N-1)
Mid North | Gawler Belt TF1 11kV | Firm Rating | MVA | 2029 | 0 | Zone Substation | None | Contingent (N-1)
Mid North | Gawler Belt TF2 11kV | Firm Rating | MVA | 2029 | 0 | Zone Substation | None | Contingent (N-1)
Mid North | Georgetown 11kV | Firm Rating | MVA | 2029 | 0 | Zone Substation | None | Contingent (N-1)
Murraylands | Geranium 11kV | Firm Rating | MVA | 2029 | 0 | Zone Substation | None | Contingent (N-1)
Upper North | Gladstone 11kV | Firm Rating | MVA | 2029 | 2.6 | Zone Substation | None | Contingent (N-1)
Metro West | Glanville 11kV | Firm Rating | MVA | 2029 | 13.9 | Zone Substation | None | Contingent (N-1)
South East | Glencoe 11kV | Firm Rating | MVA | 2029 | 0 | Zone Substation | None | Contingent (N-1)
Metro South | Glenelg North 11kV | Firm Rating | MVA | 2029 | 15 | Zone Substation | None | Contingent (N-1)
Riverland | Glossop 11kV | Firm Rating | MVA | 2029 | 7.5 | Zone Substation | None | Contingent (N-1)
Metro East | Golden Grove 11kV | Firm Rating | MVA | 2029 | 59.6489 | Zone Substation | None | Contingent (N-1)
Mid North | Gomersal North 11kV | Firm Rating | MVA | 2029 | 0 | Zone Substation | None | Contingent (N-1)
Metro South | Goolwa 11kV | Firm Rating | MVA | 2029 | 18.2 | Zone Substation | None | Contingent (N-1)
Mid North | Gulnare 11kV | Firm Rating | MVA | 2029 | 0 | Zone Substation | None | Contingent (N-1)
Eastern Hills | Gumeracha 11kV | Firm Rating | MVA | 2029 | 0 | Zone Substation | None | Contingent (N-1)
Eastern Hills | Gumeracha Weir 11kV | Firm Rating | MVA | 2029 | 0 | Zone Substation | None | Contingent (N-1)
Eastern Hills | Gumhaven 11kV | Firm Rating | MVA | 2029 | 0 | Zone Substation | None | Contingent (N-1)
Metro South | Hackham 11kV | Firm Rating | MVA | 2029 | 0 | Zone Substation | N-1 | Contingent (N-1)
Eastern Hills | Hahndorf 11kV | Firm Rating | MVA | 2029 | 0 | Zone Substation | None | Contingent (N-1)
Mid North | Halbury 11kV | Firm Rating | MVA | 2029 | 0 | Zone Substation | None | Contingent (N-1)
Mid North | Hamley Bridge 11kV | Firm Rating | MVA | 2029 | 0 | Zone Substation | None | Contingent (N-1)
Metro South | Happy Valley 11kV | Firm Rating | MVA | 2029 | 32 | Zone Substation | None | Contingent (N-1)
Metro East | Harrow 11kV | Firm Rating | MVA | 2029 | 16.4 | Zone Substation | None | Contingent (N-1)
South East | Hatherleigh 11kV | Firm Rating | MVA | 2029 | 0 | Zone Substation | None | Contingent (N-1)
Upper North | Hawker 11kV | Firm Rating | MVA | 2029 | 0.6 | Zone Substation | None | Contingent (N-1)
Metro South | Hay Flat 11kV | Firm Rating | MVA | 2029 | 0 | Zone Substation | None | Contingent (N-1)
Metro West | Henley South 11kV | Firm Rating | MVA | 2029 | 30.4841 | Zone Substation | None | Contingent (N-1)
Eastern Hills | Hermitage 11kV | Firm Rating | MVA | 2029 | 0 | Zone Substation | None | Contingent (N-1)
Metro East | Hillcrest 11kV | Firm Rating | MVA | 2029 | 31.6 | Zone Substation | None | Contingent (N-1)
Adelaide Central | Hindley Street 11kV | Firm Rating | MVA | 2029 | 55.5415 | Zone Substation | None | Contingent (N-1)
Metro East | Holden Hill 11kV | Firm Rating | MVA | 2029 | 24.9 | Zone Substation | None | Contingent (N-1)
Metro East | Hope Valley 11kV | Firm Rating | MVA | 2029 | 0 | Zone Substation | None | Contingent (N-1)
Eastern Hills | Houghton 7.6kV | Firm Rating | MVA | 2029 | 0 | Zone Substation | None | Contingent (N-1)
Mid North | Hoyleton 11kV | Firm Rating | MVA | 2029 | 0 | Zone Substation | None | Contingent (N-1)
Yorke Peninsula | Hummocks 33kV | Firm Rating | MVA | 2029 | 25 | Connection Point | None | Contingent (N-1)
Metro East | Ingle Farm 11kV | Firm Rating | MVA | 2029 | 27.7 | Zone Substation | None | Contingent (N-1)
South East | Inverness 11kV | Firm Rating | MVA | 2029 | 0 | Zone Substation | None | Contingent (N-1)
Murraylands | Jabuk 11kV | Firm Rating | MVA | 2029 | 0 | Zone Substation | None | Contingent (N-1)
Yorke Peninsula | James Well 11kV | Firm Rating | MVA | 2029 | 0 | Zone Substation | None | Contingent (N-1)
Upper North | Jamestown 11kV | Firm Rating | MVA | 2029 | 2.2 | Zone Substation | Reverse N-1 | Contingent (N-1)
Murraylands | Jervois 11kV | Firm Rating | MVA | 2029 | 0 | Zone Substation | None | Contingent (N-1)
Yorke Peninsula | Kadina 11kV | Firm Rating | MVA | 2029 | 9.2 | Zone Substation | None | Contingent (N-1)
Yorke Peninsula | Kadina East 33kV | Firm Rating | MVA | 2029 | 60 | Connection Point | None | Contingent (N-1)
South East | Kalangadoo 11kV | Firm Rating | MVA | 2029 | 0 | Zone Substation | None | Contingent (N-1)
South East | Kalangadoo West 11kV | Firm Rating | MVA | 2029 | 0.75 | Zone Substation | None | Contingent (N-1)
Eastern Hills | Kanmantoo Copper Mine 11kV | Firm Rating | MVA | 2029 | 0 | Connection Point | None | Contingent (N-1)
Mid North | Kapunda TF1 11kV | Firm Rating | MVA | 2029 | 0 | Zone Substation | None | Contingent (N-1)
Mid North | Kapunda TF2 11kV | Firm Rating | MVA | 2029 | 0 | Zone Substation | None | Contingent (N-1)
Murraylands | Karoonda 11kV | Firm Rating | MVA | 2029 | 0 | Zone Substation | Reverse N | Contingent (N-1)
South East | Keith 11kV | Firm Rating | MVA | 2029 | 9.1 | Zone Substation | None | Contingent (N-1)
South East | Keith 33kV | Firm Rating | MVA | 2029 | 37 | Connection Point | None | Contingent (N-1)
Metro East | Kent Town 11kV | Firm Rating | MVA | 2029 | 28.9 | Zone Substation | None | Contingent (N-1)
Eastern Hills | Kersbrook 11kV | Firm Rating | MVA | 2029 | 0 | Zone Substation | None | Contingent (N-1)
Metro South | Keswick 11kV | Firm Rating | MVA | 2029 | 27 | Zone Substation | None | Contingent (N-1)
Murraylands | Ki Ki 11kV | Firm Rating | MVA | 2029 | 0 | Zone Substation | None | Contingent (N-1)
Metro West | Kilburn 11kV | Firm Rating | MVA | 2029 | 58.7705 | Zone Substation | None | Contingent (N-1)
Metro East | Kilburn South 11kV | Firm Rating | MVA | 2029 | 0 | Zone Substation | None | Contingent (N-1)
Metro West | Kilkenny 11kV | Firm Rating | MVA | 2029 | 30.5 | Zone Substation | None | Contingent (N-1)
South East | Kincraig 33kV | Firm Rating | MVA | 2029 | 30.5 | Connection Point | None | Contingent (N-1)
Metro South | Kingscote 11kV | Firm Rating | MVA | 2029 | 0 | Zone Substation | None | Contingent (N-1)
South East | Kingston SE 11kV | Firm Rating | MVA | 2029 | 2.25 | Zone Substation | None | Contingent (N-1)
Metro South | Kingswood 11kV | Firm Rating | MVA | 2029 | 36.5 | Zone Substation | None | Contingent (N-1)
South East | Kongorong 11kV | Firm Rating | MVA | 2029 | 0 | Zone Substation | None | Contingent (N-1)
South East | Kumorna 11kV | Firm Rating | MVA | 2029 | 0 | Zone Substation | None | Contingent (N-1)
Mid North | Kybunga 11kV | Firm Rating | MVA | 2029 | 0 | Zone Substation | None | Contingent (N-1)
Murraylands | Lameroo 11kV | Firm Rating | MVA | 2029 | 1.5 | Zone Substation | None | Contingent (N-1)
Eastern Hills | Langhorne Creek 11kV | Firm Rating | MVA | 2029 | 3.75 | Zone Substation | None | Contingent (N-1)
Metro West | Largs North 11kV | Firm Rating | MVA | 2029 | 18.75 | Zone Substation | None | Contingent (N-1)
Metro West | Lefevre 11kV | Firm Rating | MVA | 2029 | 38.1051 | Zone Substation | None | Contingent (N-1)
Upper North | Leigh Creek South 33kV | Firm Rating | MVA | 2029 | 0 | Connection Point | None | Contingent (N-1)
Metro East | Linden Park 11kV | Firm Rating | MVA | 2029 | 30.4841 | Zone Substation | None | Contingent (N-1)
Eyre Peninsula | Little Swamp 11kV | Firm Rating | MVA | 2029 | 0 | Zone Substation | None | Contingent (N-1)
Eastern Hills | Lobethal 11kV | Firm Rating | MVA | 2029 | 7.1 | Zone Substation | None | Contingent (N-1)
Eyre Peninsula | Lock 11kV | Firm Rating | MVA | 2029 | 0 | Zone Substation | None | Contingent (N-1)
Riverland | Loveday 11kV | Firm Rating | MVA | 2029 | 14.6267 | Zone Substation | None | Contingent (N-1)
Metro South | Lower Mitcham 11kV | Firm Rating | MVA | 2029 | 15 | Zone Substation | None | Contingent (N-1)
Riverland | Loxton 11kV | Firm Rating | MVA | 2029 | 14.9739 | Zone Substation | None | Contingent (N-1)
South East | Lucindale 11kV | Firm Rating | MVA | 2029 | 2 | Zone Substation | None | Contingent (N-1)
Mid North | Lyndoch 11kV | Firm Rating | MVA | 2029 | 0 | Zone Substation | None | Contingent (N-1)
Mid North | Lyndoch South 7.6kV | Firm Rating | MVA | 2029 | 0 | Zone Substation | None | Contingent (N-1)
Riverland | Lyrup 11kV | Firm Rating | MVA | 2029 | 3.75 | Zone Substation | None | Contingent (N-1)
Metro South | MacGillivray 11kV | Firm Rating | MVA | 2029 | 1.3 | Zone Substation | None | Contingent (N-1)
Yorke Peninsula | Maitland 11kV | Firm Rating | MVA | 2029 | 3.75 | Zone Substation | None | Contingent (N-1)
Mid North | Mallala 11kV | Firm Rating | MVA | 2029 | 3.8 | Zone Substation | None | Contingent (N-1)
Murraylands | Mannum 33kV | Firm Rating | MVA | 2029 | 21 | Connection Point | None | Contingent (N-1)
Murraylands | Mannum Town 7.6kV | Firm Rating | MVA | 2029 | 3.3 | Zone Substation | None | Contingent (N-1)
Yorke Peninsula | Marion Bay 11kV | Firm Rating | MVA | 2029 | 0 | Zone Substation | None | Contingent (N-1)
Mid North | Marrabel 11kV | Firm Rating | MVA | 2029 | 0 | Zone Substation | None | Contingent (N-1)
Metro South | McLaren Flat TF1 11kV | Firm Rating | MVA | 2029 | 0 | Zone Substation | None | Contingent (N-1)
Metro South | McLaren Flat TF2 11kV | Firm Rating | MVA | 2029 | 0 | Zone Substation | None | Contingent (N-1)
Metro South | McLaren Vale 11kV | Firm Rating | MVA | 2029 | 3 | Zone Substation | None | Contingent (N-1)
Metro South | McLaren Vale Vineyard 11kV | Firm Rating | MVA | 2029 | 0 | Zone Substation | None | Contingent (N-1)
Eastern Hills | Meadows 11kV | Firm Rating | MVA | 2029 | 3.75 | Zone Substation | Reverse N-1 | Contingent (N-1)
Upper North | Melrose 11kV | Firm Rating | MVA | 2029 | 0 | Zone Substation | None | Contingent (N-1)
Murraylands | Meningie 11kV | Firm Rating | MVA | 2029 | 3.7 | Zone Substation | None | Contingent (N-1)
Metro East | Metro East 66kV | Firm Rating | MVA | 2029 | 1395 | Connection Point | None | Contingent (N-1)
Metro North | Metro North 66kV | Firm Rating | MVA | 2029 | 693 | Connection Point | None | Contingent (N-1)
Metro South | Metro South 66kV | Firm Rating | MVA | 2029 | 1275 | Connection Point | None | Contingent (N-1)
Metro West | Metro West 66kV | Firm Rating | MVA | 2029 | 660 | Connection Point | None | Contingent (N-1)
Eastern Hills | Milang 11kV | Firm Rating | MVA | 2029 | 3.6 | Zone Substation | None | Contingent (N-1)
South East | Millicent 11kV | Firm Rating | MVA | 2029 | 6.8 | Zone Substation | None | Contingent (N-1)
Yorke Peninsula | Minlaton 11kV | Firm Rating | MVA | 2029 | 1.4 | Zone Substation | None | Contingent (N-1)
Murraylands | Mobilong 33kV | Firm Rating | MVA | 2029 | 57.2 | Connection Point | None | Contingent (N-1)
Murraylands | Monarto Central 11kV | Firm Rating | MVA | 2029 | 0 | Zone Substation | None | Contingent (N-1)
Murraylands | Monarto South 11kV | Firm Rating | MVA | 2029 | 0 | Zone Substation | None | Contingent (N-1)
Yorke Peninsula | Moonta 11kV | Firm Rating | MVA | 2029 | 7.4 | Zone Substation | N-1 | Contingent (N-1)
Eyre Peninsula | Moorkitabie 11kV | Firm Rating | MVA | 2029 | 0 | Zone Substation | None | Contingent (N-1)
Riverland | Morgan 11kV | Firm Rating | MVA | 2029 | 0 | Zone Substation | N | Contingent (N-1)
Metro South | Morphett Vale East 11kV | Firm Rating | MVA | 2029 | 30.4841 | Zone Substation | None | Contingent (N-1)
Metro South | Morphettville 11kV | Firm Rating | MVA | 2029 | 0 | Zone Substation | None | Contingent (N-1)
Eastern Hills | Mount Barker 11kV | Firm Rating | MVA | 2029 | 38.1051 | Zone Substation | None | Contingent (N-1)
Eastern Hills | Mount Barker 66kV | Firm Rating | MVA | 2029 | 149.2 | Connection Point | None | Contingent (N-1)
South East | Mount Burr 11kV | Firm Rating | MVA | 2029 | 0 | Zone Substation | None | Contingent (N-1)
South East | Mount Gambier 11kV | Firm Rating | MVA | 2029 | 15 | Zone Substation | None | Contingent (N-1)
South East | Mount Gambier 33kV | Firm Rating | MVA | 2029 | 32.5 | Connection Point | None | Contingent (N-1)
South East | Mount Gambier North 11kV | Firm Rating | MVA | 2029 | 0 | Zone Substation | N-1 | Contingent (N-1)
South East | Mount Gambier West 11kV | Firm Rating | MVA | 2029 | 15 | Zone Substation | None | Contingent (N-1)
Upper North | Mount Gunson 33kV | Firm Rating | MVA | 2029 | 0 | Connection Point | None | Contingent (N-1)
Eastern Hills | Mount Pleasant 11kV | Firm Rating | MVA | 2029 | 0 | Zone Substation | None | Contingent (N-1)
South East | Mount Schank 11kV | Firm Rating | MVA | 2029 | 2.7887 | Zone Substation | None | Contingent (N-1)
Murraylands | Murray Bridge North 11kV | Firm Rating | MVA | 2029 | 14.8 | Zone Substation | None | Contingent (N-1)
Murraylands | Murray Bridge South 11kV | Firm Rating | MVA | 2029 | 15 | Zone Substation | None | Contingent (N-1)
Eastern Hills | Mylor 11kV | Firm Rating | MVA | 2029 | 0 | Zone Substation | None | Contingent (N-1)
Murraylands | Mypolonga 11kV | Firm Rating | MVA | 2029 | 2.7 | Zone Substation | None | Contingent (N-1)
Metro South | Myponga 11kV | Firm Rating | MVA | 2029 | 7.2 | Zone Substation | None | Contingent (N-1)
Eastern Hills | Nairne 11kV | Firm Rating | MVA | 2029 | 4.9 | Zone Substation | Reverse N-1 | Contingent (N-1)
South East | Nangwarry 11kV | Firm Rating | MVA | 2029 | 0 | Zone Substation | None | Contingent (N-1)
South East | Naracoorte 11kV | Firm Rating | MVA | 2029 | 15.242 | Zone Substation | None | Contingent (N-1)
South East | Naracoorte East 11kV | Firm Rating | MVA | 2029 | 0 | Zone Substation | None | Contingent (N-1)
Murraylands | Narrung 11kV | Firm Rating | MVA | 2029 | 0 | Zone Substation | None | Contingent (N-1)
Upper North | Neuroodla 33kV | Firm Rating | MVA | 2029 | 0 | Connection Point | None | Contingent (N-1)
Metro West | New Osborne 11kV | Firm Rating | MVA | 2029 | 0 | Zone Substation | None | Contingent (N-1)
Metro West | New Richmond 11kV | Firm Rating | MVA | 2029 | 26.7 | Zone Substation | None | Contingent (N-1)
Murraylands | Nildottie 11kV | Firm Rating | MVA | 2029 | 0 | Zone Substation | None | Contingent (N-1)
Yorke Peninsula | Ninnes 11kV | Firm Rating | MVA | 2029 | 0 | Zone Substation | None | Contingent (N-1)
Metro South | Noarlunga Centre 11kV | Firm Rating | MVA | 2029 | 15 | Zone Substation | None | Contingent (N-1)
Metro East | North Adelaide 11kV | Firm Rating | MVA | 2029 | 37.4 | Zone Substation | None | Contingent (N-1)
Metro South | North Unley 11kV | Firm Rating | MVA | 2029 | 13.6 | Zone Substation | None | Contingent (N-1)
Riverland | North West Bend 66kV | Firm Rating | MVA | 2029 | 55.6 | Connection Point | None | Contingent (N-1)
Metro East | Northfield 11kV | Firm Rating | MVA | 2029 | 14.1 | Zone Substation | N | Contingent (N-1)
Metro East | Norwood 11kV | Firm Rating | MVA | 2029 | 59.7766 | Zone Substation | None | Contingent (N-1)
Mid North | Nuriootpa 11kV | Firm Rating | MVA | 2029 | 0 | Zone Substation | None | Contingent (N-1)
Metro South | Oaklands 11kV | Firm Rating | MVA | 2029 | 30.4841 | Zone Substation | None | Contingent (N-1)
Upper North | Orroroo 11kV | Firm Rating | MVA | 2029 | 1.5 | Zone Substation | None | Contingent (N-1)
South East | Padthaway 11kV | Firm Rating | MVA | 2029 | 7.2 | Zone Substation | None | Contingent (N-1)
Murraylands | Palmer 11kV | Firm Rating | MVA | 2029 | 0 | Zone Substation | None | Contingent (N-1)
Metro South | Panorama 11kV | Firm Rating | MVA | 2029 | 31 | Zone Substation | None | Contingent (N-1)
Metro North | Parafield Gardens 11kV | Firm Rating | MVA | 2029 | 38.1051 | Zone Substation | None | Contingent (N-1)
Metro North | Paralowie 11kV | Firm Rating | MVA | 2029 | 15 | Zone Substation | None | Contingent (N-1)
Murraylands | Parilla 11kV | Firm Rating | MVA | 2029 | 0 | Zone Substation | None | Contingent (N-1)
Riverland | Paringa 11kV | Firm Rating | MVA | 2029 | 0 | Zone Substation | None | Contingent (N-1)
Riverland | Paringa 33kV | Firm Rating | MVA | 2029 | 0 | Zone Substation | None | Contingent (N-1)
Yorke Peninsula | Paskeville 11kV | Firm Rating | MVA | 2029 | 0.7125 | Zone Substation | None | Contingent (N-1)
Murraylands | Peake 11kV | Firm Rating | MVA | 2029 | 0 | Zone Substation | None | Contingent (N-1)
Murraylands | Pellaring Flat 11kV | Firm Rating | MVA | 2029 | 0 | Zone Substation | None | Contingent (N-1)
Metro North | Penfield 11kV | Firm Rating | MVA | 2029 | 27.3 | Zone Substation | None | Contingent (N-1)
Metro South | Penneshaw 11kV | Firm Rating | MVA | 2029 | 0 | Zone Substation | None | Contingent (N-1)
South East | Penola 11kV | Firm Rating | MVA | 2029 | 2.25 | Zone Substation | None | Contingent (N-1)
South East | Penola West 33kV | Firm Rating | MVA | 2029 | 25 | Connection Point | None | Contingent (N-1)
Upper North | Peterborough 11kV | Firm Rating | MVA | 2029 | 0 | Zone Substation | None | Contingent (N-1)
Eastern Hills | Piccadilly 11kV | Firm Rating | MVA | 2029 | 0 | Zone Substation | None | Contingent (N-1)
Murraylands | Pinnaroo 11kV | Firm Rating | MVA | 2029 | 1.4 | Zone Substation | None | Contingent (N-1)
Murraylands | Pinnaroo South 11kV | Firm Rating | MVA | 2029 | 0 | Zone Substation | None | Contingent (N-1)
Metro South | Plympton 11kV | Firm Rating | MVA | 2029 | 15 | Zone Substation | None | Contingent (N-1)
Eyre Peninsula | Point Boston 11kV | Firm Rating | MVA | 2029 | 0 | Zone Substation | None | Contingent (N-1)
Eyre Peninsula | Polda 11kV | Firm Rating | MVA | 2029 | 0 | Zone Substation | None | Contingent (N-1)
Eyre Peninsula | Poonindie 11kV | Firm Rating | MVA | 2029 | 0 | Zone Substation | None | Contingent (N-1)
Metro West | Port Adelaide 11kV | Firm Rating | MVA | 2029 | 17.4 | Zone Substation | None | Contingent (N-1)
Metro West | Port Adelaide North 11kV | Firm Rating | MVA | 2029 | 26.3 | Zone Substation | None | Contingent (N-1)
Upper North | Port Augusta 11kV | Firm Rating | MVA | 2029 | 15 | Zone Substation | None | Contingent (N-1)
Upper North | Port Augusta West TF1 11kV | Firm Rating | MVA | 2029 | 0 | Zone Substation | None | Contingent (N-1)
Upper North | Port Augusta West TF2 11kV | Firm Rating | MVA | 2029 | 0 | Zone Substation | None | Contingent (N-1)
Upper North | Port Broughton 11kV | Firm Rating | MVA | 2029 | 3 | Zone Substation | None | Contingent (N-1)
Yorke Peninsula | Port Clinton 11kV | Firm Rating | MVA | 2029 | 0 | Zone Substation | None | Contingent (N-1)
Upper North | Port Germein 11kV | Firm Rating | MVA | 2029 | 0 | Zone Substation | None | Contingent (N-1)
Yorke Peninsula | Port Giles 11kV | Firm Rating | MVA | 2029 | 0 | Zone Substation | None | Contingent (N-1)
Yorke Peninsula | Port Julia 11kV | Firm Rating | MVA | 2029 | 0 | Zone Substation | None | Contingent (N-1)
Eyre Peninsula | Port Lincoln City 11kV | Firm Rating | MVA | 2029 | 15.242 | Zone Substation | None | Contingent (N-1)
Eyre Peninsula | Port Lincoln Docks 11kV | Firm Rating | MVA | 2029 | 0 | Zone Substation | None | Contingent (N-1)
Eyre Peninsula | Port Lincoln Marina 11kV | Firm Rating | MVA | 2029 | 0 | Zone Substation | None | Contingent (N-1)
Eyre Peninsula | Port Lincoln Terminal 33kV | Firm Rating | MVA | 2029 | 64 | Connection Point | None | Contingent (N-1)
Metro South | Port Noarlunga 11kV | Firm Rating | MVA | 2029 | 30.4 | Zone Substation | None | Contingent (N-1)
Upper North | Port Pirie Bungama 33kV | Firm Rating | MVA | 2029 | 140 | Connection Point | None | Contingent (N-1)
Upper North | Port Pirie South 11kV | Firm Rating | MVA | 2029 | 27.7358 | Zone Substation | None | Contingent (N-1)
Metro South | Port Stanvac 11kV | Firm Rating | MVA | 2029 | 29.722 | Zone Substation | None | Contingent (N-1)
Metro South | Port Stanvac TF2 11kV | Firm Rating | MVA | 2029 | 0 | Zone Substation | None | Contingent (N-1)
Yorke Peninsula | Port Vincent 11kV | Firm Rating | MVA | 2029 | 1.3 | Zone Substation | None | Contingent (N-1)
Riverland | Portee 11kV | Firm Rating | MVA | 2029 | 0 | Zone Substation | N | Contingent (N-1)
Metro East | Prospect 11kV | Firm Rating | MVA | 2029 | 27.1 | Zone Substation | None | Contingent (N-1)
Murraylands | Punyelroo 11kV | Firm Rating | MVA | 2029 | 0 | Zone Substation | None | Contingent (N-1)
Riverland | Pyap 11kV | Firm Rating | MVA | 2029 | 7.5 | Zone Substation | None | Contingent (N-1)
Riverland | Qualco 11kV | Firm Rating | MVA | 2029 | 0 | Zone Substation | N | Contingent (N-1)
Metro West | Queenstown 11kV | Firm Rating | MVA | 2029 | 12.7 | Zone Substation | None | Contingent (N-1)
Upper North | Quorn 11kV | Firm Rating | MVA | 2029 | 0 | Zone Substation | None | Contingent (N-1)
Riverland | Ramco 11kV | Firm Rating | MVA | 2029 | 5.2 | Zone Substation | None | Contingent (N-1)
Metro South | Rapid Bay 11kV | Firm Rating | MVA | 2029 | 0 | Zone Substation | None | Contingent (N-1)
Riverland | Renmark 11kV | Firm Rating | MVA | 2029 | 21.585 | Zone Substation | None | Contingent (N-1)
Mid North | Riverton 11kV | Firm Rating | MVA | 2029 | 0 | Zone Substation | None | Contingent (N-1)
South East | Robe 7.6kV | Firm Rating | MVA | 2029 | 3.75 | Zone Substation | None | Contingent (N-1)
Mid North | Robertstown 11kV | Firm Rating | MVA | 2029 | 0 | Zone Substation | None | Contingent (N-1)
Riverland | Roonka 11kV | Firm Rating | MVA | 2029 | 0 | Zone Substation | None | Contingent (N-1)
Eyre Peninsula | Rudall 11kV | Firm Rating | MVA | 2029 | 0 | Zone Substation | None | Contingent (N-1)
Metro North | Salisbury 11kV | Firm Rating | MVA | 2029 | 48.6966 | Zone Substation | N | Contingent (N-1)
Metro South | Salt Cliffs 11kV | Firm Rating | MVA | 2029 | 0 | Zone Substation | None | Contingent (N-1)
Mid North | Sandy Creek 11kV | Firm Rating | MVA | 2029 | 0 | Zone Substation | None | Contingent (N-1)
Metro South | Seacombe 11kV | Firm Rating | MVA | 2029 | 32.1 | Zone Substation | None | Contingent (N-1)
Metro South | Seaford 11kV | Firm Rating | MVA | 2029 | 0 | Zone Substation | None | Contingent (N-1)
Metro South | Second Valley 11kV | Firm Rating | MVA | 2029 | 0 | Zone Substation | None | Contingent (N-1)
Metro South | Sheidow Park 11kV | Firm Rating | MVA | 2029 | 18.75 | Zone Substation | Reverse N-1 | Contingent (N-1)
Murraylands | Sherlock 11kV | Firm Rating | MVA | 2029 | 0 | Zone Substation | None | Contingent (N-1)
Metro North | Smithfield West 11kV | Firm Rating | MVA | 2029 | 0 | Zone Substation | N-1 | Contingent (N-1)
South East | Snuggery Rural 33kV | Firm Rating | MVA | 2029 | 0 | Connection Point | None | Contingent (N-1)
South East | South End 11kV | Firm Rating | MVA | 2029 | 0.45 | Zone Substation | Reverse N-1 | Contingent (N-1)
Mid North | Spalding 11kV | Firm Rating | MVA | 2029 | 0 | Zone Substation | None | Contingent (N-1)
Metro South | Square Water Hole 11kV | Firm Rating | MVA | 2029 | 0 | Zone Substation | None | Contingent (N-1)
Yorke Peninsula | Stansbury 11kV | Firm Rating | MVA | 2029 | 0 | Zone Substation | None | Contingent (N-1)
Eastern Hills | Stirling East 11kV | Firm Rating | MVA | 2029 | 0 | Zone Substation | None | Contingent (N-1)
Upper North | Stirling North 1 11kV | Firm Rating | MVA | 2029 | 0 | Zone Substation | None | Contingent (N-1)
Upper North | Stirling North 2 11kV | Firm Rating | MVA | 2029 | 0 | Zone Substation | None | Contingent (N-1)
Mid North | Stockwell TF1 11kV | Firm Rating | MVA | 2029 | 0 | Zone Substation | None | Contingent (N-1)
Mid North | Stockwell TF2 11kV | Firm Rating | MVA | 2029 | 0 | Zone Substation | None | Contingent (N-1)
Eyre Peninsula | Stony Point 11kV | Firm Rating | MVA | 2029 | 0 | Connection Point | None | Contingent (N-1)
Eastern Hills | Strathalbyn 11kV | Firm Rating | MVA | 2029 | 0 | Zone Substation | None | Contingent (N-1)
Eyre Peninsula | Streaky Bay 11kV | Firm Rating | MVA | 2029 | 3.75 | Zone Substation | Reverse N-1 | Contingent (N-1)
Riverland | Swan Reach 11kV | Firm Rating | MVA | 2029 | 0 | Zone Substation | None | Contingent (N-1)
Riverland | Swan Reach 33kV | Firm Rating | MVA | 2029 | 0 | Zone Substation | None | Contingent (N-1)
Murraylands | Tailem Bend 33kV | Firm Rating | MVA | 2029 | 32.5 | Connection Point | None | Contingent (N-1)
Murraylands | Tailem Bend Town 11kV | Firm Rating | MVA | 2029 | 2.2 | Zone Substation | None | Contingent (N-1)
South East | Tantanoola 11kV | Firm Rating | MVA | 2029 | 0 | Zone Substation | None | Contingent (N-1)
Eyre Peninsula | Tarlton 11kV | Firm Rating | MVA | 2029 | 0 | Zone Substation | None | Contingent (N-1)
South East | Tarpeena South 11kV | Firm Rating | MVA | 2029 | 0 | Zone Substation | N-1 | Contingent (N-1)
Metro East | Tea Tree Gully 11kV | Firm Rating | MVA | 2029 | 26.5 | Zone Substation | None | Contingent (N-1)
Murraylands | Teal Flat 11kV | Firm Rating | MVA | 2029 | 4.2 | Zone Substation | None | Contingent (N-1)
Upper North | Telowie 11kV | Firm Rating | MVA | 2029 | 0 | Zone Substation | None | Contingent (N-1)
Mid North | Templers 33kV | Firm Rating | MVA | 2029 | 79.8 | Connection Point | None | Contingent (N-1)
Metro West | Thebarton 11kV | Firm Rating | MVA | 2029 | 29.5 | Zone Substation | None | Contingent (N-1)
South East | Tintinara 11kV | Firm Rating | MVA | 2029 | 0 | Zone Substation | None | Contingent (N-1)
Metro South | Tonsley Park 11kV | Firm Rating | MVA | 2029 | 28.5765 | Zone Substation | None | Contingent (N-1)
Eyre Peninsula | Tumby Bay 11kV | Firm Rating | MVA | 2029 | 3 | Zone Substation | None | Contingent (N-1)
Metro North | Two Wells 11kV | Firm Rating | MVA | 2029 | 0 | Zone Substation | N-1 | Contingent (N-1)
Eyre Peninsula | Uley 11kV | Firm Rating | MVA | 2029 | 0 | Zone Substation | None | Contingent (N-1)
Eyre Peninsula | Uley South 11kV | Firm Rating | MVA | 2029 | 0 | Zone Substation | None | Contingent (N-1)
Eastern Hills | Uraidla 11kV | Firm Rating | MVA | 2029 | 9.3 | Zone Substation | None | Contingent (N-1)
Eastern Hills | Uraidla 33kV | Firm Rating | MVA | 2029 | 0 | Zone Substation | None | Contingent (N-1)
Eastern Hills | Verdun 11kV | Firm Rating | MVA | 2029 | 0 | Zone Substation | None | Contingent (N-1)
Metro South | Victor Harbor 11kV | Firm Rating | MVA | 2029 | 31.7 | Zone Substation | None | Contingent (N-1)
Metro North | Virginia 11kV | Firm Rating | MVA | 2029 | 0 | Zone Substation | None | Contingent (N-1)
Riverland | Waikerie 11kV | Firm Rating | MVA | 2029 | 6.9 | Zone Substation | None | Contingent (N-1)
Murraylands | Walker Flat 11kV | Firm Rating | MVA | 2029 | 0 | Zone Substation | None | Contingent (N-1)
Yorke Peninsula | Wallaroo 11kV | Firm Rating | MVA | 2029 | 9.375 | Zone Substation | None | Contingent (N-1)
Yorke Peninsula | Warooka 11kV | Firm Rating | MVA | 2029 | 3.75 | Zone Substation | None | Contingent (N-1)
Mid North | Wasleys 11kV | Firm Rating | MVA | 2029 | 0 | Zone Substation | None | Contingent (N-1)
Mid North | Waterloo 33kV | Firm Rating | MVA | 2029 | 25 | Connection Point | None | Contingent (N-1)
Mid North | Waterloo Town 11kV | Firm Rating | MVA | 2029 | 0 | Zone Substation | None | Contingent (N-1)
Murraylands | White Sands 11kV | Firm Rating | MVA | 2029 | 0 | Zone Substation | None | Contingent (N-1)
Adelaide Central | Whitmore Square 11kV | Firm Rating | MVA | 2029 | 53.7749 | Zone Substation | None | Contingent (N-1)
Eyre Peninsula | Whyalla Central 33kV | Firm Rating | MVA | 2029 | 120 | Connection Point | None | Contingent (N-1)
Eyre Peninsula | Whyalla City 11kV | Firm Rating | MVA | 2029 | 13.5 | Zone Substation | None | Contingent (N-1)
Eyre Peninsula | Whyalla North 11kV | Firm Rating | MVA | 2029 | 0 | Zone Substation | None | Contingent (N-1)
Eyre Peninsula | Whyalla Stuart 11kV | Firm Rating | MVA | 2029 | 15.8 | Zone Substation | None | Contingent (N-1)
Mid North | Williamstown 11kV | Firm Rating | MVA | 2029 | 0 | Zone Substation | None | Contingent (N-1)
Mid North | Williamstown South 11kV | Firm Rating | MVA | 2029 | 0 | Zone Substation | None | Contingent (N-1)
Metro South | Willunga 11kV | Firm Rating | MVA | 2029 | 0 | Zone Substation | None | Contingent (N-1)
Metro South | Willunga 33kV | Firm Rating | MVA | 2029 | 0 | Zone Substation | None | Contingent (N-1)
Upper North | Wilmington 11kV | Firm Rating | MVA | 2029 | 0 | Zone Substation | None | Contingent (N-1)
Upper North | Wirrabara Forest 11kV | Firm Rating | MVA | 2029 | 0 | Zone Substation | None | Contingent (N-1)
Upper North | Wirrabara South 11kV | Firm Rating | MVA | 2029 | 0 | Zone Substation | None | Contingent (N-1)
Metro South | Wirrina Cove 11kV | Firm Rating | MVA | 2029 | 0 | Zone Substation | None | Contingent (N-1)
Upper North | Wongyarra 11kV | Firm Rating | MVA | 2029 | 0 | Zone Substation | None | Contingent (N-1)
Metro East | Woodforde 11kV | Firm Rating | MVA | 2029 | 25.2 | Zone Substation | None | Contingent (N-1)
Murraylands | Woods Point 11kV | Firm Rating | MVA | 2029 | 0 | Zone Substation | None | Contingent (N-1)
Eastern Hills | Woodside 11kV | Firm Rating | MVA | 2029 | 7.2 | Zone Substation | Reverse N-1 | Contingent (N-1)
Metro West | Woodville 11kV | Firm Rating | MVA | 2029 | 0 | Zone Substation | None | Contingent (N-1)
Metro West | Woodville 33kV | Firm Rating | MVA | 2029 | 0 | Zone Substation | None | Contingent (N-1)
Riverland | Woolpunda 11kV | Firm Rating | MVA | 2029 | 11.25 | Zone Substation | None | Contingent (N-1)
Eyre Peninsula | Wudinna 11kV | Firm Rating | MVA | 2029 | 4.2456 | Zone Substation | None | Contingent (N-1)
Eyre Peninsula | Wudinna 66kV | Firm Rating | MVA | 2029 | 25 | Connection Point | None | Contingent (N-1)
Eyre Peninsula | Yadnarie 66kV | Firm Rating | MVA | 2029 | 27.4 | Connection Point | None | Contingent (N-1)
Metro South | Yankalilla 11kV | Firm Rating | MVA | 2029 | 0 | Zone Substation | None | Contingent (N-1)
Metro South | Yankalilla 33kV | Firm Rating | MVA | 2029 | 0 | Zone Substation | None | Contingent (N-1)
Metro South | Yankalilla Hill 11kV | Firm Rating | MVA | 2029 | 0 | Zone Substation | None | Contingent (N-1)
Upper North | Yongala 11kV | Firm Rating | MVA | 2029 | 0 | Zone Substation | None | Contingent (N-1)
Yorke Peninsula | Yorketown 11kV | Firm Rating | MVA | 2029 | 1.5 | Zone Substation | None | Contingent (N-1)
Adelaide Central | ACR 66kV | Load Transfers | MVA | 2025 |  | Connection Point | None
Eastern Hills | Aldgate 11kV | Load Transfers | MVA | 2025 | 5.665 | Zone Substation | None
Metro South | Aldinga 11kV | Load Transfers | MVA | 2025 | 3.6784 | Zone Substation | None
South East | Allendale East 11kV | Load Transfers | MVA | 2025 | 1.0025 | Zone Substation | None
Mid North | Alma 11kV | Load Transfers | MVA | 2025 | 0 | Zone Substation | None
Metro South | American River 11kV | Load Transfers | MVA | 2025 | 0 | Zone Substation | None
Eastern Hills | Angas Creek 33kV | Load Transfers | MVA | 2025 |  | Connection Point | None
Mid North | Angaston 11kV | Load Transfers | MVA | 2025 | 6.5675 | Zone Substation | None
Metro North | Angle Vale 11kV | Load Transfers | MVA | 2025 | 17.4312 | Zone Substation | None
Yorke Peninsula | Ardrossan 11kV | Load Transfers | MVA | 2025 | 0 | Zone Substation | None
Yorke Peninsula | Ardrossan West 33kV | Load Transfers | MVA | 2025 |  | Connection Point | None
Eyre Peninsula | Arno Bay 11kV | Load Transfers | MVA | 2025 | 0 | Zone Substation | None
Metro South | Ascot Park 11kV | Load Transfers | MVA | 2025 | 17.696 | Zone Substation | N
Metro West | Athol Park 11kV | Load Transfers | MVA | 2025 | 18.458 | Zone Substation | None
Mid North | Auburn 11kV | Load Transfers | MVA | 2025 | 1.1622 | Zone Substation | None
Yorke Peninsula | Balaklava 7.6kV | Load Transfers | MVA | 2025 | 0 | Zone Substation | None
Eastern Hills | Balhannah 33kV | Load Transfers | MVA | 2025 |  | Zone Substation | None
Upper North | Baroota 33kV | Load Transfers | MVA | 2025 |  | Connection Point | None
Upper North | Baroota Town 11kV | Load Transfers | MVA | 2025 | 0 | Zone Substation | None
Mid North | Barossa South TF1 11kV | Load Transfers | MVA | 2025 | 2.3346 | Zone Substation | None
Mid North | Barossa South TF2 11kV | Load Transfers | MVA | 2025 | 3.7062 | Zone Substation | None
South East | Beachport 11kV | Load Transfers | MVA | 2025 | 0 | Zone Substation | None
Murraylands | Belvedere Road 7.6kV | Load Transfers | MVA | 2025 | 0 | Zone Substation | None
Riverland | Berri 11kV | Load Transfers | MVA | 2025 | 3.6352 | Zone Substation | None
Riverland | Berri 66kV | Load Transfers | MVA | 2025 |  | Connection Point | None
Murraylands | Binnies 11kV | Load Transfers | MVA | 2025 | 0 | Zone Substation | None
Eastern Hills | Birdwood 11kV | Load Transfers | MVA | 2025 | 1.7147 | Zone Substation | None
Yorke Peninsula | Black Point 11kV | Load Transfers | MVA | 2025 | 0 | Zone Substation | None
Metro West | Blackpool 11kV | Load Transfers | MVA | 2025 | 10.6149 | Zone Substation | None
Metro South | Blackwood 11kV | Load Transfers | MVA | 2025 | 11.8059 | Zone Substation | None
South East | Blanche 33kV | Load Transfers | MVA | 2025 |  | Connection Point | None
Upper North | Booleroo Centre 11kV | Load Transfers | MVA | 2025 | 0 | Zone Substation | None
Eyre Peninsula | Boothby 33kV | Load Transfers | MVA | 2025 | 0 | Zone Substation | N-1
Upper North | Booyoolie 11kV | Load Transfers | MVA | 2025 | 0 | Zone Substation | None
South East | Bordertown 11kV | Load Transfers | MVA | 2025 | 0.37226 | Zone Substation | N-1
Mid North | Brinkworth 33kV | Load Transfers | MVA | 2025 |  | Connection Point | None
Mid North | Brinkworth Town 11kV | Load Transfers | MVA | 2025 | 0.83716 | Zone Substation | None
Eastern Hills | Brukunga 11kV | Load Transfers | MVA | 2025 | 0 | Zone Substation | None
Upper North | Bungama Napperby 11kV | Load Transfers | MVA | 2025 | 0.81558 | Zone Substation | None
Metro East | Burnside 11kV | Load Transfers | MVA | 2025 | 11.1352 | Zone Substation | None
Mid North | Burra TF2 11kV | Load Transfers | MVA | 2025 | 2.0935 | Zone Substation | None
Riverland | Cadell 11kV | Load Transfers | MVA | 2025 | 0 | Zone Substation | None
Murraylands | Caloote 11kV | Load Transfers | MVA | 2025 | 0 | Zone Substation | None
Upper North | Caltowie 11kV | Load Transfers | MVA | 2025 | 0 | Zone Substation | None
Murraylands | Cambrai 11kV | Load Transfers | MVA | 2025 | 0 | Zone Substation | None
Murraylands | Campbell Park 11kV | Load Transfers | MVA | 2025 | 0.48012 | Zone Substation | None
Metro East | Campbelltown 11kV | Load Transfers | MVA | 2025 | 26.4043 | Zone Substation | None
Metro South | Cape Jervis 11kV | Load Transfers | MVA | 2025 | 0 | Zone Substation | None
Metro South | Cape Jervis 33kV | Load Transfers | MVA | 2025 | 3.7874 | Zone Substation | N-1
Eyre Peninsula | Caralue 11kV | Load Transfers | MVA | 2025 | 0 | Zone Substation | None
Metro West | Cavan 11kV | Load Transfers | MVA | 2025 | 20.6301 | Zone Substation | None
Adelaide Central | CBD 33kV | Load Transfers | MVA | 2025 |  | Zone Substation | None
Eyre Peninsula | Ceduna 11kV | Load Transfers | MVA | 2025 | 0 | Zone Substation | None
Eastern Hills | Chain of Ponds 11kV | Load Transfers | MVA | 2025 | 0 | Zone Substation | None
Metro West | Cheltenham 11kV | Load Transfers | MVA | 2025 | 12.0409 | Zone Substation | None
Metro West | Cheltenham 33kV | Load Transfers | MVA | 2025 |  | Zone Substation | None
Mid North | Clare 11kV | Load Transfers | MVA | 2025 | 0 | Zone Substation | None
Mid North | Clare North 33kV | Load Transfers | MVA | 2025 |  | Connection Point | None
Metro South | Clarence Gardens 11kV | Load Transfers | MVA | 2025 | 17.4731 | Zone Substation | None
Metro South | Clarendon 11kV | Load Transfers | MVA | 2025 | 2.0783 | Zone Substation | None
Metro East | Clearview 11kV | Load Transfers | MVA | 2025 | 24.0426 | Zone Substation | N
Eyre Peninsula | Cleve 11kV | Load Transfers | MVA | 2025 | 0 | Zone Substation | None
Eyre Peninsula | Cleve 33kV | Load Transfers | MVA | 2025 | 0 | Zone Substation | N-1
Eyre Peninsula | Coffin Bay 11kV | Load Transfers | MVA | 2025 | 0 | Zone Substation | None
Mid North | Collinsfield 11kV | Load Transfers | MVA | 2025 | 0.81558 | Zone Substation | None
Murraylands | Coomandook 11kV | Load Transfers | MVA | 2025 | 0 | Zone Substation | None
Murraylands | Coonalpyn 11kV | Load Transfers | MVA | 2025 | 0 | Zone Substation | None
South East | Coonawarra 11kV | Load Transfers | MVA | 2025 | 1.1814 | Zone Substation | None
Upper North | Copley Nepabunna 33kV | Load Transfers | MVA | 2025 | 0 | Zone Substation | N-1
Riverland | Cordola 11kV | Load Transfers | MVA | 2025 | 0 | Zone Substation | None
Adelaide Central | Coromandel Place 11kV | Load Transfers | MVA | 2025 |  | Zone Substation | None
Eyre Peninsula | Cowell 11kV | Load Transfers | MVA | 2025 | 0 | Zone Substation | None
Metro West | Croydon 11kV | Load Transfers | MVA | 2025 | 20.0565 | Zone Substation | None
Metro West | Croydon Park 11kV | Load Transfers | MVA | 2025 | 17.6127 | Zone Substation | None
Upper North | Crystal Brook 11kV | Load Transfers | MVA | 2025 | 0.49537 | Zone Substation | None
Metro South | Cudmore Park 11kV | Load Transfers | MVA | 2025 | 14.1637 | Zone Substation | None
Eyre Peninsula | Cummins 11kV | Load Transfers | MVA | 2025 | 0.25309 | Zone Substation | None
Yorke Peninsula | Curramulka 7.6kV | Load Transfers | MVA | 2025 | 0 | Zone Substation | None
Yorke Peninsula | Curramulka South 11kV | Load Transfers | MVA | 2025 | 0 | Zone Substation | None
Yorke Peninsula | Dalrymple 33kV | Load Transfers | MVA | 2025 |  | Connection Point | None
Eyre Peninsula | Darke Peak 11kV | Load Transfers | MVA | 2025 | 0 | Zone Substation | None
Upper North | Davenport West 33kV | Load Transfers | MVA | 2025 |  | Connection Point | None
Eastern Hills | Deloraine 11kV | Load Transfers | MVA | 2025 | 0 | Zone Substation | None
Metro North | Direk 11kV | Load Transfers | MVA | 2025 | 18.28 | Zone Substation | None
Mid North | Dorrien 33kV | Load Transfers | MVA | 2025 |  | Connection Point | None
Mid North | Dorrien TF4 11kV | Load Transfers | MVA | 2025 | 8.8309 | Zone Substation | None
Mid North | Dorrien TF5 11kV | Load Transfers | MVA | 2025 | 4.5702 | Zone Substation | None
Yorke Peninsula | Dowlingville 11kV | Load Transfers | MVA | 2025 | 0 | Zone Substation | None
Adelaide Central | East Terrace 11kV | Load Transfers | MVA | 2025 |  | Zone Substation | None
Metro North | Edinburgh 11kV | Load Transfers | MVA | 2025 | 10.8 | Zone Substation | None
Yorke Peninsula | Edithburgh 11kV | Load Transfers | MVA | 2025 | 1.1942 | Zone Substation | None
Metro North | Elizabeth Downs 11kV | Load Transfers | MVA | 2025 | 24.9482 | Zone Substation | None
Metro North | Elizabeth Heights 11kV | Load Transfers | MVA | 2025 | 11.9693 | Zone Substation | None
Metro North | Elizabeth South 11kV | Load Transfers | MVA | 2025 | 10.0404 | Zone Substation | None
Mid North | Eudunda 11kV | Load Transfers | MVA | 2025 | 0.7211 | Zone Substation | None
Metro North | Evanston 11kV | Load Transfers | MVA | 2025 | 10.5922 | Zone Substation | N-1
Metro North | Evanston 33kV | Load Transfers | MVA | 2025 | 0 | Zone Substation | None
Metro West | Findon 11kV | Load Transfers | MVA | 2025 | 18.1882 | Zone Substation | None
Metro West | Flinders Park 11kV | Load Transfers | MVA | 2025 | 18.7727 | Zone Substation | None
Mid North | Florieton SWER 19kV | Load Transfers | MVA | 2025 |  | Connection Point | None
Eastern Hills | Forreston 11kV | Load Transfers | MVA | 2025 | 0 | Zone Substation | None
Mid North | Freeling 11kV | Load Transfers | MVA | 2025 | 0.52008 | Zone Substation | None
Mid North | Freeling North 11kV | Load Transfers | MVA | 2025 | 2.7877 | Zone Substation | None
Metro West | Fulham Gardens 11kV | Load Transfers | MVA | 2025 | 30.8753 | Zone Substation | None
Upper North | Fullerville 11kV | Load Transfers | MVA | 2025 | 0 | Zone Substation | None
Mid North | Gawler Belt TF1 11kV | Load Transfers | MVA | 2025 | 5.3242 | Zone Substation | None
Mid North | Gawler Belt TF2 11kV | Load Transfers | MVA | 2025 | 4.5908 | Zone Substation | None
Mid North | Georgetown 11kV | Load Transfers | MVA | 2025 | 0 | Zone Substation | None
Murraylands | Geranium 11kV | Load Transfers | MVA | 2025 | 0 | Zone Substation | None
Upper North | Gladstone 11kV | Load Transfers | MVA | 2025 | 0.35228 | Zone Substation | None
Metro West | Glanville 11kV | Load Transfers | MVA | 2025 | 14.733 | Zone Substation | None
South East | Glencoe 11kV | Load Transfers | MVA | 2025 | 0 | Zone Substation | None
Metro South | Glenelg North 11kV | Load Transfers | MVA | 2025 | 8.9384 | Zone Substation | None
Riverland | Glossop 11kV | Load Transfers | MVA | 2025 | 2.8705 | Zone Substation | None
Metro East | Golden Grove 11kV | Load Transfers | MVA | 2025 | 11.0673 | Zone Substation | None
Mid North | Gomersal North 11kV | Load Transfers | MVA | 2025 | 0 | Zone Substation | None
Metro South | Goolwa 11kV | Load Transfers | MVA | 2025 | 3.1311 | Zone Substation | None
Mid North | Gulnare 11kV | Load Transfers | MVA | 2025 | 0 | Zone Substation | None
Eastern Hills | Gumeracha 11kV | Load Transfers | MVA | 2025 | 0 | Zone Substation | None
Eastern Hills | Gumeracha Weir 11kV | Load Transfers | MVA | 2025 | 0 | Zone Substation | None
Eastern Hills | Gumhaven 11kV | Load Transfers | MVA | 2025 | 0 | Zone Substation | None
Metro South | Hackham 11kV | Load Transfers | MVA | 2025 | 12.6542 | Zone Substation | N-1
Eastern Hills | Hahndorf 11kV | Load Transfers | MVA | 2025 | 2.0523 | Zone Substation | None
Mid North | Halbury 11kV | Load Transfers | MVA | 2025 | 0 | Zone Substation | None
Mid North | Hamley Bridge 11kV | Load Transfers | MVA | 2025 | 0 | Zone Substation | None
Metro South | Happy Valley 11kV | Load Transfers | MVA | 2025 | 10.5224 | Zone Substation | None
Metro East | Harrow 11kV | Load Transfers | MVA | 2025 | 15.9068 | Zone Substation | None
South East | Hatherleigh 11kV | Load Transfers | MVA | 2025 | 0 | Zone Substation | None
Upper North | Hawker 11kV | Load Transfers | MVA | 2025 | 0 | Zone Substation | None
Metro South | Hay Flat 11kV | Load Transfers | MVA | 2025 | 0 | Zone Substation | None
Metro West | Henley South 11kV | Load Transfers | MVA | 2025 | 15.4557 | Zone Substation | None
Eastern Hills | Hermitage 11kV | Load Transfers | MVA | 2025 | 0 | Zone Substation | None
Metro East | Hillcrest 11kV | Load Transfers | MVA | 2025 | 17.353 | Zone Substation | None
Adelaide Central | Hindley Street 11kV | Load Transfers | MVA | 2025 |  | Zone Substation | None
Metro East | Holden Hill 11kV | Load Transfers | MVA | 2025 | 30.0012 | Zone Substation | None
Metro East | Hope Valley 11kV | Load Transfers | MVA | 2025 | 17.1867 | Zone Substation | None
Eastern Hills | Houghton 7.6kV | Load Transfers | MVA | 2025 | 0 | Zone Substation | None
Mid North | Hoyleton 11kV | Load Transfers | MVA | 2025 | 0 | Zone Substation | None
Yorke Peninsula | Hummocks 33kV | Load Transfers | MVA | 2025 |  | Connection Point | None
Metro East | Ingle Farm 11kV | Load Transfers | MVA | 2025 | 20.0425 | Zone Substation | None
South East | Inverness 11kV | Load Transfers | MVA | 2025 | 0 | Zone Substation | None
Murraylands | Jabuk 11kV | Load Transfers | MVA | 2025 | 0 | Zone Substation | None
Yorke Peninsula | James Well 11kV | Load Transfers | MVA | 2025 | 0 | Zone Substation | None
Upper North | Jamestown 11kV | Load Transfers | MVA | 2025 | 0 | Zone Substation | Reverse N-1
Murraylands | Jervois 11kV | Load Transfers | MVA | 2025 | 0.51952 | Zone Substation | None
Yorke Peninsula | Kadina 11kV | Load Transfers | MVA | 2025 | 0 | Zone Substation | None
Yorke Peninsula | Kadina East 33kV | Load Transfers | MVA | 2025 |  | Connection Point | None
South East | Kalangadoo 11kV | Load Transfers | MVA | 2025 | 0.55905 | Zone Substation | None
South East | Kalangadoo West 11kV | Load Transfers | MVA | 2025 | 0.24515 | Zone Substation | None
Eastern Hills | Kanmantoo Copper Mine 11kV | Load Transfers | MVA | 2025 | 1.286 | Connection Point | None
Mid North | Kapunda TF1 11kV | Load Transfers | MVA | 2025 | 3.5873 | Zone Substation | None
Mid North | Kapunda TF2 11kV | Load Transfers | MVA | 2025 | 2.6009 | Zone Substation | None
Murraylands | Karoonda 11kV | Load Transfers | MVA | 2025 | 0 | Zone Substation | Reverse N
South East | Keith 11kV | Load Transfers | MVA | 2025 | 0.40636 | Zone Substation | None
South East | Keith 33kV | Load Transfers | MVA | 2025 |  | Connection Point | None
Metro East | Kent Town 11kV | Load Transfers | MVA | 2025 | 18.4706 | Zone Substation | None
Eastern Hills | Kersbrook 11kV | Load Transfers | MVA | 2025 | 0 | Zone Substation | None
Metro South | Keswick 11kV | Load Transfers | MVA | 2025 | 28.1984 | Zone Substation | None
Murraylands | Ki Ki 11kV | Load Transfers | MVA | 2025 | 0 | Zone Substation | None
Metro West | Kilburn 11kV | Load Transfers | MVA | 2025 | 29.767 | Zone Substation | None
Metro East | Kilburn South 11kV | Load Transfers | MVA | 2025 | 17.945 | Zone Substation | None
Metro West | Kilkenny 11kV | Load Transfers | MVA | 2025 | 14.4551 | Zone Substation | None
South East | Kincraig 33kV | Load Transfers | MVA | 2025 |  | Connection Point | None
Metro South | Kingscote 11kV | Load Transfers | MVA | 2025 | 0.59673 | Zone Substation | None
South East | Kingston SE 11kV | Load Transfers | MVA | 2025 | 0 | Zone Substation | None
Metro South | Kingswood 11kV | Load Transfers | MVA | 2025 | 28.3587 | Zone Substation | None
South East | Kongorong 11kV | Load Transfers | MVA | 2025 | 0.14884 | Zone Substation | None
South East | Kumorna 11kV | Load Transfers | MVA | 2025 | 0 | Zone Substation | None
Mid North | Kybunga 11kV | Load Transfers | MVA | 2025 | 0 | Zone Substation | None
Murraylands | Lameroo 11kV | Load Transfers | MVA | 2025 | 0 | Zone Substation | None
Eastern Hills | Langhorne Creek 11kV | Load Transfers | MVA | 2025 | 1.479 | Zone Substation | None
Metro West | Largs North 11kV | Load Transfers | MVA | 2025 | 12.5522 | Zone Substation | None
Metro West | Lefevre 11kV | Load Transfers | MVA | 2025 | 0.90881 | Zone Substation | None
Upper North | Leigh Creek South 33kV | Load Transfers | MVA | 2025 |  | Connection Point | None
Metro East | Linden Park 11kV | Load Transfers | MVA | 2025 | 26.7697 | Zone Substation | None
Eyre Peninsula | Little Swamp 11kV | Load Transfers | MVA | 2025 | 0.17005 | Zone Substation | None
Eastern Hills | Lobethal 11kV | Load Transfers | MVA | 2025 | 3.2337 | Zone Substation | None
Eyre Peninsula | Lock 11kV | Load Transfers | MVA | 2025 | 0 | Zone Substation | None
Riverland | Loveday 11kV | Load Transfers | MVA | 2025 | 1.809 | Zone Substation | None
Metro South | Lower Mitcham 11kV | Load Transfers | MVA | 2025 | 15.9333 | Zone Substation | None
Riverland | Loxton 11kV | Load Transfers | MVA | 2025 | 0.53157 | Zone Substation | None
South East | Lucindale 11kV | Load Transfers | MVA | 2025 | 0 | Zone Substation | None
Mid North | Lyndoch 11kV | Load Transfers | MVA | 2025 | 1.0496 | Zone Substation | None
Mid North | Lyndoch South 7.6kV | Load Transfers | MVA | 2025 | 0 | Zone Substation | None
Riverland | Lyrup 11kV | Load Transfers | MVA | 2025 | 1.286 | Zone Substation | None
Metro South | MacGillivray 11kV | Load Transfers | MVA | 2025 | 0.16976 | Zone Substation | None
Yorke Peninsula | Maitland 11kV | Load Transfers | MVA | 2025 | 0.11432 | Zone Substation | None
Mid North | Mallala 11kV | Load Transfers | MVA | 2025 | 0.34295 | Zone Substation | None
Murraylands | Mannum 33kV | Load Transfers | MVA | 2025 |  | Connection Point | None
Murraylands | Mannum Town 7.6kV | Load Transfers | MVA | 2025 | 0 | Zone Substation | None
Yorke Peninsula | Marion Bay 11kV | Load Transfers | MVA | 2025 | 0 | Zone Substation | None
Mid North | Marrabel 11kV | Load Transfers | MVA | 2025 | 0.75014 | Zone Substation | None
Metro South | McLaren Flat TF1 11kV | Load Transfers | MVA | 2025 | 5.3945 | Zone Substation | None
Metro South | McLaren Flat TF2 11kV | Load Transfers | MVA | 2025 | 3.735 | Zone Substation | None
Metro South | McLaren Vale 11kV | Load Transfers | MVA | 2025 | 0 | Zone Substation | None
Metro South | McLaren Vale Vineyard 11kV | Load Transfers | MVA | 2025 | 0 | Zone Substation | None
Eastern Hills | Meadows 11kV | Load Transfers | MVA | 2025 | 2.1505 | Zone Substation | Reverse N-1
Upper North | Melrose 11kV | Load Transfers | MVA | 2025 | 0 | Zone Substation | None
Murraylands | Meningie 11kV | Load Transfers | MVA | 2025 | 0 | Zone Substation | None
Metro East | Metro East 66kV | Load Transfers | MVA | 2025 |  | Connection Point | None
Metro North | Metro North 66kV | Load Transfers | MVA | 2025 |  | Connection Point | None
Metro South | Metro South 66kV | Load Transfers | MVA | 2025 |  | Connection Point | None
Metro West | Metro West 66kV | Load Transfers | MVA | 2025 |  | Connection Point | None
Eastern Hills | Milang 11kV | Load Transfers | MVA | 2025 | 1.4532 | Zone Substation | None
South East | Millicent 11kV | Load Transfers | MVA | 2025 | 0 | Zone Substation | None
Yorke Peninsula | Minlaton 11kV | Load Transfers | MVA | 2025 | 0.07621 | Zone Substation | None
Murraylands | Mobilong 33kV | Load Transfers | MVA | 2025 |  | Connection Point | None
Murraylands | Monarto Central 11kV | Load Transfers | MVA | 2025 | 1.8599 | Zone Substation | None
Murraylands | Monarto South 11kV | Load Transfers | MVA | 2025 | 3.3304 | Zone Substation | None
Yorke Peninsula | Moonta 11kV | Load Transfers | MVA | 2025 | 0 | Zone Substation | N-1
Eyre Peninsula | Moorkitabie 11kV | Load Transfers | MVA | 2025 | 0 | Zone Substation | None
Riverland | Morgan 11kV | Load Transfers | MVA | 2025 | 0 | Zone Substation | N
Metro South | Morphett Vale East 11kV | Load Transfers | MVA | 2025 | 9.7474 | Zone Substation | None
Metro South | Morphettville 11kV | Load Transfers | MVA | 2025 | 14.4547 | Zone Substation | None
Eastern Hills | Mount Barker 11kV | Load Transfers | MVA | 2025 | 5.912 | Zone Substation | None
Eastern Hills | Mount Barker 66kV | Load Transfers | MVA | 2025 |  | Connection Point | None
South East | Mount Burr 11kV | Load Transfers | MVA | 2025 | 0 | Zone Substation | None
South East | Mount Gambier 11kV | Load Transfers | MVA | 2025 | 7.7116 | Zone Substation | None
South East | Mount Gambier 33kV | Load Transfers | MVA | 2025 |  | Connection Point | None
South East | Mount Gambier North 11kV | Load Transfers | MVA | 2025 | 7.6055 | Zone Substation | N-1
South East | Mount Gambier West 11kV | Load Transfers | MVA | 2025 | 16.8962 | Zone Substation | None
Upper North | Mount Gunson 33kV | Load Transfers | MVA | 2025 |  | Connection Point | None
Eastern Hills | Mount Pleasant 11kV | Load Transfers | MVA | 2025 | 0.95983 | Zone Substation | None
South East | Mount Schank 11kV | Load Transfers | MVA | 2025 | 0.83567 | Zone Substation | None
Murraylands | Murray Bridge North 11kV | Load Transfers | MVA | 2025 | 8.4827 | Zone Substation | None
Murraylands | Murray Bridge South 11kV | Load Transfers | MVA | 2025 | 8.1878 | Zone Substation | None
Eastern Hills | Mylor 11kV | Load Transfers | MVA | 2025 | 2.6102 | Zone Substation | None
Murraylands | Mypolonga 11kV | Load Transfers | MVA | 2025 | 0 | Zone Substation | None
Metro South | Myponga 11kV | Load Transfers | MVA | 2025 | 2.3701 | Zone Substation | None
Eastern Hills | Nairne 11kV | Load Transfers | MVA | 2025 | 1.5433 | Zone Substation | Reverse N-1
South East | Nangwarry 11kV | Load Transfers | MVA | 2025 | 0 | Zone Substation | None
South East | Naracoorte 11kV | Load Transfers | MVA | 2025 | 0 | Zone Substation | None
South East | Naracoorte East 11kV | Load Transfers | MVA | 2025 | 4.1108 | Zone Substation | None
Murraylands | Narrung 11kV | Load Transfers | MVA | 2025 | 0.51442 | Zone Substation | None
Upper North | Neuroodla 33kV | Load Transfers | MVA | 2025 |  | Connection Point | None
Metro West | New Osborne 11kV | Load Transfers | MVA | 2025 | 0 | Zone Substation | None
Metro West | New Richmond 11kV | Load Transfers | MVA | 2025 | 23.2428 | Zone Substation | None
Murraylands | Nildottie 11kV | Load Transfers | MVA | 2025 | 0 | Zone Substation | None
Yorke Peninsula | Ninnes 11kV | Load Transfers | MVA | 2025 | 0 | Zone Substation | None
Metro South | Noarlunga Centre 11kV | Load Transfers | MVA | 2025 | 11.5341 | Zone Substation | None
Metro East | North Adelaide 11kV | Load Transfers | MVA | 2025 | 9.1508 | Zone Substation | None
Metro South | North Unley 11kV | Load Transfers | MVA | 2025 | 13.9888 | Zone Substation | None
Riverland | North West Bend 66kV | Load Transfers | MVA | 2025 |  | Connection Point | None
Metro East | Northfield 11kV | Load Transfers | MVA | 2025 | 16.92 | Zone Substation | N
Metro East | Norwood 11kV | Load Transfers | MVA | 2025 | 27.788 | Zone Substation | None
Mid North | Nuriootpa 11kV | Load Transfers | MVA | 2025 | 9.8908 | Zone Substation | None
Metro South | Oaklands 11kV | Load Transfers | MVA | 2025 | 20.5879 | Zone Substation | None
Upper North | Orroroo 11kV | Load Transfers | MVA | 2025 | 0 | Zone Substation | None
South East | Padthaway 11kV | Load Transfers | MVA | 2025 | 0 | Zone Substation | None
Murraylands | Palmer 11kV | Load Transfers | MVA | 2025 | 0 | Zone Substation | None
Metro South | Panorama 11kV | Load Transfers | MVA | 2025 | 23.0821 | Zone Substation | None
Metro North | Parafield Gardens 11kV | Load Transfers | MVA | 2025 | 17.4856 | Zone Substation | None
Metro North | Paralowie 11kV | Load Transfers | MVA | 2025 | 14.1443 | Zone Substation | None
Murraylands | Parilla 11kV | Load Transfers | MVA | 2025 | 0 | Zone Substation | None
Riverland | Paringa 11kV | Load Transfers | MVA | 2025 | 0 | Zone Substation | None
Riverland | Paringa 33kV | Load Transfers | MVA | 2025 | 0 | Zone Substation | None
Yorke Peninsula | Paskeville 11kV | Load Transfers | MVA | 2025 | 0 | Zone Substation | None
Murraylands | Peake 11kV | Load Transfers | MVA | 2025 | 0 | Zone Substation | None
Murraylands | Pellaring Flat 11kV | Load Transfers | MVA | 2025 | 0 | Zone Substation | None
Metro North | Penfield 11kV | Load Transfers | MVA | 2025 | 12.7169 | Zone Substation | None
Metro South | Penneshaw 11kV | Load Transfers | MVA | 2025 | 0 | Zone Substation | None
South East | Penola 11kV | Load Transfers | MVA | 2025 | 1.6593 | Zone Substation | None
South East | Penola West 33kV | Load Transfers | MVA | 2025 |  | Connection Point | None
Upper North | Peterborough 11kV | Load Transfers | MVA | 2025 | 0 | Zone Substation | None
Eastern Hills | Piccadilly 11kV | Load Transfers | MVA | 2025 | 1.7147 | Zone Substation | None
Murraylands | Pinnaroo 11kV | Load Transfers | MVA | 2025 | 0 | Zone Substation | None
Murraylands | Pinnaroo South 11kV | Load Transfers | MVA | 2025 | 0 | Zone Substation | None
Metro South | Plympton 11kV | Load Transfers | MVA | 2025 | 16.1137 | Zone Substation | None
Eyre Peninsula | Point Boston 11kV | Load Transfers | MVA | 2025 | 0 | Zone Substation | None
Eyre Peninsula | Polda 11kV | Load Transfers | MVA | 2025 | 0 | Zone Substation | None
Eyre Peninsula | Poonindie 11kV | Load Transfers | MVA | 2025 | 0.90724 | Zone Substation | None
Metro West | Port Adelaide 11kV | Load Transfers | MVA | 2025 | 9.1988 | Zone Substation | None
Metro West | Port Adelaide North 11kV | Load Transfers | MVA | 2025 | 10.2257 | Zone Substation | None
Upper North | Port Augusta 11kV | Load Transfers | MVA | 2025 | 4.5063 | Zone Substation | None
Upper North | Port Augusta West TF1 11kV | Load Transfers | MVA | 2025 | 5.8472 | Zone Substation | None
Upper North | Port Augusta West TF2 11kV | Load Transfers | MVA | 2025 | 3.258 | Zone Substation | None
Upper North | Port Broughton 11kV | Load Transfers | MVA | 2025 | 0 | Zone Substation | None
Yorke Peninsula | Port Clinton 11kV | Load Transfers | MVA | 2025 | 0 | Zone Substation | None
Upper North | Port Germein 11kV | Load Transfers | MVA | 2025 | 0.71957 | Zone Substation | None
Yorke Peninsula | Port Giles 11kV | Load Transfers | MVA | 2025 | 0.25721 | Zone Substation | None
Yorke Peninsula | Port Julia 11kV | Load Transfers | MVA | 2025 | 0 | Zone Substation | None
Eyre Peninsula | Port Lincoln City 11kV | Load Transfers | MVA | 2025 | 8.3979 | Zone Substation | None
Eyre Peninsula | Port Lincoln Docks 11kV | Load Transfers | MVA | 2025 | 4.9252 | Zone Substation | None
Eyre Peninsula | Port Lincoln Marina 11kV | Load Transfers | MVA | 2025 | 6.3826 | Zone Substation | None
Eyre Peninsula | Port Lincoln Terminal 33kV | Load Transfers | MVA | 2025 |  | Connection Point | None
Metro South | Port Noarlunga 11kV | Load Transfers | MVA | 2025 | 20.4809 | Zone Substation | None
Upper North | Port Pirie Bungama 33kV | Load Transfers | MVA | 2025 |  | Connection Point | None
Upper North | Port Pirie South 11kV | Load Transfers | MVA | 2025 | 0 | Zone Substation | None
Metro South | Port Stanvac 11kV | Load Transfers | MVA | 2025 | 22.0397 | Zone Substation | None
Metro South | Port Stanvac TF2 11kV | Load Transfers | MVA | 2025 | 0 | Zone Substation | None
Yorke Peninsula | Port Vincent 11kV | Load Transfers | MVA | 2025 | 0 | Zone Substation | None
Riverland | Portee 11kV | Load Transfers | MVA | 2025 | 0 | Zone Substation | N
Metro East | Prospect 11kV | Load Transfers | MVA | 2025 | 24.9056 | Zone Substation | None
Murraylands | Punyelroo 11kV | Load Transfers | MVA | 2025 | 0 | Zone Substation | None
Riverland | Pyap 11kV | Load Transfers | MVA | 2025 | 0.28579 | Zone Substation | None
Riverland | Qualco 11kV | Load Transfers | MVA | 2025 | 2.741 | Zone Substation | N
Metro West | Queenstown 11kV | Load Transfers | MVA | 2025 | 13.2659 | Zone Substation | None
Upper North | Quorn 11kV | Load Transfers | MVA | 2025 | 0 | Zone Substation | None
Riverland | Ramco 11kV | Load Transfers | MVA | 2025 | 2.8899 | Zone Substation | None
Metro South | Rapid Bay 11kV | Load Transfers | MVA | 2025 | 0 | Zone Substation | None
Riverland | Renmark 11kV | Load Transfers | MVA | 2025 | 0 | Zone Substation | None
Mid North | Riverton 11kV | Load Transfers | MVA | 2025 | 1.6831 | Zone Substation | None
South East | Robe 7.6kV | Load Transfers | MVA | 2025 | 0 | Zone Substation | None
Mid North | Robertstown 11kV | Load Transfers | MVA | 2025 | 0.57158 | Zone Substation | None
Riverland | Roonka 11kV | Load Transfers | MVA | 2025 | 0 | Zone Substation | None
Eyre Peninsula | Rudall 11kV | Load Transfers | MVA | 2025 | 0 | Zone Substation | None
Metro North | Salisbury 11kV | Load Transfers | MVA | 2025 | 30.4065 | Zone Substation | N
Metro South | Salt Cliffs 11kV | Load Transfers | MVA | 2025 | 0.082039 | Zone Substation | None
Mid North | Sandy Creek 11kV | Load Transfers | MVA | 2025 | 0.69115 | Zone Substation | None
Metro South | Seacombe 11kV | Load Transfers | MVA | 2025 | 22.8437 | Zone Substation | None
Metro South | Seaford 11kV | Load Transfers | MVA | 2025 | 9.8768 | Zone Substation | None
Metro South | Second Valley 11kV | Load Transfers | MVA | 2025 | 0.21053 | Zone Substation | None
Metro South | Sheidow Park 11kV | Load Transfers | MVA | 2025 | 17.446 | Zone Substation | Reverse N-1
Murraylands | Sherlock 11kV | Load Transfers | MVA | 2025 | 0 | Zone Substation | None
Metro North | Smithfield West 11kV | Load Transfers | MVA | 2025 | 21.2518 | Zone Substation | N-1
South East | Snuggery Rural 33kV | Load Transfers | MVA | 2025 |  | Connection Point | None
South East | South End 11kV | Load Transfers | MVA | 2025 | 0 | Zone Substation | Reverse N-1
Mid North | Spalding 11kV | Load Transfers | MVA | 2025 | 0 | Zone Substation | None
Metro South | Square Water Hole 11kV | Load Transfers | MVA | 2025 | 3.2722 | Zone Substation | None
Yorke Peninsula | Stansbury 11kV | Load Transfers | MVA | 2025 | 0 | Zone Substation | None
Eastern Hills | Stirling East 11kV | Load Transfers | MVA | 2025 | 7.5047 | Zone Substation | None
Upper North | Stirling North 1 11kV | Load Transfers | MVA | 2025 | 1.4051 | Zone Substation | None
Upper North | Stirling North 2 11kV | Load Transfers | MVA | 2025 | 1.612 | Zone Substation | None
Mid North | Stockwell TF1 11kV | Load Transfers | MVA | 2025 | 2.2602 | Zone Substation | None
Mid North | Stockwell TF2 11kV | Load Transfers | MVA | 2025 | 4.73 | Zone Substation | None
Eyre Peninsula | Stony Point 11kV | Load Transfers | MVA | 2025 |  | Connection Point | None
Eastern Hills | Strathalbyn 11kV | Load Transfers | MVA | 2025 | 2.633 | Zone Substation | None
Eyre Peninsula | Streaky Bay 11kV | Load Transfers | MVA | 2025 | 0 | Zone Substation | Reverse N-1
Riverland | Swan Reach 11kV | Load Transfers | MVA | 2025 | 0 | Zone Substation | None
Riverland | Swan Reach 33kV | Load Transfers | MVA | 2025 | 0 | Zone Substation | None
Murraylands | Tailem Bend 33kV | Load Transfers | MVA | 2025 |  | Connection Point | None
Murraylands | Tailem Bend Town 11kV | Load Transfers | MVA | 2025 | 0 | Zone Substation | None
South East | Tantanoola 11kV | Load Transfers | MVA | 2025 | 0.5003 | Zone Substation | None
Eyre Peninsula | Tarlton 11kV | Load Transfers | MVA | 2025 | 0 | Zone Substation | None
South East | Tarpeena South 11kV | Load Transfers | MVA | 2025 | 0 | Zone Substation | N-1
Metro East | Tea Tree Gully 11kV | Load Transfers | MVA | 2025 | 23.989 | Zone Substation | None
Murraylands | Teal Flat 11kV | Load Transfers | MVA | 2025 | 0 | Zone Substation | None
Upper North | Telowie 11kV | Load Transfers | MVA | 2025 | 0.45014 | Zone Substation | None
Mid North | Templers 33kV | Load Transfers | MVA | 2025 |  | Connection Point | None
Metro West | Thebarton 11kV | Load Transfers | MVA | 2025 | 17.4208 | Zone Substation | None
South East | Tintinara 11kV | Load Transfers | MVA | 2025 | 0 | Zone Substation | None
Metro South | Tonsley Park 11kV | Load Transfers | MVA | 2025 | 10.3463 | Zone Substation | None
Eyre Peninsula | Tumby Bay 11kV | Load Transfers | MVA | 2025 | 0 | Zone Substation | None
Metro North | Two Wells 11kV | Load Transfers | MVA | 2025 | 4.6927 | Zone Substation | N-1
Eyre Peninsula | Uley 11kV | Load Transfers | MVA | 2025 | 0.26411 | Zone Substation | None
Eyre Peninsula | Uley South 11kV | Load Transfers | MVA | 2025 | 0 | Zone Substation | None
Eastern Hills | Uraidla 11kV | Load Transfers | MVA | 2025 | 2.5604 | Zone Substation | None
Eastern Hills | Uraidla 33kV | Load Transfers | MVA | 2025 |  | Zone Substation | None
Eastern Hills | Verdun 11kV | Load Transfers | MVA | 2025 | 0.18193 | Zone Substation | None
Metro South | Victor Harbor 11kV | Load Transfers | MVA | 2025 | 2.9322 | Zone Substation | None
Metro North | Virginia 11kV | Load Transfers | MVA | 2025 | 8.2591 | Zone Substation | None
Riverland | Waikerie 11kV | Load Transfers | MVA | 2025 | 1.9053 | Zone Substation | None
Murraylands | Walker Flat 11kV | Load Transfers | MVA | 2025 | 0 | Zone Substation | None
Yorke Peninsula | Wallaroo 11kV | Load Transfers | MVA | 2025 | 0 | Zone Substation | None
Yorke Peninsula | Warooka 11kV | Load Transfers | MVA | 2025 | 0.15433 | Zone Substation | None
Mid North | Wasleys 11kV | Load Transfers | MVA | 2025 | 2.1434 | Zone Substation | None
Mid North | Waterloo 33kV | Load Transfers | MVA | 2025 |  | Connection Point | None
Mid North | Waterloo Town 11kV | Load Transfers | MVA | 2025 | 0 | Zone Substation | None
Murraylands | White Sands 11kV | Load Transfers | MVA | 2025 | 4.0578 | Zone Substation | None
Adelaide Central | Whitmore Square 11kV | Load Transfers | MVA | 2025 |  | Zone Substation | None
Eyre Peninsula | Whyalla Central 33kV | Load Transfers | MVA | 2025 |  | Connection Point | None
Eyre Peninsula | Whyalla City 11kV | Load Transfers | MVA | 2025 | 4.1368 | Zone Substation | None
Eyre Peninsula | Whyalla North 11kV | Load Transfers | MVA | 2025 | 0 | Zone Substation | None
Eyre Peninsula | Whyalla Stuart 11kV | Load Transfers | MVA | 2025 | 6.3788 | Zone Substation | None
Mid North | Williamstown 11kV | Load Transfers | MVA | 2025 | 0.73684 | Zone Substation | None
Mid North | Williamstown South 11kV | Load Transfers | MVA | 2025 | 2.2326 | Zone Substation | None
Metro South | Willunga 11kV | Load Transfers | MVA | 2025 | 3.6112 | Zone Substation | None
Metro South | Willunga 33kV | Load Transfers | MVA | 2025 | 2.4936 | Zone Substation | None
Upper North | Wilmington 11kV | Load Transfers | MVA | 2025 | 0 | Zone Substation | None
Upper North | Wirrabara Forest 11kV | Load Transfers | MVA | 2025 | 0 | Zone Substation | None
Upper North | Wirrabara South 11kV | Load Transfers | MVA | 2025 | 0 | Zone Substation | None
Metro South | Wirrina Cove 11kV | Load Transfers | MVA | 2025 | 0 | Zone Substation | None
Upper North | Wongyarra 11kV | Load Transfers | MVA | 2025 | 0 | Zone Substation | None
Metro East | Woodforde 11kV | Load Transfers | MVA | 2025 | 26.9266 | Zone Substation | None
Murraylands | Woods Point 11kV | Load Transfers | MVA | 2025 | 2.2291 | Zone Substation | None
Eastern Hills | Woodside 11kV | Load Transfers | MVA | 2025 | 4.8937 | Zone Substation | Reverse N-1
Metro West | Woodville 11kV | Load Transfers | MVA | 2025 | 11.1012 | Zone Substation | None
Metro West | Woodville 33kV | Load Transfers | MVA | 2025 |  | Zone Substation | None
Riverland | Woolpunda 11kV | Load Transfers | MVA | 2025 | 0.52728 | Zone Substation | None
Eyre Peninsula | Wudinna 11kV | Load Transfers | MVA | 2025 | 0 | Zone Substation | None
Eyre Peninsula | Wudinna 66kV | Load Transfers | MVA | 2025 |  | Connection Point | None
Eyre Peninsula | Yadnarie 66kV | Load Transfers | MVA | 2025 |  | Connection Point | None
Metro South | Yankalilla 11kV | Load Transfers | MVA | 2025 | 0.88137 | Zone Substation | None
Metro South | Yankalilla 33kV | Load Transfers | MVA | 2025 | 1.0963 | Zone Substation | None
Metro South | Yankalilla Hill 11kV | Load Transfers | MVA | 2025 | 0 | Zone Substation | None
Upper North | Yongala 11kV | Load Transfers | MVA | 2025 | 0 | Zone Substation | None
Yorke Peninsula | Yorketown 11kV | Load Transfers | MVA | 2025 | 0.89928 | Zone Substation | None
Adelaide Central | ACR 66kV | Load Transfers | MVA | 2026 |  | Connection Point | None
Eastern Hills | Aldgate 11kV | Load Transfers | MVA | 2026 | 5.6891 | Zone Substation | None
Metro South | Aldinga 11kV | Load Transfers | MVA | 2026 | 3.7535 | Zone Substation | None
South East | Allendale East 11kV | Load Transfers | MVA | 2026 | 1.0052 | Zone Substation | None
Mid North | Alma 11kV | Load Transfers | MVA | 2026 | 0 | Zone Substation | None
Metro South | American River 11kV | Load Transfers | MVA | 2026 | 0 | Zone Substation | None
Eastern Hills | Angas Creek 33kV | Load Transfers | MVA | 2026 |  | Connection Point | None
Mid North | Angaston 11kV | Load Transfers | MVA | 2026 | 6.6322 | Zone Substation | None
Metro North | Angle Vale 11kV | Load Transfers | MVA | 2026 | 17.6109 | Zone Substation | None
Yorke Peninsula | Ardrossan 11kV | Load Transfers | MVA | 2026 | 0 | Zone Substation | None
Yorke Peninsula | Ardrossan West 33kV | Load Transfers | MVA | 2026 |  | Connection Point | None
Eyre Peninsula | Arno Bay 11kV | Load Transfers | MVA | 2026 | 0 | Zone Substation | None
Metro South | Ascot Park 11kV | Load Transfers | MVA | 2026 | 17.8036 | Zone Substation | N
Metro West | Athol Park 11kV | Load Transfers | MVA | 2026 | 18.5902 | Zone Substation | None
Mid North | Auburn 11kV | Load Transfers | MVA | 2026 | 1.1751 | Zone Substation | None
Yorke Peninsula | Balaklava 7.6kV | Load Transfers | MVA | 2026 | 0 | Zone Substation | None
Eastern Hills | Balhannah 33kV | Load Transfers | MVA | 2026 |  | Zone Substation | None
Upper North | Baroota 33kV | Load Transfers | MVA | 2026 |  | Connection Point | None
Upper North | Baroota Town 11kV | Load Transfers | MVA | 2026 | 0 | Zone Substation | None
Mid North | Barossa South TF1 11kV | Load Transfers | MVA | 2026 | 2.3515 | Zone Substation | None
Mid North | Barossa South TF2 11kV | Load Transfers | MVA | 2026 | 3.7106 | Zone Substation | None
South East | Beachport 11kV | Load Transfers | MVA | 2026 | 0 | Zone Substation | None
Murraylands | Belvedere Road 7.6kV | Load Transfers | MVA | 2026 | 0 | Zone Substation | None
Riverland | Berri 11kV | Load Transfers | MVA | 2026 | 3.6716 | Zone Substation | None
Riverland | Berri 66kV | Load Transfers | MVA | 2026 |  | Connection Point | None
Murraylands | Binnies 11kV | Load Transfers | MVA | 2026 | 0 | Zone Substation | None
Eastern Hills | Birdwood 11kV | Load Transfers | MVA | 2026 | 1.7147 | Zone Substation | None
Yorke Peninsula | Black Point 11kV | Load Transfers | MVA | 2026 | 0 | Zone Substation | None
Metro West | Blackpool 11kV | Load Transfers | MVA | 2026 | 10.6995 | Zone Substation | None
Metro South | Blackwood 11kV | Load Transfers | MVA | 2026 | 11.9117 | Zone Substation | None
South East | Blanche 33kV | Load Transfers | MVA | 2026 |  | Connection Point | None
Upper North | Booleroo Centre 11kV | Load Transfers | MVA | 2026 | 0 | Zone Substation | None
Eyre Peninsula | Boothby 33kV | Load Transfers | MVA | 2026 | 0 | Zone Substation | N-1
Upper North | Booyoolie 11kV | Load Transfers | MVA | 2026 | 0 | Zone Substation | None
South East | Bordertown 11kV | Load Transfers | MVA | 2026 | 0.39153 | Zone Substation | N-1
Mid North | Brinkworth 33kV | Load Transfers | MVA | 2026 |  | Connection Point | None
Mid North | Brinkworth Town 11kV | Load Transfers | MVA | 2026 | 0.84588 | Zone Substation | None
Eastern Hills | Brukunga 11kV | Load Transfers | MVA | 2026 | 0 | Zone Substation | None
Upper North | Bungama Napperby 11kV | Load Transfers | MVA | 2026 | 0.80431 | Zone Substation | None
Metro East | Burnside 11kV | Load Transfers | MVA | 2026 | 11.182 | Zone Substation | None
Mid North | Burra TF2 11kV | Load Transfers | MVA | 2026 | 2.1259 | Zone Substation | None
Riverland | Cadell 11kV | Load Transfers | MVA | 2026 | 0 | Zone Substation | None
Murraylands | Caloote 11kV | Load Transfers | MVA | 2026 | 0 | Zone Substation | None
Upper North | Caltowie 11kV | Load Transfers | MVA | 2026 | 0 | Zone Substation | None
Murraylands | Cambrai 11kV | Load Transfers | MVA | 2026 | 0 | Zone Substation | None
Murraylands | Campbell Park 11kV | Load Transfers | MVA | 2026 | 0.48493 | Zone Substation | None
Metro East | Campbelltown 11kV | Load Transfers | MVA | 2026 | 27.0226 | Zone Substation | None
Metro South | Cape Jervis 11kV | Load Transfers | MVA | 2026 | 0 | Zone Substation | None
Metro South | Cape Jervis 33kV | Load Transfers | MVA | 2026 | 3.7874 | Zone Substation | N-1
Eyre Peninsula | Caralue 11kV | Load Transfers | MVA | 2026 | 0 | Zone Substation | None
Metro West | Cavan 11kV | Load Transfers | MVA | 2026 | 20.867 | Zone Substation | None
Adelaide Central | CBD 33kV | Load Transfers | MVA | 2026 |  | Zone Substation | None
Eyre Peninsula | Ceduna 11kV | Load Transfers | MVA | 2026 | 0 | Zone Substation | None
Eastern Hills | Chain of Ponds 11kV | Load Transfers | MVA | 2026 | 0 | Zone Substation | None
Metro West | Cheltenham 11kV | Load Transfers | MVA | 2026 | 12.2468 | Zone Substation | None
Metro West | Cheltenham 33kV | Load Transfers | MVA | 2026 |  | Zone Substation | None
Mid North | Clare 11kV | Load Transfers | MVA | 2026 | 0 | Zone Substation | None
Mid North | Clare North 33kV | Load Transfers | MVA | 2026 |  | Connection Point | None
Metro South | Clarence Gardens 11kV | Load Transfers | MVA | 2026 | 17.7038 | Zone Substation | None
Metro South | Clarendon 11kV | Load Transfers | MVA | 2026 | 2.133 | Zone Substation | None
Metro East | Clearview 11kV | Load Transfers | MVA | 2026 | 24.4506 | Zone Substation | N
Eyre Peninsula | Cleve 11kV | Load Transfers | MVA | 2026 | 0 | Zone Substation | None
Eyre Peninsula | Cleve 33kV | Load Transfers | MVA | 2026 | 0 | Zone Substation | N-1
Eyre Peninsula | Coffin Bay 11kV | Load Transfers | MVA | 2026 | 0 | Zone Substation | None
Mid North | Collinsfield 11kV | Load Transfers | MVA | 2026 | 0.82416 | Zone Substation | None
Murraylands | Coomandook 11kV | Load Transfers | MVA | 2026 | 0 | Zone Substation | None
Murraylands | Coonalpyn 11kV | Load Transfers | MVA | 2026 | 0 | Zone Substation | None
South East | Coonawarra 11kV | Load Transfers | MVA | 2026 | 1.2051 | Zone Substation | None
Upper North | Copley Nepabunna 33kV | Load Transfers | MVA | 2026 | 0 | Zone Substation | N-1
Riverland | Cordola 11kV | Load Transfers | MVA | 2026 | 0 | Zone Substation | None
Adelaide Central | Coromandel Place 11kV | Load Transfers | MVA | 2026 |  | Zone Substation | None
Eyre Peninsula | Cowell 11kV | Load Transfers | MVA | 2026 | 0 | Zone Substation | None
Metro West | Croydon 11kV | Load Transfers | MVA | 2026 | 20.8542 | Zone Substation | None
Metro West | Croydon Park 11kV | Load Transfers | MVA | 2026 | 17.8668 | Zone Substation | None
Upper North | Crystal Brook 11kV | Load Transfers | MVA | 2026 | 0.49537 | Zone Substation | None
Metro South | Cudmore Park 11kV | Load Transfers | MVA | 2026 | 14.4849 | Zone Substation | None
Eyre Peninsula | Cummins 11kV | Load Transfers | MVA | 2026 | 0.25714 | Zone Substation | None
Yorke Peninsula | Curramulka 7.6kV | Load Transfers | MVA | 2026 | 0 | Zone Substation | None
Yorke Peninsula | Curramulka South 11kV | Load Transfers | MVA | 2026 | 0 | Zone Substation | None
Yorke Peninsula | Dalrymple 33kV | Load Transfers | MVA | 2026 |  | Connection Point | None
Eyre Peninsula | Darke Peak 11kV | Load Transfers | MVA | 2026 | 0 | Zone Substation | None
Upper North | Davenport West 33kV | Load Transfers | MVA | 2026 |  | Connection Point | None
Eastern Hills | Deloraine 11kV | Load Transfers | MVA | 2026 | 0 | Zone Substation | None
Metro North | Direk 11kV | Load Transfers | MVA | 2026 | 18.2229 | Zone Substation | None
Mid North | Dorrien 33kV | Load Transfers | MVA | 2026 |  | Connection Point | None
Mid North | Dorrien TF4 11kV | Load Transfers | MVA | 2026 | 8.9192 | Zone Substation | None
Mid North | Dorrien TF5 11kV | Load Transfers | MVA | 2026 | 4.5311 | Zone Substation | None
Yorke Peninsula | Dowlingville 11kV | Load Transfers | MVA | 2026 | 0 | Zone Substation | None
Adelaide Central | East Terrace 11kV | Load Transfers | MVA | 2026 |  | Zone Substation | None
Metro North | Edinburgh 11kV | Load Transfers | MVA | 2026 | 10.8781 | Zone Substation | None
Yorke Peninsula | Edithburgh 11kV | Load Transfers | MVA | 2026 | 1.2076 | Zone Substation | None
Metro North | Elizabeth Downs 11kV | Load Transfers | MVA | 2026 | 25.1283 | Zone Substation | None
Metro North | Elizabeth Heights 11kV | Load Transfers | MVA | 2026 | 11.8711 | Zone Substation | None
Metro North | Elizabeth South 11kV | Load Transfers | MVA | 2026 | 10.1691 | Zone Substation | None
Mid North | Eudunda 11kV | Load Transfers | MVA | 2026 | 0.7268 | Zone Substation | None
Metro North | Evanston 11kV | Load Transfers | MVA | 2026 | 10.2311 | Zone Substation | N-1
Metro North | Evanston 33kV | Load Transfers | MVA | 2026 | 0 | Zone Substation | None
Metro West | Findon 11kV | Load Transfers | MVA | 2026 | 18.4513 | Zone Substation | None
Metro West | Flinders Park 11kV | Load Transfers | MVA | 2026 | 18.5718 | Zone Substation | None
Mid North | Florieton SWER 19kV | Load Transfers | MVA | 2026 |  | Connection Point | None
Eastern Hills | Forreston 11kV | Load Transfers | MVA | 2026 | 0 | Zone Substation | None
Mid North | Freeling 11kV | Load Transfers | MVA | 2026 | 0.52185 | Zone Substation | None
Mid North | Freeling North 11kV | Load Transfers | MVA | 2026 | 2.8003 | Zone Substation | None
Metro West | Fulham Gardens 11kV | Load Transfers | MVA | 2026 | 31.0978 | Zone Substation | None
Upper North | Fullerville 11kV | Load Transfers | MVA | 2026 | 0 | Zone Substation | None
Mid North | Gawler Belt TF1 11kV | Load Transfers | MVA | 2026 | 5.5814 | Zone Substation | None
Mid North | Gawler Belt TF2 11kV | Load Transfers | MVA | 2026 | 4.6287 | Zone Substation | None
Mid North | Georgetown 11kV | Load Transfers | MVA | 2026 | 0 | Zone Substation | None
Murraylands | Geranium 11kV | Load Transfers | MVA | 2026 | 0 | Zone Substation | None
Upper North | Gladstone 11kV | Load Transfers | MVA | 2026 | 0.35583 | Zone Substation | None
Metro West | Glanville 11kV | Load Transfers | MVA | 2026 | 15.0312 | Zone Substation | None
South East | Glencoe 11kV | Load Transfers | MVA | 2026 | 0 | Zone Substation | None
Metro South | Glenelg North 11kV | Load Transfers | MVA | 2026 | 8.5064 | Zone Substation | None
Riverland | Glossop 11kV | Load Transfers | MVA | 2026 | 2.907 | Zone Substation | None
Metro East | Golden Grove 11kV | Load Transfers | MVA | 2026 | 11.4354 | Zone Substation | None
Mid North | Gomersal North 11kV | Load Transfers | MVA | 2026 | 0 | Zone Substation | None
Metro South | Goolwa 11kV | Load Transfers | MVA | 2026 | 3.2174 | Zone Substation | None
Mid North | Gulnare 11kV | Load Transfers | MVA | 2026 | 0 | Zone Substation | None
Eastern Hills | Gumeracha 11kV | Load Transfers | MVA | 2026 | 0 | Zone Substation | None
Eastern Hills | Gumeracha Weir 11kV | Load Transfers | MVA | 2026 | 0 | Zone Substation | None
Eastern Hills | Gumhaven 11kV | Load Transfers | MVA | 2026 | 0 | Zone Substation | None
Metro South | Hackham 11kV | Load Transfers | MVA | 2026 | 12.9375 | Zone Substation | N-1
Eastern Hills | Hahndorf 11kV | Load Transfers | MVA | 2026 | 2.07 | Zone Substation | None
Mid North | Halbury 11kV | Load Transfers | MVA | 2026 | 0 | Zone Substation | None
Mid North | Hamley Bridge 11kV | Load Transfers | MVA | 2026 | 0 | Zone Substation | None
Metro South | Happy Valley 11kV | Load Transfers | MVA | 2026 | 10.7423 | Zone Substation | None
Metro East | Harrow 11kV | Load Transfers | MVA | 2026 | 16.0098 | Zone Substation | None
South East | Hatherleigh 11kV | Load Transfers | MVA | 2026 | 0 | Zone Substation | None
Upper North | Hawker 11kV | Load Transfers | MVA | 2026 | 0 | Zone Substation | None
Metro South | Hay Flat 11kV | Load Transfers | MVA | 2026 | 0 | Zone Substation | None
Metro West | Henley South 11kV | Load Transfers | MVA | 2026 | 15.0599 | Zone Substation | None
Eastern Hills | Hermitage 11kV | Load Transfers | MVA | 2026 | 0 | Zone Substation | None
Metro East | Hillcrest 11kV | Load Transfers | MVA | 2026 | 16.5918 | Zone Substation | None
Adelaide Central | Hindley Street 11kV | Load Transfers | MVA | 2026 |  | Zone Substation | None
Metro East | Holden Hill 11kV | Load Transfers | MVA | 2026 | 30.3799 | Zone Substation | None
Metro East | Hope Valley 11kV | Load Transfers | MVA | 2026 | 17.2444 | Zone Substation | None
Eastern Hills | Houghton 7.6kV | Load Transfers | MVA | 2026 | 0 | Zone Substation | None
Mid North | Hoyleton 11kV | Load Transfers | MVA | 2026 | 0 | Zone Substation | None
Yorke Peninsula | Hummocks 33kV | Load Transfers | MVA | 2026 |  | Connection Point | None
Metro East | Ingle Farm 11kV | Load Transfers | MVA | 2026 | 20.3119 | Zone Substation | None
South East | Inverness 11kV | Load Transfers | MVA | 2026 | 0 | Zone Substation | None
Murraylands | Jabuk 11kV | Load Transfers | MVA | 2026 | 0 | Zone Substation | None
Yorke Peninsula | James Well 11kV | Load Transfers | MVA | 2026 | 0 | Zone Substation | None
Upper North | Jamestown 11kV | Load Transfers | MVA | 2026 | 0 | Zone Substation | Reverse N-1
Murraylands | Jervois 11kV | Load Transfers | MVA | 2026 | 0.53177 | Zone Substation | None
Yorke Peninsula | Kadina 11kV | Load Transfers | MVA | 2026 | 0 | Zone Substation | None
Yorke Peninsula | Kadina East 33kV | Load Transfers | MVA | 2026 |  | Connection Point | None
South East | Kalangadoo 11kV | Load Transfers | MVA | 2026 | 0.56742 | Zone Substation | None
South East | Kalangadoo West 11kV | Load Transfers | MVA | 2026 | 0.2378 | Zone Substation | None
Eastern Hills | Kanmantoo Copper Mine 11kV | Load Transfers | MVA | 2026 | 1.2989 | Connection Point | None
Mid North | Kapunda TF1 11kV | Load Transfers | MVA | 2026 | 3.5813 | Zone Substation | None
Mid North | Kapunda TF2 11kV | Load Transfers | MVA | 2026 | 2.6098 | Zone Substation | None
Murraylands | Karoonda 11kV | Load Transfers | MVA | 2026 | 0 | Zone Substation | Reverse N
South East | Keith 11kV | Load Transfers | MVA | 2026 | 0.42171 | Zone Substation | None
South East | Keith 33kV | Load Transfers | MVA | 2026 |  | Connection Point | None
Metro East | Kent Town 11kV | Load Transfers | MVA | 2026 | 18.6259 | Zone Substation | None
Eastern Hills | Kersbrook 11kV | Load Transfers | MVA | 2026 | 0 | Zone Substation | None
Metro South | Keswick 11kV | Load Transfers | MVA | 2026 | 28.5902 | Zone Substation | None
Murraylands | Ki Ki 11kV | Load Transfers | MVA | 2026 | 0 | Zone Substation | None
Metro West | Kilburn 11kV | Load Transfers | MVA | 2026 | 29.7181 | Zone Substation | None
Metro East | Kilburn South 11kV | Load Transfers | MVA | 2026 | 18.0466 | Zone Substation | None
Metro West | Kilkenny 11kV | Load Transfers | MVA | 2026 | 14.6236 | Zone Substation | None
South East | Kincraig 33kV | Load Transfers | MVA | 2026 |  | Connection Point | None
Metro South | Kingscote 11kV | Load Transfers | MVA | 2026 | 0.61164 | Zone Substation | None
South East | Kingston SE 11kV | Load Transfers | MVA | 2026 | 0 | Zone Substation | None
Metro South | Kingswood 11kV | Load Transfers | MVA | 2026 | 28.7778 | Zone Substation | None
South East | Kongorong 11kV | Load Transfers | MVA | 2026 | 0.14904 | Zone Substation | None
South East | Kumorna 11kV | Load Transfers | MVA | 2026 | 0 | Zone Substation | None
Mid North | Kybunga 11kV | Load Transfers | MVA | 2026 | 0 | Zone Substation | None
Murraylands | Lameroo 11kV | Load Transfers | MVA | 2026 | 0 | Zone Substation | None
Eastern Hills | Langhorne Creek 11kV | Load Transfers | MVA | 2026 | 1.4937 | Zone Substation | None
Metro West | Largs North 11kV | Load Transfers | MVA | 2026 | 12.6839 | Zone Substation | None
Metro West | Lefevre 11kV | Load Transfers | MVA | 2026 | 0.90426 | Zone Substation | None
Upper North | Leigh Creek South 33kV | Load Transfers | MVA | 2026 |  | Connection Point | None
Metro East | Linden Park 11kV | Load Transfers | MVA | 2026 | 26.9537 | Zone Substation | None
Eyre Peninsula | Little Swamp 11kV | Load Transfers | MVA | 2026 | 0.17328 | Zone Substation | None
Eastern Hills | Lobethal 11kV | Load Transfers | MVA | 2026 | 3.2355 | Zone Substation | None
Eyre Peninsula | Lock 11kV | Load Transfers | MVA | 2026 | 0 | Zone Substation | None
Riverland | Loveday 11kV | Load Transfers | MVA | 2026 | 1.8362 | Zone Substation | None
Metro South | Lower Mitcham 11kV | Load Transfers | MVA | 2026 | 16.2867 | Zone Substation | None
Riverland | Loxton 11kV | Load Transfers | MVA | 2026 | 0.53954 | Zone Substation | None
South East | Lucindale 11kV | Load Transfers | MVA | 2026 | 0 | Zone Substation | None
Mid North | Lyndoch 11kV | Load Transfers | MVA | 2026 | 1.0534 | Zone Substation | None
Mid North | Lyndoch South 7.6kV | Load Transfers | MVA | 2026 | 0 | Zone Substation | None
Riverland | Lyrup 11kV | Load Transfers | MVA | 2026 | 1.2925 | Zone Substation | None
Metro South | MacGillivray 11kV | Load Transfers | MVA | 2026 | 0.174 | Zone Substation | None
Yorke Peninsula | Maitland 11kV | Load Transfers | MVA | 2026 | 0.11432 | Zone Substation | None
Mid North | Mallala 11kV | Load Transfers | MVA | 2026 | 0.34295 | Zone Substation | None
Murraylands | Mannum 33kV | Load Transfers | MVA | 2026 |  | Connection Point | None
Murraylands | Mannum Town 7.6kV | Load Transfers | MVA | 2026 | 0 | Zone Substation | None
Yorke Peninsula | Marion Bay 11kV | Load Transfers | MVA | 2026 | 0 | Zone Substation | None
Mid North | Marrabel 11kV | Load Transfers | MVA | 2026 | 0.75259 | Zone Substation | None
Metro South | McLaren Flat TF1 11kV | Load Transfers | MVA | 2026 | 5.5543 | Zone Substation | None
Metro South | McLaren Flat TF2 11kV | Load Transfers | MVA | 2026 | 3.8284 | Zone Substation | None
Metro South | McLaren Vale 11kV | Load Transfers | MVA | 2026 | 0 | Zone Substation | None
Metro South | McLaren Vale Vineyard 11kV | Load Transfers | MVA | 2026 | 0 | Zone Substation | None
Eastern Hills | Meadows 11kV | Load Transfers | MVA | 2026 | 1.9027 | Zone Substation | Reverse N-1
Upper North | Melrose 11kV | Load Transfers | MVA | 2026 | 0 | Zone Substation | None
Murraylands | Meningie 11kV | Load Transfers | MVA | 2026 | 0 | Zone Substation | None
Metro East | Metro East 66kV | Load Transfers | MVA | 2026 |  | Connection Point | None
Metro North | Metro North 66kV | Load Transfers | MVA | 2026 |  | Connection Point | None
Metro South | Metro South 66kV | Load Transfers | MVA | 2026 |  | Connection Point | None
Metro West | Metro West 66kV | Load Transfers | MVA | 2026 |  | Connection Point | None
Eastern Hills | Milang 11kV | Load Transfers | MVA | 2026 | 1.4664 | Zone Substation | None
South East | Millicent 11kV | Load Transfers | MVA | 2026 | 0 | Zone Substation | None
Yorke Peninsula | Minlaton 11kV | Load Transfers | MVA | 2026 | 0.07621 | Zone Substation | None
Murraylands | Mobilong 33kV | Load Transfers | MVA | 2026 |  | Connection Point | None
Murraylands | Monarto Central 11kV | Load Transfers | MVA | 2026 | 1.8633 | Zone Substation | None
Murraylands | Monarto South 11kV | Load Transfers | MVA | 2026 | 3.3709 | Zone Substation | None
Yorke Peninsula | Moonta 11kV | Load Transfers | MVA | 2026 | 0 | Zone Substation | N-1
Eyre Peninsula | Moorkitabie 11kV | Load Transfers | MVA | 2026 | 0 | Zone Substation | None
Riverland | Morgan 11kV | Load Transfers | MVA | 2026 | 0 | Zone Substation | N
Metro South | Morphett Vale East 11kV | Load Transfers | MVA | 2026 | 9.8936 | Zone Substation | None
Metro South | Morphettville 11kV | Load Transfers | MVA | 2026 | 15.0589 | Zone Substation | None
Eastern Hills | Mount Barker 11kV | Load Transfers | MVA | 2026 | 5.6073 | Zone Substation | None
Eastern Hills | Mount Barker 66kV | Load Transfers | MVA | 2026 |  | Connection Point | None
South East | Mount Burr 11kV | Load Transfers | MVA | 2026 | 0 | Zone Substation | None
South East | Mount Gambier 11kV | Load Transfers | MVA | 2026 | 7.7293 | Zone Substation | None
South East | Mount Gambier 33kV | Load Transfers | MVA | 2026 |  | Connection Point | None
South East | Mount Gambier North 11kV | Load Transfers | MVA | 2026 | 7.5469 | Zone Substation | N-1
South East | Mount Gambier West 11kV | Load Transfers | MVA | 2026 | 17.5321 | Zone Substation | None
Upper North | Mount Gunson 33kV | Load Transfers | MVA | 2026 |  | Connection Point | None
Eastern Hills | Mount Pleasant 11kV | Load Transfers | MVA | 2026 | 0.96489 | Zone Substation | None
South East | Mount Schank 11kV | Load Transfers | MVA | 2026 | 0.82863 | Zone Substation | None
Murraylands | Murray Bridge North 11kV | Load Transfers | MVA | 2026 | 8.5218 | Zone Substation | None
Murraylands | Murray Bridge South 11kV | Load Transfers | MVA | 2026 | 8.2903 | Zone Substation | None
Eastern Hills | Mylor 11kV | Load Transfers | MVA | 2026 | 2.6102 | Zone Substation | None
Murraylands | Mypolonga 11kV | Load Transfers | MVA | 2026 | 0 | Zone Substation | None
Metro South | Myponga 11kV | Load Transfers | MVA | 2026 | 2.4107 | Zone Substation | None
Eastern Hills | Nairne 11kV | Load Transfers | MVA | 2026 | 1.551 | Zone Substation | Reverse N-1
South East | Nangwarry 11kV | Load Transfers | MVA | 2026 | 0 | Zone Substation | None
South East | Naracoorte 11kV | Load Transfers | MVA | 2026 | 0 | Zone Substation | None
South East | Naracoorte East 11kV | Load Transfers | MVA | 2026 | 4.1633 | Zone Substation | None
Murraylands | Narrung 11kV | Load Transfers | MVA | 2026 | 0.51956 | Zone Substation | None
Upper North | Neuroodla 33kV | Load Transfers | MVA | 2026 |  | Connection Point | None
Metro West | New Osborne 11kV | Load Transfers | MVA | 2026 | 0 | Zone Substation | None
Metro West | New Richmond 11kV | Load Transfers | MVA | 2026 | 23.0896 | Zone Substation | None
Murraylands | Nildottie 11kV | Load Transfers | MVA | 2026 | 0 | Zone Substation | None
Yorke Peninsula | Ninnes 11kV | Load Transfers | MVA | 2026 | 0 | Zone Substation | None
Metro South | Noarlunga Centre 11kV | Load Transfers | MVA | 2026 | 12.8602 | Zone Substation | None
Metro East | North Adelaide 11kV | Load Transfers | MVA | 2026 | 10.1099 | Zone Substation | None
Metro South | North Unley 11kV | Load Transfers | MVA | 2026 | 14.2685 | Zone Substation | None
Riverland | North West Bend 66kV | Load Transfers | MVA | 2026 |  | Connection Point | None
Metro East | Northfield 11kV | Load Transfers | MVA | 2026 | 17.0984 | Zone Substation | N
Metro East | Norwood 11kV | Load Transfers | MVA | 2026 | 28.0403 | Zone Substation | None
Mid North | Nuriootpa 11kV | Load Transfers | MVA | 2026 | 10.006 | Zone Substation | None
Metro South | Oaklands 11kV | Load Transfers | MVA | 2026 | 20.9035 | Zone Substation | None
Upper North | Orroroo 11kV | Load Transfers | MVA | 2026 | 0 | Zone Substation | None
South East | Padthaway 11kV | Load Transfers | MVA | 2026 | 0 | Zone Substation | None
Murraylands | Palmer 11kV | Load Transfers | MVA | 2026 | 0 | Zone Substation | None
Metro South | Panorama 11kV | Load Transfers | MVA | 2026 | 23.4959 | Zone Substation | None
Metro North | Parafield Gardens 11kV | Load Transfers | MVA | 2026 | 17.4828 | Zone Substation | None
Metro North | Paralowie 11kV | Load Transfers | MVA | 2026 | 14.0898 | Zone Substation | None
Murraylands | Parilla 11kV | Load Transfers | MVA | 2026 | 0 | Zone Substation | None
Riverland | Paringa 11kV | Load Transfers | MVA | 2026 | 0 | Zone Substation | None
Riverland | Paringa 33kV | Load Transfers | MVA | 2026 | 0 | Zone Substation | None
Yorke Peninsula | Paskeville 11kV | Load Transfers | MVA | 2026 | 0 | Zone Substation | None
Murraylands | Peake 11kV | Load Transfers | MVA | 2026 | 0 | Zone Substation | None
Murraylands | Pellaring Flat 11kV | Load Transfers | MVA | 2026 | 0 | Zone Substation | None
Metro North | Penfield 11kV | Load Transfers | MVA | 2026 | 13.7284 | Zone Substation | None
Metro South | Penneshaw 11kV | Load Transfers | MVA | 2026 | 0 | Zone Substation | None
South East | Penola 11kV | Load Transfers | MVA | 2026 | 1.6647 | Zone Substation | None
South East | Penola West 33kV | Load Transfers | MVA | 2026 |  | Connection Point | None
Upper North | Peterborough 11kV | Load Transfers | MVA | 2026 | 0 | Zone Substation | None
Eastern Hills | Piccadilly 11kV | Load Transfers | MVA | 2026 | 1.7319 | Zone Substation | None
Murraylands | Pinnaroo 11kV | Load Transfers | MVA | 2026 | 0 | Zone Substation | None
Murraylands | Pinnaroo South 11kV | Load Transfers | MVA | 2026 | 0 | Zone Substation | None
Metro South | Plympton 11kV | Load Transfers | MVA | 2026 | 16.3164 | Zone Substation | None
Eyre Peninsula | Point Boston 11kV | Load Transfers | MVA | 2026 | 0 | Zone Substation | None
Eyre Peninsula | Polda 11kV | Load Transfers | MVA | 2026 | 0 | Zone Substation | None
Eyre Peninsula | Poonindie 11kV | Load Transfers | MVA | 2026 | 0.4424 | Zone Substation | None
Metro West | Port Adelaide 11kV | Load Transfers | MVA | 2026 | 9.2546 | Zone Substation | None
Metro West | Port Adelaide North 11kV | Load Transfers | MVA | 2026 | 10.4311 | Zone Substation | None
Upper North | Port Augusta 11kV | Load Transfers | MVA | 2026 | 4.551 | Zone Substation | None
Upper North | Port Augusta West TF1 11kV | Load Transfers | MVA | 2026 | 5.9057 | Zone Substation | None
Upper North | Port Augusta West TF2 11kV | Load Transfers | MVA | 2026 | 3.3231 | Zone Substation | None
Upper North | Port Broughton 11kV | Load Transfers | MVA | 2026 | 0 | Zone Substation | None
Yorke Peninsula | Port Clinton 11kV | Load Transfers | MVA | 2026 | 0 | Zone Substation | None
Upper North | Port Germein 11kV | Load Transfers | MVA | 2026 | 0.74144 | Zone Substation | None
Yorke Peninsula | Port Giles 11kV | Load Transfers | MVA | 2026 | 0.26338 | Zone Substation | None
Yorke Peninsula | Port Julia 11kV | Load Transfers | MVA | 2026 | 0 | Zone Substation | None
Eyre Peninsula | Port Lincoln City 11kV | Load Transfers | MVA | 2026 | 8.5658 | Zone Substation | None
Eyre Peninsula | Port Lincoln Docks 11kV | Load Transfers | MVA | 2026 | 5.0188 | Zone Substation | None
Eyre Peninsula | Port Lincoln Marina 11kV | Load Transfers | MVA | 2026 | 6.4854 | Zone Substation | None
Eyre Peninsula | Port Lincoln Terminal 33kV | Load Transfers | MVA | 2026 |  | Connection Point | None
Metro South | Port Noarlunga 11kV | Load Transfers | MVA | 2026 | 20.8905 | Zone Substation | None
Upper North | Port Pirie Bungama 33kV | Load Transfers | MVA | 2026 |  | Connection Point | None
Upper North | Port Pirie South 11kV | Load Transfers | MVA | 2026 | 0 | Zone Substation | None
Metro South | Port Stanvac 11kV | Load Transfers | MVA | 2026 | 22.1125 | Zone Substation | None
Metro South | Port Stanvac TF2 11kV | Load Transfers | MVA | 2026 | 0 | Zone Substation | None
Yorke Peninsula | Port Vincent 11kV | Load Transfers | MVA | 2026 | 0 | Zone Substation | None
Riverland | Portee 11kV | Load Transfers | MVA | 2026 | 0 | Zone Substation | N
Metro East | Prospect 11kV | Load Transfers | MVA | 2026 | 25.2089 | Zone Substation | None
Murraylands | Punyelroo 11kV | Load Transfers | MVA | 2026 | 0 | Zone Substation | None
Riverland | Pyap 11kV | Load Transfers | MVA | 2026 | 0.28579 | Zone Substation | None
Riverland | Qualco 11kV | Load Transfers | MVA | 2026 | 3.3602 | Zone Substation | N
Metro West | Queenstown 11kV | Load Transfers | MVA | 2026 | 13.4529 | Zone Substation | None
Upper North | Quorn 11kV | Load Transfers | MVA | 2026 | 0 | Zone Substation | None
Riverland | Ramco 11kV | Load Transfers | MVA | 2026 | 2.2931 | Zone Substation | None
Metro South | Rapid Bay 11kV | Load Transfers | MVA | 2026 | 0 | Zone Substation | None
Riverland | Renmark 11kV | Load Transfers | MVA | 2026 | 0 | Zone Substation | None
Mid North | Riverton 11kV | Load Transfers | MVA | 2026 | 1.6874 | Zone Substation | None
South East | Robe 7.6kV | Load Transfers | MVA | 2026 | 0 | Zone Substation | None
Mid North | Robertstown 11kV | Load Transfers | MVA | 2026 | 0.57158 | Zone Substation | None
Riverland | Roonka 11kV | Load Transfers | MVA | 2026 | 0 | Zone Substation | None
Eyre Peninsula | Rudall 11kV | Load Transfers | MVA | 2026 | 0 | Zone Substation | None
Metro North | Salisbury 11kV | Load Transfers | MVA | 2026 | 30.2459 | Zone Substation | N
Metro South | Salt Cliffs 11kV | Load Transfers | MVA | 2026 | 0.085684 | Zone Substation | None
Mid North | Sandy Creek 11kV | Load Transfers | MVA | 2026 | 0.70077 | Zone Substation | None
Metro South | Seacombe 11kV | Load Transfers | MVA | 2026 | 22.8378 | Zone Substation | None
Metro South | Seaford 11kV | Load Transfers | MVA | 2026 | 10.1435 | Zone Substation | None
Metro South | Second Valley 11kV | Load Transfers | MVA | 2026 | 0.21307 | Zone Substation | None
Metro South | Sheidow Park 11kV | Load Transfers | MVA | 2026 | 17.8473 | Zone Substation | Reverse N-1
Murraylands | Sherlock 11kV | Load Transfers | MVA | 2026 | 0 | Zone Substation | None
Metro North | Smithfield West 11kV | Load Transfers | MVA | 2026 | 20.5182 | Zone Substation | N-1
South East | Snuggery Rural 33kV | Load Transfers | MVA | 2026 |  | Connection Point | None
South East | South End 11kV | Load Transfers | MVA | 2026 | 0 | Zone Substation | Reverse N-1
Mid North | Spalding 11kV | Load Transfers | MVA | 2026 | 0 | Zone Substation | None
Metro South | Square Water Hole 11kV | Load Transfers | MVA | 2026 | 3.3386 | Zone Substation | None
Yorke Peninsula | Stansbury 11kV | Load Transfers | MVA | 2026 | 0 | Zone Substation | None
Eastern Hills | Stirling East 11kV | Load Transfers | MVA | 2026 | 7.5519 | Zone Substation | None
Upper North | Stirling North 1 11kV | Load Transfers | MVA | 2026 | 1.4822 | Zone Substation | None
Upper North | Stirling North 2 11kV | Load Transfers | MVA | 2026 | 1.6252 | Zone Substation | None
Mid North | Stockwell TF1 11kV | Load Transfers | MVA | 2026 | 2.3097 | Zone Substation | None
Mid North | Stockwell TF2 11kV | Load Transfers | MVA | 2026 | 4.7356 | Zone Substation | None
Eyre Peninsula | Stony Point 11kV | Load Transfers | MVA | 2026 |  | Connection Point | None
Eastern Hills | Strathalbyn 11kV | Load Transfers | MVA | 2026 | 2.4732 | Zone Substation | None
Eyre Peninsula | Streaky Bay 11kV | Load Transfers | MVA | 2026 | 0 | Zone Substation | Reverse N-1
Riverland | Swan Reach 11kV | Load Transfers | MVA | 2026 | 0 | Zone Substation | None
Riverland | Swan Reach 33kV | Load Transfers | MVA | 2026 | 0 | Zone Substation | None
Murraylands | Tailem Bend 33kV | Load Transfers | MVA | 2026 |  | Connection Point | None
Murraylands | Tailem Bend Town 11kV | Load Transfers | MVA | 2026 | 0 | Zone Substation | None
South East | Tantanoola 11kV | Load Transfers | MVA | 2026 | 0.49943 | Zone Substation | None
Eyre Peninsula | Tarlton 11kV | Load Transfers | MVA | 2026 | 0 | Zone Substation | None
South East | Tarpeena South 11kV | Load Transfers | MVA | 2026 | 0 | Zone Substation | N-1
Metro East | Tea Tree Gully 11kV | Load Transfers | MVA | 2026 | 24.3191 | Zone Substation | None
Murraylands | Teal Flat 11kV | Load Transfers | MVA | 2026 | 0 | Zone Substation | None
Upper North | Telowie 11kV | Load Transfers | MVA | 2026 | 0.41815 | Zone Substation | None
Mid North | Templers 33kV | Load Transfers | MVA | 2026 |  | Connection Point | None
Metro West | Thebarton 11kV | Load Transfers | MVA | 2026 | 17.4362 | Zone Substation | None
South East | Tintinara 11kV | Load Transfers | MVA | 2026 | 0 | Zone Substation | None
Metro South | Tonsley Park 11kV | Load Transfers | MVA | 2026 | 10.605 | Zone Substation | None
Eyre Peninsula | Tumby Bay 11kV | Load Transfers | MVA | 2026 | 0 | Zone Substation | None
Metro North | Two Wells 11kV | Load Transfers | MVA | 2026 | 4.8154 | Zone Substation | N-1
Eyre Peninsula | Uley 11kV | Load Transfers | MVA | 2026 | 0.26913 | Zone Substation | None
Eyre Peninsula | Uley South 11kV | Load Transfers | MVA | 2026 | 0 | Zone Substation | None
Eastern Hills | Uraidla 11kV | Load Transfers | MVA | 2026 | 2.5891 | Zone Substation | None
Eastern Hills | Uraidla 33kV | Load Transfers | MVA | 2026 |  | Zone Substation | None
Eastern Hills | Verdun 11kV | Load Transfers | MVA | 2026 | 0.18471 | Zone Substation | None
Metro South | Victor Harbor 11kV | Load Transfers | MVA | 2026 | 3.0202 | Zone Substation | None
Metro North | Virginia 11kV | Load Transfers | MVA | 2026 | 8.1894 | Zone Substation | None
Riverland | Waikerie 11kV | Load Transfers | MVA | 2026 | 1.9053 | Zone Substation | None
Murraylands | Walker Flat 11kV | Load Transfers | MVA | 2026 | 0 | Zone Substation | None
Yorke Peninsula | Wallaroo 11kV | Load Transfers | MVA | 2026 | 0 | Zone Substation | None
Yorke Peninsula | Warooka 11kV | Load Transfers | MVA | 2026 | 0.15587 | Zone Substation | None
Mid North | Wasleys 11kV | Load Transfers | MVA | 2026 | 2.1648 | Zone Substation | None
Mid North | Waterloo 33kV | Load Transfers | MVA | 2026 |  | Connection Point | None
Mid North | Waterloo Town 11kV | Load Transfers | MVA | 2026 | 0 | Zone Substation | None
Murraylands | White Sands 11kV | Load Transfers | MVA | 2026 | 4.1314 | Zone Substation | None
Adelaide Central | Whitmore Square 11kV | Load Transfers | MVA | 2026 |  | Zone Substation | None
Eyre Peninsula | Whyalla Central 33kV | Load Transfers | MVA | 2026 |  | Connection Point | None
Eyre Peninsula | Whyalla City 11kV | Load Transfers | MVA | 2026 | 4.1782 | Zone Substation | None
Eyre Peninsula | Whyalla North 11kV | Load Transfers | MVA | 2026 | 0 | Zone Substation | None
Eyre Peninsula | Whyalla Stuart 11kV | Load Transfers | MVA | 2026 | 6.563 | Zone Substation | None
Mid North | Williamstown 11kV | Load Transfers | MVA | 2026 | 0.73771 | Zone Substation | None
Mid North | Williamstown South 11kV | Load Transfers | MVA | 2026 | 2.2285 | Zone Substation | None
Metro South | Willunga 11kV | Load Transfers | MVA | 2026 | 4.0436 | Zone Substation | None
Metro South | Willunga 33kV | Load Transfers | MVA | 2026 | 0 | Zone Substation | None
Upper North | Wilmington 11kV | Load Transfers | MVA | 2026 | 0 | Zone Substation | None
Upper North | Wirrabara Forest 11kV | Load Transfers | MVA | 2026 | 0 | Zone Substation | None
Upper North | Wirrabara South 11kV | Load Transfers | MVA | 2026 | 0 | Zone Substation | None
Metro South | Wirrina Cove 11kV | Load Transfers | MVA | 2026 | 0 | Zone Substation | None
Upper North | Wongyarra 11kV | Load Transfers | MVA | 2026 | 0 | Zone Substation | None
Metro East | Woodforde 11kV | Load Transfers | MVA | 2026 | 27.1949 | Zone Substation | None
Murraylands | Woods Point 11kV | Load Transfers | MVA | 2026 | 2.2621 | Zone Substation | None
Eastern Hills | Woodside 11kV | Load Transfers | MVA | 2026 | 4.9272 | Zone Substation | Reverse N-1
Metro West | Woodville 11kV | Load Transfers | MVA | 2026 | 11.2236 | Zone Substation | None
Metro West | Woodville 33kV | Load Transfers | MVA | 2026 |  | Zone Substation | None
Riverland | Woolpunda 11kV | Load Transfers | MVA | 2026 | 0.5332 | Zone Substation | None
Eyre Peninsula | Wudinna 11kV | Load Transfers | MVA | 2026 | 0 | Zone Substation | None
Eyre Peninsula | Wudinna 66kV | Load Transfers | MVA | 2026 |  | Connection Point | None
Eyre Peninsula | Yadnarie 66kV | Load Transfers | MVA | 2026 |  | Connection Point | None
Metro South | Yankalilla 11kV | Load Transfers | MVA | 2026 | 0.899 | Zone Substation | None
Metro South | Yankalilla 33kV | Load Transfers | MVA | 2026 | 1.0948 | Zone Substation | None
Metro South | Yankalilla Hill 11kV | Load Transfers | MVA | 2026 | 0 | Zone Substation | None
Upper North | Yongala 11kV | Load Transfers | MVA | 2026 | 0 | Zone Substation | None
Yorke Peninsula | Yorketown 11kV | Load Transfers | MVA | 2026 | 0.90237 | Zone Substation | None
Adelaide Central | ACR 66kV | Load Transfers | MVA | 2027 |  | Connection Point | None
Eastern Hills | Aldgate 11kV | Load Transfers | MVA | 2027 | 5.7132 | Zone Substation | None
Metro South | Aldinga 11kV | Load Transfers | MVA | 2027 | 3.8291 | Zone Substation | None
South East | Allendale East 11kV | Load Transfers | MVA | 2027 | 1.0078 | Zone Substation | None
Mid North | Alma 11kV | Load Transfers | MVA | 2027 | 0 | Zone Substation | None
Metro South | American River 11kV | Load Transfers | MVA | 2027 | 0 | Zone Substation | None
Eastern Hills | Angas Creek 33kV | Load Transfers | MVA | 2027 |  | Connection Point | None
Mid North | Angaston 11kV | Load Transfers | MVA | 2027 | 6.6969 | Zone Substation | None
Metro North | Angle Vale 11kV | Load Transfers | MVA | 2027 | 17.7121 | Zone Substation | None
Yorke Peninsula | Ardrossan 11kV | Load Transfers | MVA | 2027 | 0 | Zone Substation | None
Yorke Peninsula | Ardrossan West 33kV | Load Transfers | MVA | 2027 |  | Connection Point | None
Eyre Peninsula | Arno Bay 11kV | Load Transfers | MVA | 2027 | 0 | Zone Substation | None
Metro South | Ascot Park 11kV | Load Transfers | MVA | 2027 | 17.8224 | Zone Substation | N
Metro West | Athol Park 11kV | Load Transfers | MVA | 2027 | 18.7226 | Zone Substation | None
Mid North | Auburn 11kV | Load Transfers | MVA | 2027 | 1.1881 | Zone Substation | None
Yorke Peninsula | Balaklava 7.6kV | Load Transfers | MVA | 2027 | 0 | Zone Substation | None
Eastern Hills | Balhannah 33kV | Load Transfers | MVA | 2027 |  | Zone Substation | None
Upper North | Baroota 33kV | Load Transfers | MVA | 2027 |  | Connection Point | None
Upper North | Baroota Town 11kV | Load Transfers | MVA | 2027 | 0 | Zone Substation | None
Mid North | Barossa South TF1 11kV | Load Transfers | MVA | 2027 | 2.3848 | Zone Substation | None
Mid North | Barossa South TF2 11kV | Load Transfers | MVA | 2027 | 3.7398 | Zone Substation | None
South East | Beachport 11kV | Load Transfers | MVA | 2027 | 0 | Zone Substation | None
Murraylands | Belvedere Road 7.6kV | Load Transfers | MVA | 2027 | 0 | Zone Substation | None
Riverland | Berri 11kV | Load Transfers | MVA | 2027 | 3.7083 | Zone Substation | None
Riverland | Berri 66kV | Load Transfers | MVA | 2027 |  | Connection Point | None
Murraylands | Binnies 11kV | Load Transfers | MVA | 2027 | 0 | Zone Substation | None
Eastern Hills | Birdwood 11kV | Load Transfers | MVA | 2027 | 1.7147 | Zone Substation | None
Yorke Peninsula | Black Point 11kV | Load Transfers | MVA | 2027 | 0 | Zone Substation | None
Metro West | Blackpool 11kV | Load Transfers | MVA | 2027 | 10.7841 | Zone Substation | None
Metro South | Blackwood 11kV | Load Transfers | MVA | 2027 | 11.928 | Zone Substation | None
South East | Blanche 33kV | Load Transfers | MVA | 2027 |  | Connection Point | None
Upper North | Booleroo Centre 11kV | Load Transfers | MVA | 2027 | 0 | Zone Substation | None
Eyre Peninsula | Boothby 33kV | Load Transfers | MVA | 2027 | 0 | Zone Substation | N-1
Upper North | Booyoolie 11kV | Load Transfers | MVA | 2027 | 0 | Zone Substation | None
South East | Bordertown 11kV | Load Transfers | MVA | 2027 | 0.4108 | Zone Substation | N-1
Mid North | Brinkworth 33kV | Load Transfers | MVA | 2027 |  | Connection Point | None
Mid North | Brinkworth Town 11kV | Load Transfers | MVA | 2027 | 0.85461 | Zone Substation | None
Eastern Hills | Brukunga 11kV | Load Transfers | MVA | 2027 | 0 | Zone Substation | None
Upper North | Bungama Napperby 11kV | Load Transfers | MVA | 2027 | 0.79346 | Zone Substation | None
Metro East | Burnside 11kV | Load Transfers | MVA | 2027 | 11.2288 | Zone Substation | None
Mid North | Burra TF2 11kV | Load Transfers | MVA | 2027 | 2.1582 | Zone Substation | None
Riverland | Cadell 11kV | Load Transfers | MVA | 2027 | 0 | Zone Substation | None
Murraylands | Caloote 11kV | Load Transfers | MVA | 2027 | 0 | Zone Substation | None
Upper North | Caltowie 11kV | Load Transfers | MVA | 2027 | 0 | Zone Substation | None
Murraylands | Cambrai 11kV | Load Transfers | MVA | 2027 | 0 | Zone Substation | None
Murraylands | Campbell Park 11kV | Load Transfers | MVA | 2027 | 0.48977 | Zone Substation | None
Metro East | Campbelltown 11kV | Load Transfers | MVA | 2027 | 27.1386 | Zone Substation | None
Metro South | Cape Jervis 11kV | Load Transfers | MVA | 2027 | 0 | Zone Substation | None
Metro South | Cape Jervis 33kV | Load Transfers | MVA | 2027 | 3.7874 | Zone Substation | N-1
Eyre Peninsula | Caralue 11kV | Load Transfers | MVA | 2027 | 0 | Zone Substation | None
Metro West | Cavan 11kV | Load Transfers | MVA | 2027 | 20.332 | Zone Substation | None
Adelaide Central | CBD 33kV | Load Transfers | MVA | 2027 |  | Zone Substation | None
Eyre Peninsula | Ceduna 11kV | Load Transfers | MVA | 2027 | 0 | Zone Substation | None
Eastern Hills | Chain of Ponds 11kV | Load Transfers | MVA | 2027 | 0 | Zone Substation | None
Metro West | Cheltenham 11kV | Load Transfers | MVA | 2027 | 12.4545 | Zone Substation | None
Metro West | Cheltenham 33kV | Load Transfers | MVA | 2027 |  | Zone Substation | None
Mid North | Clare 11kV | Load Transfers | MVA | 2027 | 0 | Zone Substation | None
Mid North | Clare North 33kV | Load Transfers | MVA | 2027 |  | Connection Point | None
Metro South | Clarence Gardens 11kV | Load Transfers | MVA | 2027 | 17.9377 | Zone Substation | None
Metro South | Clarendon 11kV | Load Transfers | MVA | 2027 | 2.1888 | Zone Substation | None
Metro East | Clearview 11kV | Load Transfers | MVA | 2027 | 24.8192 | Zone Substation | N
Eyre Peninsula | Cleve 11kV | Load Transfers | MVA | 2027 | 0 | Zone Substation | None
Eyre Peninsula | Cleve 33kV | Load Transfers | MVA | 2027 | 0 | Zone Substation | N-1
Eyre Peninsula | Coffin Bay 11kV | Load Transfers | MVA | 2027 | 0 | Zone Substation | None
Mid North | Collinsfield 11kV | Load Transfers | MVA | 2027 | 0.8328 | Zone Substation | None
Murraylands | Coomandook 11kV | Load Transfers | MVA | 2027 | 0 | Zone Substation | None
Murraylands | Coonalpyn 11kV | Load Transfers | MVA | 2027 | 0 | Zone Substation | None
South East | Coonawarra 11kV | Load Transfers | MVA | 2027 | 1.2292 | Zone Substation | None
Upper North | Copley Nepabunna 33kV | Load Transfers | MVA | 2027 | 0 | Zone Substation | N-1
Riverland | Cordola 11kV | Load Transfers | MVA | 2027 | 0 | Zone Substation | None
Adelaide Central | Coromandel Place 11kV | Load Transfers | MVA | 2027 |  | Zone Substation | None
Eyre Peninsula | Cowell 11kV | Load Transfers | MVA | 2027 | 0 | Zone Substation | None
Metro West | Croydon 11kV | Load Transfers | MVA | 2027 | 21.1699 | Zone Substation | None
Metro West | Croydon Park 11kV | Load Transfers | MVA | 2027 | 18.1228 | Zone Substation | None
Upper North | Crystal Brook 11kV | Load Transfers | MVA | 2027 | 0.49537 | Zone Substation | None
Metro South | Cudmore Park 11kV | Load Transfers | MVA | 2027 | 14.8136 | Zone Substation | None
Eyre Peninsula | Cummins 11kV | Load Transfers | MVA | 2027 | 0.26126 | Zone Substation | None
Yorke Peninsula | Curramulka 7.6kV | Load Transfers | MVA | 2027 | 0 | Zone Substation | None
Yorke Peninsula | Curramulka South 11kV | Load Transfers | MVA | 2027 | 0 | Zone Substation | None
Yorke Peninsula | Dalrymple 33kV | Load Transfers | MVA | 2027 |  | Connection Point | None
Eyre Peninsula | Darke Peak 11kV | Load Transfers | MVA | 2027 | 0 | Zone Substation | None
Upper North | Davenport West 33kV | Load Transfers | MVA | 2027 |  | Connection Point | None
Eastern Hills | Deloraine 11kV | Load Transfers | MVA | 2027 | 0 | Zone Substation | None
Metro North | Direk 11kV | Load Transfers | MVA | 2027 | 18.1661 | Zone Substation | None
Mid North | Dorrien 33kV | Load Transfers | MVA | 2027 |  | Connection Point | None
Mid North | Dorrien TF4 11kV | Load Transfers | MVA | 2027 | 9.0084 | Zone Substation | None
Mid North | Dorrien TF5 11kV | Load Transfers | MVA | 2027 | 4.4916 | Zone Substation | None
Yorke Peninsula | Dowlingville 11kV | Load Transfers | MVA | 2027 | 0 | Zone Substation | None
Adelaide Central | East Terrace 11kV | Load Transfers | MVA | 2027 |  | Zone Substation | None
Metro North | Edinburgh 11kV | Load Transfers | MVA | 2027 | 10.9565 | Zone Substation | None
Yorke Peninsula | Edithburgh 11kV | Load Transfers | MVA | 2027 | 1.2306 | Zone Substation | None
Metro North | Elizabeth Downs 11kV | Load Transfers | MVA | 2027 | 25.3095 | Zone Substation | None
Metro North | Elizabeth Heights 11kV | Load Transfers | MVA | 2027 | 11.7718 | Zone Substation | None
Metro North | Elizabeth South 11kV | Load Transfers | MVA | 2027 | 10.2985 | Zone Substation | None
Mid North | Eudunda 11kV | Load Transfers | MVA | 2027 | 0.72302 | Zone Substation | None
Metro North | Evanston 11kV | Load Transfers | MVA | 2027 | 9.7125 | Zone Substation | N-1
Metro North | Evanston 33kV | Load Transfers | MVA | 2027 | 0 | Zone Substation | None
Metro West | Findon 11kV | Load Transfers | MVA | 2027 | 18.7151 | Zone Substation | None
Metro West | Flinders Park 11kV | Load Transfers | MVA | 2027 | 18.693 | Zone Substation | None
Mid North | Florieton SWER 19kV | Load Transfers | MVA | 2027 |  | Connection Point | None
Eastern Hills | Forreston 11kV | Load Transfers | MVA | 2027 | 0 | Zone Substation | None
Mid North | Freeling 11kV | Load Transfers | MVA | 2027 | 0.52916 | Zone Substation | None
Mid North | Freeling North 11kV | Load Transfers | MVA | 2027 | 2.8424 | Zone Substation | None
Metro West | Fulham Gardens 11kV | Load Transfers | MVA | 2027 | 30.3972 | Zone Substation | None
Upper North | Fullerville 11kV | Load Transfers | MVA | 2027 | 0 | Zone Substation | None
Mid North | Gawler Belt TF1 11kV | Load Transfers | MVA | 2027 | 5.9297 | Zone Substation | None
Mid North | Gawler Belt TF2 11kV | Load Transfers | MVA | 2027 | 4.7317 | Zone Substation | None
Mid North | Georgetown 11kV | Load Transfers | MVA | 2027 | 0 | Zone Substation | None
Murraylands | Geranium 11kV | Load Transfers | MVA | 2027 | 0 | Zone Substation | None
Upper North | Gladstone 11kV | Load Transfers | MVA | 2027 | 0.35938 | Zone Substation | None
Metro West | Glanville 11kV | Load Transfers | MVA | 2027 | 15.1774 | Zone Substation | None
South East | Glencoe 11kV | Load Transfers | MVA | 2027 | 0 | Zone Substation | None
Metro South | Glenelg North 11kV | Load Transfers | MVA | 2027 | 8.0738 | Zone Substation | None
Riverland | Glossop 11kV | Load Transfers | MVA | 2027 | 2.9301 | Zone Substation | None
Metro East | Golden Grove 11kV | Load Transfers | MVA | 2027 | 11.5375 | Zone Substation | None
Mid North | Gomersal North 11kV | Load Transfers | MVA | 2027 | 0 | Zone Substation | None
Metro South | Goolwa 11kV | Load Transfers | MVA | 2027 | 3.306 | Zone Substation | None
Mid North | Gulnare 11kV | Load Transfers | MVA | 2027 | 0 | Zone Substation | None
Eastern Hills | Gumeracha 11kV | Load Transfers | MVA | 2027 | 0 | Zone Substation | None
Eastern Hills | Gumeracha Weir 11kV | Load Transfers | MVA | 2027 | 0 | Zone Substation | None
Eastern Hills | Gumhaven 11kV | Load Transfers | MVA | 2027 | 0 | Zone Substation | None
Metro South | Hackham 11kV | Load Transfers | MVA | 2027 | 13.2253 | Zone Substation | N-1
Eastern Hills | Hahndorf 11kV | Load Transfers | MVA | 2027 | 1.9795 | Zone Substation | None
Mid North | Halbury 11kV | Load Transfers | MVA | 2027 | 0 | Zone Substation | None
Mid North | Hamley Bridge 11kV | Load Transfers | MVA | 2027 | 0 | Zone Substation | None
Metro South | Happy Valley 11kV | Load Transfers | MVA | 2027 | 10.9669 | Zone Substation | None
Metro East | Harrow 11kV | Load Transfers | MVA | 2027 | 16.1132 | Zone Substation | None
South East | Hatherleigh 11kV | Load Transfers | MVA | 2027 | 0 | Zone Substation | None
Upper North | Hawker 11kV | Load Transfers | MVA | 2027 | 0 | Zone Substation | None
Metro South | Hay Flat 11kV | Load Transfers | MVA | 2027 | 0 | Zone Substation | None
Metro West | Henley South 11kV | Load Transfers | MVA | 2027 | 15.248 | Zone Substation | None
Eastern Hills | Hermitage 11kV | Load Transfers | MVA | 2027 | 0 | Zone Substation | None
Metro East | Hillcrest 11kV | Load Transfers | MVA | 2027 | 16.3829 | Zone Substation | None
Adelaide Central | Hindley Street 11kV | Load Transfers | MVA | 2027 |  | Zone Substation | None
Metro East | Holden Hill 11kV | Load Transfers | MVA | 2027 | 30.7597 | Zone Substation | None
Metro East | Hope Valley 11kV | Load Transfers | MVA | 2027 | 17.2092 | Zone Substation | None
Eastern Hills | Houghton 7.6kV | Load Transfers | MVA | 2027 | 0 | Zone Substation | None
Mid North | Hoyleton 11kV | Load Transfers | MVA | 2027 | 0 | Zone Substation | None
Yorke Peninsula | Hummocks 33kV | Load Transfers | MVA | 2027 |  | Connection Point | None
Metro East | Ingle Farm 11kV | Load Transfers | MVA | 2027 | 20.582 | Zone Substation | None
South East | Inverness 11kV | Load Transfers | MVA | 2027 | 0 | Zone Substation | None
Murraylands | Jabuk 11kV | Load Transfers | MVA | 2027 | 0 | Zone Substation | None
Yorke Peninsula | James Well 11kV | Load Transfers | MVA | 2027 | 0 | Zone Substation | None
Upper North | Jamestown 11kV | Load Transfers | MVA | 2027 | 0 | Zone Substation | Reverse N-1
Murraylands | Jervois 11kV | Load Transfers | MVA | 2027 | 0.54402 | Zone Substation | None
Yorke Peninsula | Kadina 11kV | Load Transfers | MVA | 2027 | 0 | Zone Substation | None
Yorke Peninsula | Kadina East 33kV | Load Transfers | MVA | 2027 |  | Connection Point | None
South East | Kalangadoo 11kV | Load Transfers | MVA | 2027 | 0.57944 | Zone Substation | None
South East | Kalangadoo West 11kV | Load Transfers | MVA | 2027 | 0.22627 | Zone Substation | None
Eastern Hills | Kanmantoo Copper Mine 11kV | Load Transfers | MVA | 2027 | 1.3119 | Connection Point | None
Mid North | Kapunda TF1 11kV | Load Transfers | MVA | 2027 | 3.613 | Zone Substation | None
Mid North | Kapunda TF2 11kV | Load Transfers | MVA | 2027 | 2.6464 | Zone Substation | None
Murraylands | Karoonda 11kV | Load Transfers | MVA | 2027 | 0 | Zone Substation | Reverse N
South East | Keith 11kV | Load Transfers | MVA | 2027 | 0.43314 | Zone Substation | None
South East | Keith 33kV | Load Transfers | MVA | 2027 |  | Connection Point | None
Metro East | Kent Town 11kV | Load Transfers | MVA | 2027 | 18.782 | Zone Substation | None
Eastern Hills | Kersbrook 11kV | Load Transfers | MVA | 2027 | 0 | Zone Substation | None
Metro South | Keswick 11kV | Load Transfers | MVA | 2027 | 28.9879 | Zone Substation | None
Murraylands | Ki Ki 11kV | Load Transfers | MVA | 2027 | 0 | Zone Substation | None
Metro West | Kilburn 11kV | Load Transfers | MVA | 2027 | 28.5429 | Zone Substation | None
Metro East | Kilburn South 11kV | Load Transfers | MVA | 2027 | 17.7499 | Zone Substation | None
Metro West | Kilkenny 11kV | Load Transfers | MVA | 2027 | 14.7922 | Zone Substation | None
South East | Kincraig 33kV | Load Transfers | MVA | 2027 |  | Connection Point | None
Metro South | Kingscote 11kV | Load Transfers | MVA | 2027 | 0.62694 | Zone Substation | None
South East | Kingston SE 11kV | Load Transfers | MVA | 2027 | 0 | Zone Substation | None
Metro South | Kingswood 11kV | Load Transfers | MVA | 2027 | 29.0913 | Zone Substation | None
South East | Kongorong 11kV | Load Transfers | MVA | 2027 | 0.15023 | Zone Substation | None
South East | Kumorna 11kV | Load Transfers | MVA | 2027 | 0 | Zone Substation | None
Mid North | Kybunga 11kV | Load Transfers | MVA | 2027 | 0 | Zone Substation | None
Murraylands | Lameroo 11kV | Load Transfers | MVA | 2027 | 0 | Zone Substation | None
Eastern Hills | Langhorne Creek 11kV | Load Transfers | MVA | 2027 | 1.5087 | Zone Substation | None
Metro West | Largs North 11kV | Load Transfers | MVA | 2027 | 12.8167 | Zone Substation | None
Metro West | Lefevre 11kV | Load Transfers | MVA | 2027 | 0.89974 | Zone Substation | None
Upper North | Leigh Creek South 33kV | Load Transfers | MVA | 2027 |  | Connection Point | None
Metro East | Linden Park 11kV | Load Transfers | MVA | 2027 | 27.0172 | Zone Substation | None
Eyre Peninsula | Little Swamp 11kV | Load Transfers | MVA | 2027 | 0.17683 | Zone Substation | None
Eastern Hills | Lobethal 11kV | Load Transfers | MVA | 2027 | 3.2373 | Zone Substation | None
Eyre Peninsula | Lock 11kV | Load Transfers | MVA | 2027 | 0 | Zone Substation | None
Riverland | Loveday 11kV | Load Transfers | MVA | 2027 | 1.8637 | Zone Substation | None
Metro South | Lower Mitcham 11kV | Load Transfers | MVA | 2027 | 16.6482 | Zone Substation | None
Riverland | Loxton 11kV | Load Transfers | MVA | 2027 | 0.54763 | Zone Substation | None
South East | Lucindale 11kV | Load Transfers | MVA | 2027 | 0 | Zone Substation | None
Mid North | Lyndoch 11kV | Load Transfers | MVA | 2027 | 1.0644 | Zone Substation | None
Mid North | Lyndoch South 7.6kV | Load Transfers | MVA | 2027 | 0 | Zone Substation | None
Riverland | Lyrup 11kV | Load Transfers | MVA | 2027 | 1.2989 | Zone Substation | None
Metro South | MacGillivray 11kV | Load Transfers | MVA | 2027 | 0.17835 | Zone Substation | None
Yorke Peninsula | Maitland 11kV | Load Transfers | MVA | 2027 | 0.11432 | Zone Substation | None
Mid North | Mallala 11kV | Load Transfers | MVA | 2027 | 0.34295 | Zone Substation | None
Murraylands | Mannum 33kV | Load Transfers | MVA | 2027 |  | Connection Point | None
Murraylands | Mannum Town 7.6kV | Load Transfers | MVA | 2027 | 0 | Zone Substation | None
Yorke Peninsula | Marion Bay 11kV | Load Transfers | MVA | 2027 | 0 | Zone Substation | None
Mid North | Marrabel 11kV | Load Transfers | MVA | 2027 | 0.7634 | Zone Substation | None
Metro South | McLaren Flat TF1 11kV | Load Transfers | MVA | 2027 | 5.7165 | Zone Substation | None
Metro South | McLaren Flat TF2 11kV | Load Transfers | MVA | 2027 | 3.9241 | Zone Substation | None
Metro South | McLaren Vale 11kV | Load Transfers | MVA | 2027 | 0 | Zone Substation | None
Metro South | McLaren Vale Vineyard 11kV | Load Transfers | MVA | 2027 | 0 | Zone Substation | None
Eastern Hills | Meadows 11kV | Load Transfers | MVA | 2027 | 1.6445 | Zone Substation | Reverse N-1
Upper North | Melrose 11kV | Load Transfers | MVA | 2027 | 0 | Zone Substation | None
Murraylands | Meningie 11kV | Load Transfers | MVA | 2027 | 0 | Zone Substation | None
Metro East | Metro East 66kV | Load Transfers | MVA | 2027 |  | Connection Point | None
Metro North | Metro North 66kV | Load Transfers | MVA | 2027 |  | Connection Point | None
Metro South | Metro South 66kV | Load Transfers | MVA | 2027 |  | Connection Point | None
Metro West | Metro West 66kV | Load Transfers | MVA | 2027 |  | Connection Point | None
Eastern Hills | Milang 11kV | Load Transfers | MVA | 2027 | 1.474 | Zone Substation | None
South East | Millicent 11kV | Load Transfers | MVA | 2027 | 0 | Zone Substation | None
Yorke Peninsula | Minlaton 11kV | Load Transfers | MVA | 2027 | 0.07621 | Zone Substation | None
Murraylands | Mobilong 33kV | Load Transfers | MVA | 2027 |  | Connection Point | None
Murraylands | Monarto Central 11kV | Load Transfers | MVA | 2027 | 1.8803 | Zone Substation | None
Murraylands | Monarto South 11kV | Load Transfers | MVA | 2027 | 3.4115 | Zone Substation | None
Yorke Peninsula | Moonta 11kV | Load Transfers | MVA | 2027 | 0 | Zone Substation | N-1
Eyre Peninsula | Moorkitabie 11kV | Load Transfers | MVA | 2027 | 0 | Zone Substation | None
Riverland | Morgan 11kV | Load Transfers | MVA | 2027 | 0 | Zone Substation | N
Metro South | Morphett Vale East 11kV | Load Transfers | MVA | 2027 | 10.042 | Zone Substation | None
Metro South | Morphettville 11kV | Load Transfers | MVA | 2027 | 15.3304 | Zone Substation | None
Eastern Hills | Mount Barker 11kV | Load Transfers | MVA | 2027 | 5.3969 | Zone Substation | None
Eastern Hills | Mount Barker 66kV | Load Transfers | MVA | 2027 |  | Connection Point | None
South East | Mount Burr 11kV | Load Transfers | MVA | 2027 | 0 | Zone Substation | None
South East | Mount Gambier 11kV | Load Transfers | MVA | 2027 | 7.7479 | Zone Substation | None
South East | Mount Gambier 33kV | Load Transfers | MVA | 2027 |  | Connection Point | None
South East | Mount Gambier North 11kV | Load Transfers | MVA | 2027 | 7.5001 | Zone Substation | N-1
South East | Mount Gambier West 11kV | Load Transfers | MVA | 2027 | 17.8462 | Zone Substation | None
Upper North | Mount Gunson 33kV | Load Transfers | MVA | 2027 |  | Connection Point | None
Eastern Hills | Mount Pleasant 11kV | Load Transfers | MVA | 2027 | 0.98245 | Zone Substation | None
South East | Mount Schank 11kV | Load Transfers | MVA | 2027 | 0.82704 | Zone Substation | None
Murraylands | Murray Bridge North 11kV | Load Transfers | MVA | 2027 | 8.561 | Zone Substation | None
Murraylands | Murray Bridge South 11kV | Load Transfers | MVA | 2027 | 8.3941 | Zone Substation | None
Eastern Hills | Mylor 11kV | Load Transfers | MVA | 2027 | 2.6102 | Zone Substation | None
Murraylands | Mypolonga 11kV | Load Transfers | MVA | 2027 | 0 | Zone Substation | None
Metro South | Myponga 11kV | Load Transfers | MVA | 2027 | 2.4515 | Zone Substation | None
Eastern Hills | Nairne 11kV | Load Transfers | MVA | 2027 | 1.5588 | Zone Substation | Reverse N-1
South East | Nangwarry 11kV | Load Transfers | MVA | 2027 | 0 | Zone Substation | None
South East | Naracoorte 11kV | Load Transfers | MVA | 2027 | 0 | Zone Substation | None
South East | Naracoorte East 11kV | Load Transfers | MVA | 2027 | 4.2158 | Zone Substation | None
Murraylands | Narrung 11kV | Load Transfers | MVA | 2027 | 0.52476 | Zone Substation | None
Upper North | Neuroodla 33kV | Load Transfers | MVA | 2027 |  | Connection Point | None
Metro West | New Osborne 11kV | Load Transfers | MVA | 2027 | 0 | Zone Substation | None
Metro West | New Richmond 11kV | Load Transfers | MVA | 2027 | 23.1378 | Zone Substation | None
Murraylands | Nildottie 11kV | Load Transfers | MVA | 2027 | 0 | Zone Substation | None
Yorke Peninsula | Ninnes 11kV | Load Transfers | MVA | 2027 | 0 | Zone Substation | None
Metro South | Noarlunga Centre 11kV | Load Transfers | MVA | 2027 | 13.2166 | Zone Substation | None
Metro East | North Adelaide 11kV | Load Transfers | MVA | 2027 | 10.1804 | Zone Substation | None
Metro South | North Unley 11kV | Load Transfers | MVA | 2027 | 14.5539 | Zone Substation | None
Riverland | North West Bend 66kV | Load Transfers | MVA | 2027 |  | Connection Point | None
Metro East | Northfield 11kV | Load Transfers | MVA | 2027 | 17.2779 | Zone Substation | N
Metro East | Norwood 11kV | Load Transfers | MVA | 2027 | 28.294 | Zone Substation | None
Mid North | Nuriootpa 11kV | Load Transfers | MVA | 2027 | 10.0871 | Zone Substation | None
Metro South | Oaklands 11kV | Load Transfers | MVA | 2027 | 21.1912 | Zone Substation | None
Upper North | Orroroo 11kV | Load Transfers | MVA | 2027 | 0 | Zone Substation | None
South East | Padthaway 11kV | Load Transfers | MVA | 2027 | 0 | Zone Substation | None
Murraylands | Palmer 11kV | Load Transfers | MVA | 2027 | 0 | Zone Substation | None
Metro South | Panorama 11kV | Load Transfers | MVA | 2027 | 22.8823 | Zone Substation | None
Metro North | Parafield Gardens 11kV | Load Transfers | MVA | 2027 | 17.4798 | Zone Substation | None
Metro North | Paralowie 11kV | Load Transfers | MVA | 2027 | 14.0353 | Zone Substation | None
Murraylands | Parilla 11kV | Load Transfers | MVA | 2027 | 0 | Zone Substation | None
Riverland | Paringa 11kV | Load Transfers | MVA | 2027 | 0 | Zone Substation | None
Riverland | Paringa 33kV | Load Transfers | MVA | 2027 | 0 | Zone Substation | None
Yorke Peninsula | Paskeville 11kV | Load Transfers | MVA | 2027 | 0 | Zone Substation | None
Murraylands | Peake 11kV | Load Transfers | MVA | 2027 | 0 | Zone Substation | None
Murraylands | Pellaring Flat 11kV | Load Transfers | MVA | 2027 | 0 | Zone Substation | None
Metro North | Penfield 11kV | Load Transfers | MVA | 2027 | 13.7139 | Zone Substation | None
Metro South | Penneshaw 11kV | Load Transfers | MVA | 2027 | 0 | Zone Substation | None
South East | Penola 11kV | Load Transfers | MVA | 2027 | 1.6701 | Zone Substation | None
South East | Penola West 33kV | Load Transfers | MVA | 2027 |  | Connection Point | None
Upper North | Peterborough 11kV | Load Transfers | MVA | 2027 | 0 | Zone Substation | None
Eastern Hills | Piccadilly 11kV | Load Transfers | MVA | 2027 | 1.7492 | Zone Substation | None
Murraylands | Pinnaroo 11kV | Load Transfers | MVA | 2027 | 0 | Zone Substation | None
Murraylands | Pinnaroo South 11kV | Load Transfers | MVA | 2027 | 0 | Zone Substation | None
Metro South | Plympton 11kV | Load Transfers | MVA | 2027 | 16.5234 | Zone Substation | None
Eyre Peninsula | Point Boston 11kV | Load Transfers | MVA | 2027 | 0 | Zone Substation | None
Eyre Peninsula | Polda 11kV | Load Transfers | MVA | 2027 | 0 | Zone Substation | None
Eyre Peninsula | Poonindie 11kV | Load Transfers | MVA | 2027 | 0.4509 | Zone Substation | None
Metro West | Port Adelaide 11kV | Load Transfers | MVA | 2027 | 9.3109 | Zone Substation | None
Metro West | Port Adelaide North 11kV | Load Transfers | MVA | 2027 | 11.1423 | Zone Substation | None
Upper North | Port Augusta 11kV | Load Transfers | MVA | 2027 | 4.5447 | Zone Substation | None
Upper North | Port Augusta West TF1 11kV | Load Transfers | MVA | 2027 | 5.9648 | Zone Substation | None
Upper North | Port Augusta West TF2 11kV | Load Transfers | MVA | 2027 | 3.3896 | Zone Substation | None
Upper North | Port Broughton 11kV | Load Transfers | MVA | 2027 | 0 | Zone Substation | None
Yorke Peninsula | Port Clinton 11kV | Load Transfers | MVA | 2027 | 0 | Zone Substation | None
Upper North | Port Germein 11kV | Load Transfers | MVA | 2027 | 0.7643 | Zone Substation | None
Yorke Peninsula | Port Giles 11kV | Load Transfers | MVA | 2027 | 0.2697 | Zone Substation | None
Yorke Peninsula | Port Julia 11kV | Load Transfers | MVA | 2027 | 0 | Zone Substation | None
Eyre Peninsula | Port Lincoln City 11kV | Load Transfers | MVA | 2027 | 8.7372 | Zone Substation | None
Eyre Peninsula | Port Lincoln Docks 11kV | Load Transfers | MVA | 2027 | 5.1125 | Zone Substation | None
Eyre Peninsula | Port Lincoln Marina 11kV | Load Transfers | MVA | 2027 | 6.6021 | Zone Substation | None
Eyre Peninsula | Port Lincoln Terminal 33kV | Load Transfers | MVA | 2027 |  | Connection Point | None
Metro South | Port Noarlunga 11kV | Load Transfers | MVA | 2027 | 21.3083 | Zone Substation | None
Upper North | Port Pirie Bungama 33kV | Load Transfers | MVA | 2027 |  | Connection Point | None
Upper North | Port Pirie South 11kV | Load Transfers | MVA | 2027 | 0 | Zone Substation | None
Metro South | Port Stanvac 11kV | Load Transfers | MVA | 2027 | 22.1872 | Zone Substation | None
Metro South | Port Stanvac TF2 11kV | Load Transfers | MVA | 2027 | 0 | Zone Substation | None
Yorke Peninsula | Port Vincent 11kV | Load Transfers | MVA | 2027 | 0 | Zone Substation | None
Riverland | Portee 11kV | Load Transfers | MVA | 2027 | 0 | Zone Substation | N
Metro East | Prospect 11kV | Load Transfers | MVA | 2027 | 25.211 | Zone Substation | None
Murraylands | Punyelroo 11kV | Load Transfers | MVA | 2027 | 0 | Zone Substation | None
Riverland | Pyap 11kV | Load Transfers | MVA | 2027 | 0.28579 | Zone Substation | None
Riverland | Qualco 11kV | Load Transfers | MVA | 2027 | 3.4002 | Zone Substation | N
Metro West | Queenstown 11kV | Load Transfers | MVA | 2027 | 13.6404 | Zone Substation | None
Upper North | Quorn 11kV | Load Transfers | MVA | 2027 | 0 | Zone Substation | None
Riverland | Ramco 11kV | Load Transfers | MVA | 2027 | 2.2756 | Zone Substation | None
Metro South | Rapid Bay 11kV | Load Transfers | MVA | 2027 | 0 | Zone Substation | None
Riverland | Renmark 11kV | Load Transfers | MVA | 2027 | 0 | Zone Substation | None
Mid North | Riverton 11kV | Load Transfers | MVA | 2027 | 1.7103 | Zone Substation | None
South East | Robe 7.6kV | Load Transfers | MVA | 2027 | 0 | Zone Substation | None
Mid North | Robertstown 11kV | Load Transfers | MVA | 2027 | 0.57158 | Zone Substation | None
Riverland | Roonka 11kV | Load Transfers | MVA | 2027 | 0 | Zone Substation | None
Eyre Peninsula | Rudall 11kV | Load Transfers | MVA | 2027 | 0 | Zone Substation | None
Metro North | Salisbury 11kV | Load Transfers | MVA | 2027 | 30.0853 | Zone Substation | N
Metro South | Salt Cliffs 11kV | Load Transfers | MVA | 2027 | 0.090607 | Zone Substation | None
Mid North | Sandy Creek 11kV | Load Transfers | MVA | 2027 | 0.71038 | Zone Substation | None
Metro South | Seacombe 11kV | Load Transfers | MVA | 2027 | 22.7253 | Zone Substation | None
Metro South | Seaford 11kV | Load Transfers | MVA | 2027 | 10.4174 | Zone Substation | None
Metro South | Second Valley 11kV | Load Transfers | MVA | 2027 | 0.22263 | Zone Substation | None
Metro South | Sheidow Park 11kV | Load Transfers | MVA | 2027 | 18.2578 | Zone Substation | Reverse N-1
Murraylands | Sherlock 11kV | Load Transfers | MVA | 2027 | 0 | Zone Substation | None
Metro North | Smithfield West 11kV | Load Transfers | MVA | 2027 | 20.2471 | Zone Substation | N-1
South East | Snuggery Rural 33kV | Load Transfers | MVA | 2027 |  | Connection Point | None
South East | South End 11kV | Load Transfers | MVA | 2027 | 0 | Zone Substation | Reverse N-1
Mid North | Spalding 11kV | Load Transfers | MVA | 2027 | 0 | Zone Substation | None
Metro South | Square Water Hole 11kV | Load Transfers | MVA | 2027 | 3.4065 | Zone Substation | None
Yorke Peninsula | Stansbury 11kV | Load Transfers | MVA | 2027 | 0 | Zone Substation | None
Eastern Hills | Stirling East 11kV | Load Transfers | MVA | 2027 | 7.5817 | Zone Substation | None
Upper North | Stirling North 1 11kV | Load Transfers | MVA | 2027 | 1.5118 | Zone Substation | None
Upper North | Stirling North 2 11kV | Load Transfers | MVA | 2027 | 1.6535 | Zone Substation | None
Mid North | Stockwell TF1 11kV | Load Transfers | MVA | 2027 | 2.3751 | Zone Substation | None
Mid North | Stockwell TF2 11kV | Load Transfers | MVA | 2027 | 4.7732 | Zone Substation | None
Eyre Peninsula | Stony Point 11kV | Load Transfers | MVA | 2027 |  | Connection Point | None
Eastern Hills | Strathalbyn 11kV | Load Transfers | MVA | 2027 | 2.3648 | Zone Substation | None
Eyre Peninsula | Streaky Bay 11kV | Load Transfers | MVA | 2027 | 0 | Zone Substation | Reverse N-1
Riverland | Swan Reach 11kV | Load Transfers | MVA | 2027 | 0 | Zone Substation | None
Riverland | Swan Reach 33kV | Load Transfers | MVA | 2027 | 0 | Zone Substation | None
Murraylands | Tailem Bend 33kV | Load Transfers | MVA | 2027 |  | Connection Point | None
Murraylands | Tailem Bend Town 11kV | Load Transfers | MVA | 2027 | 0 | Zone Substation | None
South East | Tantanoola 11kV | Load Transfers | MVA | 2027 | 0.50188 | Zone Substation | None
Eyre Peninsula | Tarlton 11kV | Load Transfers | MVA | 2027 | 0 | Zone Substation | None
South East | Tarpeena South 11kV | Load Transfers | MVA | 2027 | 0 | Zone Substation | N-1
Metro East | Tea Tree Gully 11kV | Load Transfers | MVA | 2027 | 24.5772 | Zone Substation | None
Murraylands | Teal Flat 11kV | Load Transfers | MVA | 2027 | 0 | Zone Substation | None
Upper North | Telowie 11kV | Load Transfers | MVA | 2027 | 0.38664 | Zone Substation | None
Mid North | Templers 33kV | Load Transfers | MVA | 2027 |  | Connection Point | None
Metro West | Thebarton 11kV | Load Transfers | MVA | 2027 | 17.4517 | Zone Substation | None
South East | Tintinara 11kV | Load Transfers | MVA | 2027 | 0 | Zone Substation | None
Metro South | Tonsley Park 11kV | Load Transfers | MVA | 2027 | 10.8701 | Zone Substation | None
Eyre Peninsula | Tumby Bay 11kV | Load Transfers | MVA | 2027 | 0 | Zone Substation | None
Metro North | Two Wells 11kV | Load Transfers | MVA | 2027 | 4.8752 | Zone Substation | N-1
Eyre Peninsula | Uley 11kV | Load Transfers | MVA | 2027 | 0.27464 | Zone Substation | None
Eyre Peninsula | Uley South 11kV | Load Transfers | MVA | 2027 | 0 | Zone Substation | None
Eastern Hills | Uraidla 11kV | Load Transfers | MVA | 2027 | 2.6179 | Zone Substation | None
Eastern Hills | Uraidla 33kV | Load Transfers | MVA | 2027 |  | Zone Substation | None
Eastern Hills | Verdun 11kV | Load Transfers | MVA | 2027 | 0.18749 | Zone Substation | None
Metro South | Victor Harbor 11kV | Load Transfers | MVA | 2027 | 3.1108 | Zone Substation | None
Metro North | Virginia 11kV | Load Transfers | MVA | 2027 | 8.0406 | Zone Substation | None
Riverland | Waikerie 11kV | Load Transfers | MVA | 2027 | 1.9053 | Zone Substation | None
Murraylands | Walker Flat 11kV | Load Transfers | MVA | 2027 | 0 | Zone Substation | None
Yorke Peninsula | Wallaroo 11kV | Load Transfers | MVA | 2027 | 0 | Zone Substation | None
Yorke Peninsula | Warooka 11kV | Load Transfers | MVA | 2027 | 0.15743 | Zone Substation | None
Mid North | Wasleys 11kV | Load Transfers | MVA | 2027 | 2.1849 | Zone Substation | None
Mid North | Waterloo 33kV | Load Transfers | MVA | 2027 |  | Connection Point | None
Mid North | Waterloo Town 11kV | Load Transfers | MVA | 2027 | 0 | Zone Substation | None
Murraylands | White Sands 11kV | Load Transfers | MVA | 2027 | 4.231 | Zone Substation | None
Adelaide Central | Whitmore Square 11kV | Load Transfers | MVA | 2027 |  | Zone Substation | None
Eyre Peninsula | Whyalla Central 33kV | Load Transfers | MVA | 2027 |  | Connection Point | None
Eyre Peninsula | Whyalla City 11kV | Load Transfers | MVA | 2027 | 4.2199 | Zone Substation | None
Eyre Peninsula | Whyalla North 11kV | Load Transfers | MVA | 2027 | 0 | Zone Substation | None
Eyre Peninsula | Whyalla Stuart 11kV | Load Transfers | MVA | 2027 | 6.6423 | Zone Substation | None
Mid North | Williamstown 11kV | Load Transfers | MVA | 2027 | 0.74358 | Zone Substation | None
Mid North | Williamstown South 11kV | Load Transfers | MVA | 2027 | 2.2392 | Zone Substation | None
Metro South | Willunga 11kV | Load Transfers | MVA | 2027 | 4.1551 | Zone Substation | None
Metro South | Willunga 33kV | Load Transfers | MVA | 2027 | 0 | Zone Substation | None
Upper North | Wilmington 11kV | Load Transfers | MVA | 2027 | 0 | Zone Substation | None
Upper North | Wirrabara Forest 11kV | Load Transfers | MVA | 2027 | 0 | Zone Substation | None
Upper North | Wirrabara South 11kV | Load Transfers | MVA | 2027 | 0 | Zone Substation | None
Metro South | Wirrina Cove 11kV | Load Transfers | MVA | 2027 | 0 | Zone Substation | None
Upper North | Wongyarra 11kV | Load Transfers | MVA | 2027 | 0 | Zone Substation | None
Metro East | Woodforde 11kV | Load Transfers | MVA | 2027 | 27.417 | Zone Substation | None
Murraylands | Woods Point 11kV | Load Transfers | MVA | 2027 | 2.2955 | Zone Substation | None
Eastern Hills | Woodside 11kV | Load Transfers | MVA | 2027 | 4.9532 | Zone Substation | Reverse N-1
Metro West | Woodville 11kV | Load Transfers | MVA | 2027 | 11.347 | Zone Substation | None
Metro West | Woodville 33kV | Load Transfers | MVA | 2027 |  | Zone Substation | None
Riverland | Woolpunda 11kV | Load Transfers | MVA | 2027 | 0.5392 | Zone Substation | None
Eyre Peninsula | Wudinna 11kV | Load Transfers | MVA | 2027 | 0 | Zone Substation | None
Eyre Peninsula | Wudinna 66kV | Load Transfers | MVA | 2027 |  | Connection Point | None
Eyre Peninsula | Yadnarie 66kV | Load Transfers | MVA | 2027 |  | Connection Point | None
Metro South | Yankalilla 11kV | Load Transfers | MVA | 2027 | 0.91698 | Zone Substation | None
Metro South | Yankalilla 33kV | Load Transfers | MVA | 2027 | 1.0934 | Zone Substation | None
Metro South | Yankalilla Hill 11kV | Load Transfers | MVA | 2027 | 0 | Zone Substation | None
Upper North | Yongala 11kV | Load Transfers | MVA | 2027 | 0 | Zone Substation | None
Yorke Peninsula | Yorketown 11kV | Load Transfers | MVA | 2027 | 0.90548 | Zone Substation | None
Adelaide Central | ACR 66kV | Load Transfers | MVA | 2028 |  | Connection Point | None
Eastern Hills | Aldgate 11kV | Load Transfers | MVA | 2028 | 5.7375 | Zone Substation | None
Metro South | Aldinga 11kV | Load Transfers | MVA | 2028 | 3.9051 | Zone Substation | None
South East | Allendale East 11kV | Load Transfers | MVA | 2028 | 1.0104 | Zone Substation | None
Mid North | Alma 11kV | Load Transfers | MVA | 2028 | 0 | Zone Substation | None
Metro South | American River 11kV | Load Transfers | MVA | 2028 | 0 | Zone Substation | None
Eastern Hills | Angas Creek 33kV | Load Transfers | MVA | 2028 |  | Connection Point | None
Mid North | Angaston 11kV | Load Transfers | MVA | 2028 | 6.7616 | Zone Substation | None
Metro North | Angle Vale 11kV | Load Transfers | MVA | 2028 | 17.8167 | Zone Substation | None
Yorke Peninsula | Ardrossan 11kV | Load Transfers | MVA | 2028 | 0 | Zone Substation | None
Yorke Peninsula | Ardrossan West 33kV | Load Transfers | MVA | 2028 |  | Connection Point | None
Eyre Peninsula | Arno Bay 11kV | Load Transfers | MVA | 2028 | 0 | Zone Substation | None
Metro South | Ascot Park 11kV | Load Transfers | MVA | 2028 | 17.8422 | Zone Substation | N
Metro West | Athol Park 11kV | Load Transfers | MVA | 2028 | 18.3386 | Zone Substation | None
Mid North | Auburn 11kV | Load Transfers | MVA | 2028 | 1.2013 | Zone Substation | None
Yorke Peninsula | Balaklava 7.6kV | Load Transfers | MVA | 2028 | 0 | Zone Substation | None
Eastern Hills | Balhannah 33kV | Load Transfers | MVA | 2028 |  | Zone Substation | None
Upper North | Baroota 33kV | Load Transfers | MVA | 2028 |  | Connection Point | None
Upper North | Baroota Town 11kV | Load Transfers | MVA | 2028 | 0 | Zone Substation | None
Mid North | Barossa South TF1 11kV | Load Transfers | MVA | 2028 | 2.4551 | Zone Substation | None
Mid North | Barossa South TF2 11kV | Load Transfers | MVA | 2028 | 3.8259 | Zone Substation | None
South East | Beachport 11kV | Load Transfers | MVA | 2028 | 0 | Zone Substation | None
Murraylands | Belvedere Road 7.6kV | Load Transfers | MVA | 2028 | 0 | Zone Substation | None
Riverland | Berri 11kV | Load Transfers | MVA | 2028 | 3.7454 | Zone Substation | None
Riverland | Berri 66kV | Load Transfers | MVA | 2028 |  | Connection Point | None
Murraylands | Binnies 11kV | Load Transfers | MVA | 2028 | 0 | Zone Substation | None
Eastern Hills | Birdwood 11kV | Load Transfers | MVA | 2028 | 1.7147 | Zone Substation | None
Yorke Peninsula | Black Point 11kV | Load Transfers | MVA | 2028 | 0 | Zone Substation | None
Metro West | Blackpool 11kV | Load Transfers | MVA | 2028 | 10.8571 | Zone Substation | None
Metro South | Blackwood 11kV | Load Transfers | MVA | 2028 | 11.9446 | Zone Substation | None
South East | Blanche 33kV | Load Transfers | MVA | 2028 |  | Connection Point | None
Upper North | Booleroo Centre 11kV | Load Transfers | MVA | 2028 | 0 | Zone Substation | None
Eyre Peninsula | Boothby 33kV | Load Transfers | MVA | 2028 | 0 | Zone Substation | N-1
Upper North | Booyoolie 11kV | Load Transfers | MVA | 2028 | 0 | Zone Substation | None
South East | Bordertown 11kV | Load Transfers | MVA | 2028 | 0.4242 | Zone Substation | N-1
Mid North | Brinkworth 33kV | Load Transfers | MVA | 2028 |  | Connection Point | None
Mid North | Brinkworth Town 11kV | Load Transfers | MVA | 2028 | 0.86335 | Zone Substation | None
Eastern Hills | Brukunga 11kV | Load Transfers | MVA | 2028 | 0 | Zone Substation | None
Upper North | Bungama Napperby 11kV | Load Transfers | MVA | 2028 | 0.78154 | Zone Substation | None
Metro East | Burnside 11kV | Load Transfers | MVA | 2028 | 11.2756 | Zone Substation | None
Mid North | Burra TF2 11kV | Load Transfers | MVA | 2028 | 2.1905 | Zone Substation | None
Riverland | Cadell 11kV | Load Transfers | MVA | 2028 | 0 | Zone Substation | None
Murraylands | Caloote 11kV | Load Transfers | MVA | 2028 | 0 | Zone Substation | None
Upper North | Caltowie 11kV | Load Transfers | MVA | 2028 | 0 | Zone Substation | None
Murraylands | Cambrai 11kV | Load Transfers | MVA | 2028 | 0 | Zone Substation | None
Murraylands | Campbell Park 11kV | Load Transfers | MVA | 2028 | 0.49467 | Zone Substation | None
Metro East | Campbelltown 11kV | Load Transfers | MVA | 2028 | 27.2457 | Zone Substation | None
Metro South | Cape Jervis 11kV | Load Transfers | MVA | 2028 | 0 | Zone Substation | None
Metro South | Cape Jervis 33kV | Load Transfers | MVA | 2028 | 3.7874 | Zone Substation | N-1
Eyre Peninsula | Caralue 11kV | Load Transfers | MVA | 2028 | 0 | Zone Substation | None
Metro West | Cavan 11kV | Load Transfers | MVA | 2028 | 20.2902 | Zone Substation | None
Adelaide Central | CBD 33kV | Load Transfers | MVA | 2028 |  | Zone Substation | None
Eyre Peninsula | Ceduna 11kV | Load Transfers | MVA | 2028 | 0 | Zone Substation | None
Eastern Hills | Chain of Ponds 11kV | Load Transfers | MVA | 2028 | 0 | Zone Substation | None
Metro West | Cheltenham 11kV | Load Transfers | MVA | 2028 | 12.664 | Zone Substation | None
Metro West | Cheltenham 33kV | Load Transfers | MVA | 2028 |  | Zone Substation | None
Mid North | Clare 11kV | Load Transfers | MVA | 2028 | 0 | Zone Substation | None
Mid North | Clare North 33kV | Load Transfers | MVA | 2028 |  | Connection Point | None
Metro South | Clarence Gardens 11kV | Load Transfers | MVA | 2028 | 18.1747 | Zone Substation | None
Metro South | Clarendon 11kV | Load Transfers | MVA | 2028 | 2.2458 | Zone Substation | None
Metro East | Clearview 11kV | Load Transfers | MVA | 2028 | 25.1811 | Zone Substation | N
Eyre Peninsula | Cleve 11kV | Load Transfers | MVA | 2028 | 0 | Zone Substation | None
Eyre Peninsula | Cleve 33kV | Load Transfers | MVA | 2028 | 0 | Zone Substation | N-1
Eyre Peninsula | Coffin Bay 11kV | Load Transfers | MVA | 2028 | 0 | Zone Substation | None
Mid North | Collinsfield 11kV | Load Transfers | MVA | 2028 | 0.84149 | Zone Substation | None
Murraylands | Coomandook 11kV | Load Transfers | MVA | 2028 | 0 | Zone Substation | None
Murraylands | Coonalpyn 11kV | Load Transfers | MVA | 2028 | 0 | Zone Substation | None
South East | Coonawarra 11kV | Load Transfers | MVA | 2028 | 1.2538 | Zone Substation | None
Upper North | Copley Nepabunna 33kV | Load Transfers | MVA | 2028 | 0 | Zone Substation | N-1
Riverland | Cordola 11kV | Load Transfers | MVA | 2028 | 0 | Zone Substation | None
Adelaide Central | Coromandel Place 11kV | Load Transfers | MVA | 2028 |  | Zone Substation | None
Eyre Peninsula | Cowell 11kV | Load Transfers | MVA | 2028 | 0 | Zone Substation | None
Metro West | Croydon 11kV | Load Transfers | MVA | 2028 | 21.4862 | Zone Substation | None
Metro West | Croydon Park 11kV | Load Transfers | MVA | 2028 | 18.3805 | Zone Substation | None
Upper North | Crystal Brook 11kV | Load Transfers | MVA | 2028 | 0.49537 | Zone Substation | None
Metro South | Cudmore Park 11kV | Load Transfers | MVA | 2028 | 15.1497 | Zone Substation | None
Eyre Peninsula | Cummins 11kV | Load Transfers | MVA | 2028 | 0.26544 | Zone Substation | None
Yorke Peninsula | Curramulka 7.6kV | Load Transfers | MVA | 2028 | 0 | Zone Substation | None
Yorke Peninsula | Curramulka South 11kV | Load Transfers | MVA | 2028 | 0 | Zone Substation | None
Yorke Peninsula | Dalrymple 33kV | Load Transfers | MVA | 2028 |  | Connection Point | None
Eyre Peninsula | Darke Peak 11kV | Load Transfers | MVA | 2028 | 0 | Zone Substation | None
Upper North | Davenport West 33kV | Load Transfers | MVA | 2028 |  | Connection Point | None
Eastern Hills | Deloraine 11kV | Load Transfers | MVA | 2028 | 0 | Zone Substation | None
Metro North | Direk 11kV | Load Transfers | MVA | 2028 | 18.1096 | Zone Substation | None
Mid North | Dorrien 33kV | Load Transfers | MVA | 2028 |  | Connection Point | None
Mid North | Dorrien TF4 11kV | Load Transfers | MVA | 2028 | 9.0984 | Zone Substation | None
Mid North | Dorrien TF5 11kV | Load Transfers | MVA | 2028 | 4.4518 | Zone Substation | None
Yorke Peninsula | Dowlingville 11kV | Load Transfers | MVA | 2028 | 0 | Zone Substation | None
Adelaide Central | East Terrace 11kV | Load Transfers | MVA | 2028 |  | Zone Substation | None
Metro North | Edinburgh 11kV | Load Transfers | MVA | 2028 | 11.0353 | Zone Substation | None
Yorke Peninsula | Edithburgh 11kV | Load Transfers | MVA | 2028 | 1.275 | Zone Substation | None
Metro North | Elizabeth Downs 11kV | Load Transfers | MVA | 2028 | 25.4919 | Zone Substation | None
Metro North | Elizabeth Heights 11kV | Load Transfers | MVA | 2028 | 11.6714 | Zone Substation | None
Metro North | Elizabeth South 11kV | Load Transfers | MVA | 2028 | 10.4286 | Zone Substation | None
Mid North | Eudunda 11kV | Load Transfers | MVA | 2028 | 0.70204 | Zone Substation | None
Metro North | Evanston 11kV | Load Transfers | MVA | 2028 | 9.1575 | Zone Substation | N-1
Metro North | Evanston 33kV | Load Transfers | MVA | 2028 | 0 | Zone Substation | None
Metro West | Findon 11kV | Load Transfers | MVA | 2028 | 18.9795 | Zone Substation | None
Metro West | Flinders Park 11kV | Load Transfers | MVA | 2028 | 18.0668 | Zone Substation | None
Mid North | Florieton SWER 19kV | Load Transfers | MVA | 2028 |  | Connection Point | None
Eastern Hills | Forreston 11kV | Load Transfers | MVA | 2028 | 0 | Zone Substation | None
Mid North | Freeling 11kV | Load Transfers | MVA | 2028 | 0.54359 | Zone Substation | None
Mid North | Freeling North 11kV | Load Transfers | MVA | 2028 | 2.9215 | Zone Substation | None
Metro West | Fulham Gardens 11kV | Load Transfers | MVA | 2028 | 30.6089 | Zone Substation | None
Upper North | Fullerville 11kV | Load Transfers | MVA | 2028 | 0 | Zone Substation | None
Mid North | Gawler Belt TF1 11kV | Load Transfers | MVA | 2028 | 6.2792 | Zone Substation | None
Mid North | Gawler Belt TF2 11kV | Load Transfers | MVA | 2028 | 4.8686 | Zone Substation | None
Mid North | Georgetown 11kV | Load Transfers | MVA | 2028 | 0 | Zone Substation | None
Murraylands | Geranium 11kV | Load Transfers | MVA | 2028 | 0 | Zone Substation | None
Upper North | Gladstone 11kV | Load Transfers | MVA | 2028 | 0.36294 | Zone Substation | None
Metro West | Glanville 11kV | Load Transfers | MVA | 2028 | 15.326 | Zone Substation | None
South East | Glencoe 11kV | Load Transfers | MVA | 2028 | 0 | Zone Substation | None
Metro South | Glenelg North 11kV | Load Transfers | MVA | 2028 | 8.0678 | Zone Substation | None
Riverland | Glossop 11kV | Load Transfers | MVA | 2028 | 2.9535 | Zone Substation | None
Metro East | Golden Grove 11kV | Load Transfers | MVA | 2028 | 11.5632 | Zone Substation | None
Mid North | Gomersal North 11kV | Load Transfers | MVA | 2028 | 0 | Zone Substation | None
Metro South | Goolwa 11kV | Load Transfers | MVA | 2028 | 3.3971 | Zone Substation | None
Mid North | Gulnare 11kV | Load Transfers | MVA | 2028 | 0 | Zone Substation | None
Eastern Hills | Gumeracha 11kV | Load Transfers | MVA | 2028 | 0 | Zone Substation | None
Eastern Hills | Gumeracha Weir 11kV | Load Transfers | MVA | 2028 | 0 | Zone Substation | None
Eastern Hills | Gumhaven 11kV | Load Transfers | MVA | 2028 | 0 | Zone Substation | None
Metro South | Hackham 11kV | Load Transfers | MVA | 2028 | 13.5178 | Zone Substation | N-1
Eastern Hills | Hahndorf 11kV | Load Transfers | MVA | 2028 | 1.7292 | Zone Substation | None
Mid North | Halbury 11kV | Load Transfers | MVA | 2028 | 0 | Zone Substation | None
Mid North | Hamley Bridge 11kV | Load Transfers | MVA | 2028 | 0 | Zone Substation | None
Metro South | Happy Valley 11kV | Load Transfers | MVA | 2028 | 11.1963 | Zone Substation | None
Metro East | Harrow 11kV | Load Transfers | MVA | 2028 | 16.2171 | Zone Substation | None
South East | Hatherleigh 11kV | Load Transfers | MVA | 2028 | 0 | Zone Substation | None
Upper North | Hawker 11kV | Load Transfers | MVA | 2028 | 0 | Zone Substation | None
Metro South | Hay Flat 11kV | Load Transfers | MVA | 2028 | 0 | Zone Substation | None
Metro West | Henley South 11kV | Load Transfers | MVA | 2028 | 15.4373 | Zone Substation | None
Eastern Hills | Hermitage 11kV | Load Transfers | MVA | 2028 | 0 | Zone Substation | None
Metro East | Hillcrest 11kV | Load Transfers | MVA | 2028 | 15.255 | Zone Substation | None
Adelaide Central | Hindley Street 11kV | Load Transfers | MVA | 2028 |  | Zone Substation | None
Metro East | Holden Hill 11kV | Load Transfers | MVA | 2028 | 31.1408 | Zone Substation | None
Metro East | Hope Valley 11kV | Load Transfers | MVA | 2028 | 17.173 | Zone Substation | None
Eastern Hills | Houghton 7.6kV | Load Transfers | MVA | 2028 | 0 | Zone Substation | None
Mid North | Hoyleton 11kV | Load Transfers | MVA | 2028 | 0 | Zone Substation | None
Yorke Peninsula | Hummocks 33kV | Load Transfers | MVA | 2028 |  | Connection Point | None
Metro East | Ingle Farm 11kV | Load Transfers | MVA | 2028 | 20.853 | Zone Substation | None
South East | Inverness 11kV | Load Transfers | MVA | 2028 | 0 | Zone Substation | None
Murraylands | Jabuk 11kV | Load Transfers | MVA | 2028 | 0 | Zone Substation | None
Yorke Peninsula | James Well 11kV | Load Transfers | MVA | 2028 | 0 | Zone Substation | None
Upper North | Jamestown 11kV | Load Transfers | MVA | 2028 | 0 | Zone Substation | Reverse N-1
Murraylands | Jervois 11kV | Load Transfers | MVA | 2028 | 0.55627 | Zone Substation | None
Yorke Peninsula | Kadina 11kV | Load Transfers | MVA | 2028 | 0 | Zone Substation | None
Yorke Peninsula | Kadina East 33kV | Load Transfers | MVA | 2028 |  | Connection Point | None
South East | Kalangadoo 11kV | Load Transfers | MVA | 2028 | 0.59553 | Zone Substation | None
South East | Kalangadoo West 11kV | Load Transfers | MVA | 2028 | 0.20853 | Zone Substation | None
Eastern Hills | Kanmantoo Copper Mine 11kV | Load Transfers | MVA | 2028 | 1.325 | Connection Point | None
Mid North | Kapunda TF1 11kV | Load Transfers | MVA | 2028 | 3.6925 | Zone Substation | None
Mid North | Kapunda TF2 11kV | Load Transfers | MVA | 2028 | 2.7185 | Zone Substation | None
Murraylands | Karoonda 11kV | Load Transfers | MVA | 2028 | 0 | Zone Substation | Reverse N
South East | Keith 11kV | Load Transfers | MVA | 2028 | 0.43296 | Zone Substation | None
South East | Keith 33kV | Load Transfers | MVA | 2028 |  | Connection Point | None
Metro East | Kent Town 11kV | Load Transfers | MVA | 2028 | 18.939 | Zone Substation | None
Eastern Hills | Kersbrook 11kV | Load Transfers | MVA | 2028 | 0 | Zone Substation | None
Metro South | Keswick 11kV | Load Transfers | MVA | 2028 | 29.3913 | Zone Substation | None
Murraylands | Ki Ki 11kV | Load Transfers | MVA | 2028 | 0 | Zone Substation | None
Metro West | Kilburn 11kV | Load Transfers | MVA | 2028 | 27.6137 | Zone Substation | None
Metro East | Kilburn South 11kV | Load Transfers | MVA | 2028 | 17.0411 | Zone Substation | None
Metro West | Kilkenny 11kV | Load Transfers | MVA | 2028 | 14.9607 | Zone Substation | None
South East | Kincraig 33kV | Load Transfers | MVA | 2028 |  | Connection Point | None
Metro South | Kingscote 11kV | Load Transfers | MVA | 2028 | 0.52684 | Zone Substation | None
South East | Kingston SE 11kV | Load Transfers | MVA | 2028 | 0 | Zone Substation | None
Metro South | Kingswood 11kV | Load Transfers | MVA | 2028 | 29.411 | Zone Substation | None
South East | Kongorong 11kV | Load Transfers | MVA | 2028 | 0.15369 | Zone Substation | None
South East | Kumorna 11kV | Load Transfers | MVA | 2028 | 0 | Zone Substation | None
Mid North | Kybunga 11kV | Load Transfers | MVA | 2028 | 0 | Zone Substation | None
Murraylands | Lameroo 11kV | Load Transfers | MVA | 2028 | 0 | Zone Substation | None
Eastern Hills | Langhorne Creek 11kV | Load Transfers | MVA | 2028 | 1.5238 | Zone Substation | None
Metro West | Largs North 11kV | Load Transfers | MVA | 2028 | 12.9505 | Zone Substation | None
Metro West | Lefevre 11kV | Load Transfers | MVA | 2028 | 0.89524 | Zone Substation | None
Upper North | Leigh Creek South 33kV | Load Transfers | MVA | 2028 |  | Connection Point | None
Metro East | Linden Park 11kV | Load Transfers | MVA | 2028 | 26.9171 | Zone Substation | None
Eyre Peninsula | Little Swamp 11kV | Load Transfers | MVA | 2028 | 0.18232 | Zone Substation | None
Eastern Hills | Lobethal 11kV | Load Transfers | MVA | 2028 | 3.2389 | Zone Substation | None
Eyre Peninsula | Lock 11kV | Load Transfers | MVA | 2028 | 0 | Zone Substation | None
Riverland | Loveday 11kV | Load Transfers | MVA | 2028 | 1.8917 | Zone Substation | None
Metro South | Lower Mitcham 11kV | Load Transfers | MVA | 2028 | 17.0179 | Zone Substation | None
Riverland | Loxton 11kV | Load Transfers | MVA | 2028 | 0.55585 | Zone Substation | None
South East | Lucindale 11kV | Load Transfers | MVA | 2028 | 0 | Zone Substation | None
Mid North | Lyndoch 11kV | Load Transfers | MVA | 2028 | 1.0915 | Zone Substation | None
Mid North | Lyndoch South 7.6kV | Load Transfers | MVA | 2028 | 0 | Zone Substation | None
Riverland | Lyrup 11kV | Load Transfers | MVA | 2028 | 1.3054 | Zone Substation | None
Metro South | MacGillivray 11kV | Load Transfers | MVA | 2028 | 0.18281 | Zone Substation | None
Yorke Peninsula | Maitland 11kV | Load Transfers | MVA | 2028 | 0.11432 | Zone Substation | None
Mid North | Mallala 11kV | Load Transfers | MVA | 2028 | 0.34295 | Zone Substation | None
Murraylands | Mannum 33kV | Load Transfers | MVA | 2028 |  | Connection Point | None
Murraylands | Mannum Town 7.6kV | Load Transfers | MVA | 2028 | 0 | Zone Substation | None
Yorke Peninsula | Marion Bay 11kV | Load Transfers | MVA | 2028 | 0 | Zone Substation | None
Mid North | Marrabel 11kV | Load Transfers | MVA | 2028 | 0.7898 | Zone Substation | None
Metro South | McLaren Flat TF1 11kV | Load Transfers | MVA | 2028 | 5.8813 | Zone Substation | None
Metro South | McLaren Flat TF2 11kV | Load Transfers | MVA | 2028 | 4.0222 | Zone Substation | None
Metro South | McLaren Vale 11kV | Load Transfers | MVA | 2028 | 0 | Zone Substation | None
Metro South | McLaren Vale Vineyard 11kV | Load Transfers | MVA | 2028 | 0 | Zone Substation | None
Eastern Hills | Meadows 11kV | Load Transfers | MVA | 2028 | 1.376 | Zone Substation | Reverse N-1
Upper North | Melrose 11kV | Load Transfers | MVA | 2028 | 0 | Zone Substation | None
Murraylands | Meningie 11kV | Load Transfers | MVA | 2028 | 0 | Zone Substation | None
Metro East | Metro East 66kV | Load Transfers | MVA | 2028 |  | Connection Point | None
Metro North | Metro North 66kV | Load Transfers | MVA | 2028 |  | Connection Point | None
Metro South | Metro South 66kV | Load Transfers | MVA | 2028 |  | Connection Point | None
Metro West | Metro West 66kV | Load Transfers | MVA | 2028 |  | Connection Point | None
Eastern Hills | Milang 11kV | Load Transfers | MVA | 2028 | 1.4818 | Zone Substation | None
South East | Millicent 11kV | Load Transfers | MVA | 2028 | 0 | Zone Substation | None
Yorke Peninsula | Minlaton 11kV | Load Transfers | MVA | 2028 | 0.07621 | Zone Substation | None
Murraylands | Mobilong 33kV | Load Transfers | MVA | 2028 |  | Connection Point | None
Murraylands | Monarto Central 11kV | Load Transfers | MVA | 2028 | 1.9226 | Zone Substation | None
Murraylands | Monarto South 11kV | Load Transfers | MVA | 2028 | 3.452 | Zone Substation | None
Yorke Peninsula | Moonta 11kV | Load Transfers | MVA | 2028 | 0 | Zone Substation | N-1
Eyre Peninsula | Moorkitabie 11kV | Load Transfers | MVA | 2028 | 0 | Zone Substation | None
Riverland | Morgan 11kV | Load Transfers | MVA | 2028 | 0 | Zone Substation | N
Metro South | Morphett Vale East 11kV | Load Transfers | MVA | 2028 | 10.1926 | Zone Substation | None
Metro South | Morphettville 11kV | Load Transfers | MVA | 2028 | 15.4478 | Zone Substation | None
Eastern Hills | Mount Barker 11kV | Load Transfers | MVA | 2028 | 5.1508 | Zone Substation | None
Eastern Hills | Mount Barker 66kV | Load Transfers | MVA | 2028 |  | Connection Point | None
South East | Mount Burr 11kV | Load Transfers | MVA | 2028 | 0 | Zone Substation | None
South East | Mount Gambier 11kV | Load Transfers | MVA | 2028 | 7.7674 | Zone Substation | None
South East | Mount Gambier 33kV | Load Transfers | MVA | 2028 |  | Connection Point | None
South East | Mount Gambier North 11kV | Load Transfers | MVA | 2028 | 7.5194 | Zone Substation | N-1
South East | Mount Gambier West 11kV | Load Transfers | MVA | 2028 | 18.0919 | Zone Substation | None
Upper North | Mount Gunson 33kV | Load Transfers | MVA | 2028 |  | Connection Point | None
Eastern Hills | Mount Pleasant 11kV | Load Transfers | MVA | 2028 | 0.95135 | Zone Substation | None
South East | Mount Schank 11kV | Load Transfers | MVA | 2028 | 0.8376 | Zone Substation | None
Murraylands | Murray Bridge North 11kV | Load Transfers | MVA | 2028 | 8.6003 | Zone Substation | None
Murraylands | Murray Bridge South 11kV | Load Transfers | MVA | 2028 | 8.4992 | Zone Substation | None
Eastern Hills | Mylor 11kV | Load Transfers | MVA | 2028 | 2.6102 | Zone Substation | None
Murraylands | Mypolonga 11kV | Load Transfers | MVA | 2028 | 0 | Zone Substation | None
Metro South | Myponga 11kV | Load Transfers | MVA | 2028 | 2.4926 | Zone Substation | None
Eastern Hills | Nairne 11kV | Load Transfers | MVA | 2028 | 1.5668 | Zone Substation | Reverse N-1
South East | Nangwarry 11kV | Load Transfers | MVA | 2028 | 0 | Zone Substation | None
South East | Naracoorte 11kV | Load Transfers | MVA | 2028 | 0 | Zone Substation | None
South East | Naracoorte East 11kV | Load Transfers | MVA | 2028 | 4.2683 | Zone Substation | None
Murraylands | Narrung 11kV | Load Transfers | MVA | 2028 | 0.53001 | Zone Substation | None
Upper North | Neuroodla 33kV | Load Transfers | MVA | 2028 |  | Connection Point | None
Metro West | New Osborne 11kV | Load Transfers | MVA | 2028 | 0 | Zone Substation | None
Metro West | New Richmond 11kV | Load Transfers | MVA | 2028 | 23.1862 | Zone Substation | None
Murraylands | Nildottie 11kV | Load Transfers | MVA | 2028 | 0 | Zone Substation | None
Yorke Peninsula | Ninnes 11kV | Load Transfers | MVA | 2028 | 0 | Zone Substation | None
Metro South | Noarlunga Centre 11kV | Load Transfers | MVA | 2028 | 13.5837 | Zone Substation | None
Metro East | North Adelaide 11kV | Load Transfers | MVA | 2028 | 10.1664 | Zone Substation | None
Metro South | North Unley 11kV | Load Transfers | MVA | 2028 | 14.845 | Zone Substation | None
Riverland | North West Bend 66kV | Load Transfers | MVA | 2028 |  | Connection Point | None
Metro East | Northfield 11kV | Load Transfers | MVA | 2028 | 17.4585 | Zone Substation | N
Metro East | Norwood 11kV | Load Transfers | MVA | 2028 | 28.5489 | Zone Substation | None
Mid North | Nuriootpa 11kV | Load Transfers | MVA | 2028 | 10.101 | Zone Substation | None
Metro South | Oaklands 11kV | Load Transfers | MVA | 2028 | 21.4847 | Zone Substation | None
Upper North | Orroroo 11kV | Load Transfers | MVA | 2028 | 0 | Zone Substation | None
South East | Padthaway 11kV | Load Transfers | MVA | 2028 | 0 | Zone Substation | None
Murraylands | Palmer 11kV | Load Transfers | MVA | 2028 | 0 | Zone Substation | None
Metro South | Panorama 11kV | Load Transfers | MVA | 2028 | 22.1218 | Zone Substation | None
Metro North | Parafield Gardens 11kV | Load Transfers | MVA | 2028 | 17.4766 | Zone Substation | None
Metro North | Paralowie 11kV | Load Transfers | MVA | 2028 | 13.9809 | Zone Substation | None
Murraylands | Parilla 11kV | Load Transfers | MVA | 2028 | 0 | Zone Substation | None
Riverland | Paringa 11kV | Load Transfers | MVA | 2028 | 0 | Zone Substation | None
Riverland | Paringa 33kV | Load Transfers | MVA | 2028 | 0 | Zone Substation | None
Yorke Peninsula | Paskeville 11kV | Load Transfers | MVA | 2028 | 0 | Zone Substation | None
Murraylands | Peake 11kV | Load Transfers | MVA | 2028 | 0 | Zone Substation | None
Murraylands | Pellaring Flat 11kV | Load Transfers | MVA | 2028 | 0 | Zone Substation | None
Metro North | Penfield 11kV | Load Transfers | MVA | 2028 | 13.6994 | Zone Substation | None
Metro South | Penneshaw 11kV | Load Transfers | MVA | 2028 | 0 | Zone Substation | None
South East | Penola 11kV | Load Transfers | MVA | 2028 | 1.6755 | Zone Substation | None
South East | Penola West 33kV | Load Transfers | MVA | 2028 |  | Connection Point | None
Upper North | Peterborough 11kV | Load Transfers | MVA | 2028 | 0 | Zone Substation | None
Eastern Hills | Piccadilly 11kV | Load Transfers | MVA | 2028 | 1.7667 | Zone Substation | None
Murraylands | Pinnaroo 11kV | Load Transfers | MVA | 2028 | 0 | Zone Substation | None
Murraylands | Pinnaroo South 11kV | Load Transfers | MVA | 2028 | 0 | Zone Substation | None
Metro South | Plympton 11kV | Load Transfers | MVA | 2028 | 16.7346 | Zone Substation | None
Eyre Peninsula | Point Boston 11kV | Load Transfers | MVA | 2028 | 0 | Zone Substation | None
Eyre Peninsula | Polda 11kV | Load Transfers | MVA | 2028 | 0 | Zone Substation | None
Eyre Peninsula | Poonindie 11kV | Load Transfers | MVA | 2028 | 0.46409 | Zone Substation | None
Metro West | Port Adelaide 11kV | Load Transfers | MVA | 2028 | 9.3675 | Zone Substation | None
Metro West | Port Adelaide North 11kV | Load Transfers | MVA | 2028 | 11.4611 | Zone Substation | None
Upper North | Port Augusta 11kV | Load Transfers | MVA | 2028 | 4.5181 | Zone Substation | None
Upper North | Port Augusta West TF1 11kV | Load Transfers | MVA | 2028 | 6.0244 | Zone Substation | None
Upper North | Port Augusta West TF2 11kV | Load Transfers | MVA | 2028 | 3.4574 | Zone Substation | None
Upper North | Port Broughton 11kV | Load Transfers | MVA | 2028 | 0 | Zone Substation | None
Yorke Peninsula | Port Clinton 11kV | Load Transfers | MVA | 2028 | 0 | Zone Substation | None
Upper North | Port Germein 11kV | Load Transfers | MVA | 2028 | 0.78154 | Zone Substation | None
Yorke Peninsula | Port Giles 11kV | Load Transfers | MVA | 2028 | 0.27618 | Zone Substation | None
Yorke Peninsula | Port Julia 11kV | Load Transfers | MVA | 2028 | 0 | Zone Substation | None
Eyre Peninsula | Port Lincoln City 11kV | Load Transfers | MVA | 2028 | 8.9119 | Zone Substation | None
Eyre Peninsula | Port Lincoln Docks 11kV | Load Transfers | MVA | 2028 | 5.2062 | Zone Substation | None
Eyre Peninsula | Port Lincoln Marina 11kV | Load Transfers | MVA | 2028 | 6.7202 | Zone Substation | None
Eyre Peninsula | Port Lincoln Terminal 33kV | Load Transfers | MVA | 2028 |  | Connection Point | None
Metro South | Port Noarlunga 11kV | Load Transfers | MVA | 2028 | 21.5969 | Zone Substation | None
Upper North | Port Pirie Bungama 33kV | Load Transfers | MVA | 2028 |  | Connection Point | None
Upper North | Port Pirie South 11kV | Load Transfers | MVA | 2028 | 0 | Zone Substation | None
Metro South | Port Stanvac 11kV | Load Transfers | MVA | 2028 | 21.0226 | Zone Substation | None
Metro South | Port Stanvac TF2 11kV | Load Transfers | MVA | 2028 | 0 | Zone Substation | None
Yorke Peninsula | Port Vincent 11kV | Load Transfers | MVA | 2028 | 0 | Zone Substation | None
Riverland | Portee 11kV | Load Transfers | MVA | 2028 | 0 | Zone Substation | N
Metro East | Prospect 11kV | Load Transfers | MVA | 2028 | 24.6913 | Zone Substation | None
Murraylands | Punyelroo 11kV | Load Transfers | MVA | 2028 | 0 | Zone Substation | None
Riverland | Pyap 11kV | Load Transfers | MVA | 2028 | 0.28579 | Zone Substation | None
Riverland | Qualco 11kV | Load Transfers | MVA | 2028 | 3.5087 | Zone Substation | N
Metro West | Queenstown 11kV | Load Transfers | MVA | 2028 | 13.8286 | Zone Substation | None
Upper North | Quorn 11kV | Load Transfers | MVA | 2028 | 0 | Zone Substation | None
Riverland | Ramco 11kV | Load Transfers | MVA | 2028 | 2.1895 | Zone Substation | None
Metro South | Rapid Bay 11kV | Load Transfers | MVA | 2028 | 0 | Zone Substation | None
Riverland | Renmark 11kV | Load Transfers | MVA | 2028 | 0 | Zone Substation | None
Mid North | Riverton 11kV | Load Transfers | MVA | 2028 | 1.7674 | Zone Substation | None
South East | Robe 7.6kV | Load Transfers | MVA | 2028 | 0 | Zone Substation | None
Mid North | Robertstown 11kV | Load Transfers | MVA | 2028 | 0.57158 | Zone Substation | None
Riverland | Roonka 11kV | Load Transfers | MVA | 2028 | 0 | Zone Substation | None
Eyre Peninsula | Rudall 11kV | Load Transfers | MVA | 2028 | 0 | Zone Substation | None
Metro North | Salisbury 11kV | Load Transfers | MVA | 2028 | 29.9247 | Zone Substation | N
Metro South | Salt Cliffs 11kV | Load Transfers | MVA | 2028 | 0.09573 | Zone Substation | None
Mid North | Sandy Creek 11kV | Load Transfers | MVA | 2028 | 0.71999 | Zone Substation | None
Metro South | Seacombe 11kV | Load Transfers | MVA | 2028 | 22.4846 | Zone Substation | None
Metro South | Seaford 11kV | Load Transfers | MVA | 2028 | 10.58 | Zone Substation | None
Metro South | Second Valley 11kV | Load Transfers | MVA | 2028 | 0.23982 | Zone Substation | None
Metro South | Sheidow Park 11kV | Load Transfers | MVA | 2028 | 18.6777 | Zone Substation | Reverse N-1
Murraylands | Sherlock 11kV | Load Transfers | MVA | 2028 | 0 | Zone Substation | None
Metro North | Smithfield West 11kV | Load Transfers | MVA | 2028 | 19.8728 | Zone Substation | N-1
South East | Snuggery Rural 33kV | Load Transfers | MVA | 2028 |  | Connection Point | None
South East | South End 11kV | Load Transfers | MVA | 2028 | 0 | Zone Substation | Reverse N-1
Mid North | Spalding 11kV | Load Transfers | MVA | 2028 | 0 | Zone Substation | None
Metro South | Square Water Hole 11kV | Load Transfers | MVA | 2028 | 3.4759 | Zone Substation | None
Yorke Peninsula | Stansbury 11kV | Load Transfers | MVA | 2028 | 0 | Zone Substation | None
Eastern Hills | Stirling East 11kV | Load Transfers | MVA | 2028 | 7.5894 | Zone Substation | None
Upper North | Stirling North 1 11kV | Load Transfers | MVA | 2028 | 1.5521 | Zone Substation | None
Upper North | Stirling North 2 11kV | Load Transfers | MVA | 2028 | 1.7149 | Zone Substation | None
Mid North | Stockwell TF1 11kV | Load Transfers | MVA | 2028 | 2.4777 | Zone Substation | None
Mid North | Stockwell TF2 11kV | Load Transfers | MVA | 2028 | 4.8844 | Zone Substation | None
Eyre Peninsula | Stony Point 11kV | Load Transfers | MVA | 2028 |  | Connection Point | None
Eastern Hills | Strathalbyn 11kV | Load Transfers | MVA | 2028 | 2.2392 | Zone Substation | None
Eyre Peninsula | Streaky Bay 11kV | Load Transfers | MVA | 2028 | 0 | Zone Substation | Reverse N-1
Riverland | Swan Reach 11kV | Load Transfers | MVA | 2028 | 0 | Zone Substation | None
Riverland | Swan Reach 33kV | Load Transfers | MVA | 2028 | 0 | Zone Substation | None
Murraylands | Tailem Bend 33kV | Load Transfers | MVA | 2028 |  | Connection Point | None
Murraylands | Tailem Bend Town 11kV | Load Transfers | MVA | 2028 | 0 | Zone Substation | None
South East | Tantanoola 11kV | Load Transfers | MVA | 2028 | 0.51183 | Zone Substation | None
Eyre Peninsula | Tarlton 11kV | Load Transfers | MVA | 2028 | 0 | Zone Substation | None
South East | Tarpeena South 11kV | Load Transfers | MVA | 2028 | 0 | Zone Substation | N-1
Metro East | Tea Tree Gully 11kV | Load Transfers | MVA | 2028 | 24.6654 | Zone Substation | None
Murraylands | Teal Flat 11kV | Load Transfers | MVA | 2028 | 0 | Zone Substation | None
Upper North | Telowie 11kV | Load Transfers | MVA | 2028 | 0.35228 | Zone Substation | None
Mid North | Templers 33kV | Load Transfers | MVA | 2028 |  | Connection Point | None
Metro West | Thebarton 11kV | Load Transfers | MVA | 2028 | 17.4674 | Zone Substation | None
South East | Tintinara 11kV | Load Transfers | MVA | 2028 | 0 | Zone Substation | None
Metro South | Tonsley Park 11kV | Load Transfers | MVA | 2028 | 10.43 | Zone Substation | None
Eyre Peninsula | Tumby Bay 11kV | Load Transfers | MVA | 2028 | 0 | Zone Substation | None
Metro North | Two Wells 11kV | Load Transfers | MVA | 2028 | 4.8712 | Zone Substation | N-1
Eyre Peninsula | Uley 11kV | Load Transfers | MVA | 2028 | 0.28316 | Zone Substation | None
Eyre Peninsula | Uley South 11kV | Load Transfers | MVA | 2028 | 0 | Zone Substation | None
Eastern Hills | Uraidla 11kV | Load Transfers | MVA | 2028 | 2.6468 | Zone Substation | None
Eastern Hills | Uraidla 33kV | Load Transfers | MVA | 2028 |  | Zone Substation | None
Eastern Hills | Verdun 11kV | Load Transfers | MVA | 2028 | 0.19027 | Zone Substation | None
Metro South | Victor Harbor 11kV | Load Transfers | MVA | 2028 | 3.2041 | Zone Substation | None
Metro North | Virginia 11kV | Load Transfers | MVA | 2028 | 7.8908 | Zone Substation | None
Riverland | Waikerie 11kV | Load Transfers | MVA | 2028 | 1.9053 | Zone Substation | None
Murraylands | Walker Flat 11kV | Load Transfers | MVA | 2028 | 0 | Zone Substation | None
Yorke Peninsula | Wallaroo 11kV | Load Transfers | MVA | 2028 | 0 | Zone Substation | None
Yorke Peninsula | Warooka 11kV | Load Transfers | MVA | 2028 | 0.159 | Zone Substation | None
Mid North | Wasleys 11kV | Load Transfers | MVA | 2028 | 2.1962 | Zone Substation | None
Mid North | Waterloo 33kV | Load Transfers | MVA | 2028 |  | Connection Point | None
Mid North | Waterloo Town 11kV | Load Transfers | MVA | 2028 | 0 | Zone Substation | None
Murraylands | White Sands 11kV | Load Transfers | MVA | 2028 | 4.3748 | Zone Substation | None
Adelaide Central | Whitmore Square 11kV | Load Transfers | MVA | 2028 |  | Zone Substation | None
Eyre Peninsula | Whyalla Central 33kV | Load Transfers | MVA | 2028 |  | Connection Point | None
Eyre Peninsula | Whyalla City 11kV | Load Transfers | MVA | 2028 | 4.2621 | Zone Substation | None
Eyre Peninsula | Whyalla North 11kV | Load Transfers | MVA | 2028 | 0 | Zone Substation | None
Eyre Peninsula | Whyalla Stuart 11kV | Load Transfers | MVA | 2028 | 6.7226 | Zone Substation | None
Mid North | Williamstown 11kV | Load Transfers | MVA | 2028 | 0.76089 | Zone Substation | None
Mid North | Williamstown South 11kV | Load Transfers | MVA | 2028 | 2.2832 | Zone Substation | None
Metro South | Willunga 11kV | Load Transfers | MVA | 2028 | 4.2701 | Zone Substation | None
Metro South | Willunga 33kV | Load Transfers | MVA | 2028 | 0 | Zone Substation | None
Upper North | Wilmington 11kV | Load Transfers | MVA | 2028 | 0 | Zone Substation | None
Upper North | Wirrabara Forest 11kV | Load Transfers | MVA | 2028 | 0 | Zone Substation | None
Upper North | Wirrabara South 11kV | Load Transfers | MVA | 2028 | 0 | Zone Substation | None
Metro South | Wirrina Cove 11kV | Load Transfers | MVA | 2028 | 0 | Zone Substation | None
Upper North | Wongyarra 11kV | Load Transfers | MVA | 2028 | 0 | Zone Substation | None
Metro East | Woodforde 11kV | Load Transfers | MVA | 2028 | 27.5071 | Zone Substation | None
Murraylands | Woods Point 11kV | Load Transfers | MVA | 2028 | 2.3294 | Zone Substation | None
Eastern Hills | Woodside 11kV | Load Transfers | MVA | 2028 | 4.9706 | Zone Substation | Reverse N-1
Metro West | Woodville 11kV | Load Transfers | MVA | 2028 | 11.4712 | Zone Substation | None
Metro West | Woodville 33kV | Load Transfers | MVA | 2028 |  | Zone Substation | None
Riverland | Woolpunda 11kV | Load Transfers | MVA | 2028 | 0.54525 | Zone Substation | None
Eyre Peninsula | Wudinna 11kV | Load Transfers | MVA | 2028 | 0 | Zone Substation | None
Eyre Peninsula | Wudinna 66kV | Load Transfers | MVA | 2028 |  | Connection Point | None
Eyre Peninsula | Yadnarie 66kV | Load Transfers | MVA | 2028 |  | Connection Point | None
Metro South | Yankalilla 11kV | Load Transfers | MVA | 2028 | 0.93532 | Zone Substation | None
Metro South | Yankalilla 33kV | Load Transfers | MVA | 2028 | 1.0919 | Zone Substation | None
Metro South | Yankalilla Hill 11kV | Load Transfers | MVA | 2028 | 0 | Zone Substation | None
Upper North | Yongala 11kV | Load Transfers | MVA | 2028 | 0 | Zone Substation | None
Yorke Peninsula | Yorketown 11kV | Load Transfers | MVA | 2028 | 0.90863 | Zone Substation | None
Adelaide Central | ACR 66kV | Load Transfers | MVA | 2029 |  | Connection Point | None
Eastern Hills | Aldgate 11kV | Load Transfers | MVA | 2029 | 5.762 | Zone Substation | None
Metro South | Aldinga 11kV | Load Transfers | MVA | 2029 | 3.9816 | Zone Substation | None
South East | Allendale East 11kV | Load Transfers | MVA | 2029 | 1.0131 | Zone Substation | None
Mid North | Alma 11kV | Load Transfers | MVA | 2029 | 0 | Zone Substation | None
Metro South | American River 11kV | Load Transfers | MVA | 2029 | 0 | Zone Substation | None
Eastern Hills | Angas Creek 33kV | Load Transfers | MVA | 2029 |  | Connection Point | None
Mid North | Angaston 11kV | Load Transfers | MVA | 2029 | 6.8262 | Zone Substation | None
Metro North | Angle Vale 11kV | Load Transfers | MVA | 2029 | 17.2825 | Zone Substation | None
Yorke Peninsula | Ardrossan 11kV | Load Transfers | MVA | 2029 | 0 | Zone Substation | None
Yorke Peninsula | Ardrossan West 33kV | Load Transfers | MVA | 2029 |  | Connection Point | None
Eyre Peninsula | Arno Bay 11kV | Load Transfers | MVA | 2029 | 0 | Zone Substation | None
Metro South | Ascot Park 11kV | Load Transfers | MVA | 2029 | 17.8628 | Zone Substation | N
Metro West | Athol Park 11kV | Load Transfers | MVA | 2029 | 18.4681 | Zone Substation | None
Mid North | Auburn 11kV | Load Transfers | MVA | 2029 | 1.2146 | Zone Substation | None
Yorke Peninsula | Balaklava 7.6kV | Load Transfers | MVA | 2029 | 0 | Zone Substation | None
Eastern Hills | Balhannah 33kV | Load Transfers | MVA | 2029 |  | Zone Substation | None
Upper North | Baroota 33kV | Load Transfers | MVA | 2029 |  | Connection Point | None
Upper North | Baroota Town 11kV | Load Transfers | MVA | 2029 | 0 | Zone Substation | None
Mid North | Barossa South TF1 11kV | Load Transfers | MVA | 2029 | 2.5833 | Zone Substation | None
Mid North | Barossa South TF2 11kV | Load Transfers | MVA | 2029 | 4.0004 | Zone Substation | None
South East | Beachport 11kV | Load Transfers | MVA | 2029 | 0 | Zone Substation | None
Murraylands | Belvedere Road 7.6kV | Load Transfers | MVA | 2029 | 0 | Zone Substation | None
Riverland | Berri 11kV | Load Transfers | MVA | 2029 | 3.7828 | Zone Substation | None
Riverland | Berri 66kV | Load Transfers | MVA | 2029 |  | Connection Point | None
Murraylands | Binnies 11kV | Load Transfers | MVA | 2029 | 0 | Zone Substation | None
Eastern Hills | Birdwood 11kV | Load Transfers | MVA | 2029 | 1.7147 | Zone Substation | None
Yorke Peninsula | Black Point 11kV | Load Transfers | MVA | 2029 | 0 | Zone Substation | None
Metro West | Blackpool 11kV | Load Transfers | MVA | 2029 | 10.9095 | Zone Substation | None
Metro South | Blackwood 11kV | Load Transfers | MVA | 2029 | 11.9613 | Zone Substation | None
South East | Blanche 33kV | Load Transfers | MVA | 2029 |  | Connection Point | None
Upper North | Booleroo Centre 11kV | Load Transfers | MVA | 2029 | 0 | Zone Substation | None
Eyre Peninsula | Boothby 33kV | Load Transfers | MVA | 2029 | 0 | Zone Substation | N-1
Upper North | Booyoolie 11kV | Load Transfers | MVA | 2029 | 0 | Zone Substation | None
South East | Bordertown 11kV | Load Transfers | MVA | 2029 | 0.42016 | Zone Substation | N-1
Mid North | Brinkworth 33kV | Load Transfers | MVA | 2029 |  | Connection Point | None
Mid North | Brinkworth Town 11kV | Load Transfers | MVA | 2029 | 0.8721 | Zone Substation | None
Eastern Hills | Brukunga 11kV | Load Transfers | MVA | 2029 | 0 | Zone Substation | None
Upper North | Bungama Napperby 11kV | Load Transfers | MVA | 2029 | 0.76517 | Zone Substation | None
Metro East | Burnside 11kV | Load Transfers | MVA | 2029 | 11.3224 | Zone Substation | None
Mid North | Burra TF2 11kV | Load Transfers | MVA | 2029 | 2.1929 | Zone Substation | None
Riverland | Cadell 11kV | Load Transfers | MVA | 2029 | 0 | Zone Substation | None
Murraylands | Caloote 11kV | Load Transfers | MVA | 2029 | 0 | Zone Substation | None
Upper North | Caltowie 11kV | Load Transfers | MVA | 2029 | 0 | Zone Substation | None
Murraylands | Cambrai 11kV | Load Transfers | MVA | 2029 | 0 | Zone Substation | None
Murraylands | Campbell Park 11kV | Load Transfers | MVA | 2029 | 0.49962 | Zone Substation | None
Metro East | Campbelltown 11kV | Load Transfers | MVA | 2029 | 27.2645 | Zone Substation | None
Metro South | Cape Jervis 11kV | Load Transfers | MVA | 2029 | 0 | Zone Substation | None
Metro South | Cape Jervis 33kV | Load Transfers | MVA | 2029 | 3.7874 | Zone Substation | N-1
Eyre Peninsula | Caralue 11kV | Load Transfers | MVA | 2029 | 0 | Zone Substation | None
Metro West | Cavan 11kV | Load Transfers | MVA | 2029 | 18.9823 | Zone Substation | None
Adelaide Central | CBD 33kV | Load Transfers | MVA | 2029 |  | Zone Substation | None
Eyre Peninsula | Ceduna 11kV | Load Transfers | MVA | 2029 | 0 | Zone Substation | None
Eastern Hills | Chain of Ponds 11kV | Load Transfers | MVA | 2029 | 0 | Zone Substation | None
Metro West | Cheltenham 11kV | Load Transfers | MVA | 2029 | 12.8755 | Zone Substation | None
Metro West | Cheltenham 33kV | Load Transfers | MVA | 2029 |  | Zone Substation | None
Mid North | Clare 11kV | Load Transfers | MVA | 2029 | 0 | Zone Substation | None
Mid North | Clare North 33kV | Load Transfers | MVA | 2029 |  | Connection Point | None
Metro South | Clarence Gardens 11kV | Load Transfers | MVA | 2029 | 18.415 | Zone Substation | None
Metro South | Clarendon 11kV | Load Transfers | MVA | 2029 | 2.304 | Zone Substation | None
Metro East | Clearview 11kV | Load Transfers | MVA | 2029 | 25.4861 | Zone Substation | N
Eyre Peninsula | Cleve 11kV | Load Transfers | MVA | 2029 | 0 | Zone Substation | None
Eyre Peninsula | Cleve 33kV | Load Transfers | MVA | 2029 | 0 | Zone Substation | N-1
Eyre Peninsula | Coffin Bay 11kV | Load Transfers | MVA | 2029 | 0 | Zone Substation | None
Mid North | Collinsfield 11kV | Load Transfers | MVA | 2029 | 0.85024 | Zone Substation | None
Murraylands | Coomandook 11kV | Load Transfers | MVA | 2029 | 0 | Zone Substation | None
Murraylands | Coonalpyn 11kV | Load Transfers | MVA | 2029 | 0 | Zone Substation | None
South East | Coonawarra 11kV | Load Transfers | MVA | 2029 | 1.2788 | Zone Substation | None
Upper North | Copley Nepabunna 33kV | Load Transfers | MVA | 2029 | 0 | Zone Substation | N-1
Riverland | Cordola 11kV | Load Transfers | MVA | 2029 | 0 | Zone Substation | None
Adelaide Central | Coromandel Place 11kV | Load Transfers | MVA | 2029 |  | Zone Substation | None
Eyre Peninsula | Cowell 11kV | Load Transfers | MVA | 2029 | 0 | Zone Substation | None
Metro West | Croydon 11kV | Load Transfers | MVA | 2029 | 21.8031 | Zone Substation | None
Metro West | Croydon Park 11kV | Load Transfers | MVA | 2029 | 18.6401 | Zone Substation | None
Upper North | Crystal Brook 11kV | Load Transfers | MVA | 2029 | 0.49537 | Zone Substation | None
Metro South | Cudmore Park 11kV | Load Transfers | MVA | 2029 | 15.4936 | Zone Substation | None
Eyre Peninsula | Cummins 11kV | Load Transfers | MVA | 2029 | 0.26969 | Zone Substation | None
Yorke Peninsula | Curramulka 7.6kV | Load Transfers | MVA | 2029 | 0 | Zone Substation | None
Yorke Peninsula | Curramulka South 11kV | Load Transfers | MVA | 2029 | 0 | Zone Substation | None
Yorke Peninsula | Dalrymple 33kV | Load Transfers | MVA | 2029 |  | Connection Point | None
Eyre Peninsula | Darke Peak 11kV | Load Transfers | MVA | 2029 | 0 | Zone Substation | None
Upper North | Davenport West 33kV | Load Transfers | MVA | 2029 |  | Connection Point | None
Eastern Hills | Deloraine 11kV | Load Transfers | MVA | 2029 | 0 | Zone Substation | None
Metro North | Direk 11kV | Load Transfers | MVA | 2029 | 17.2936 | Zone Substation | None
Mid North | Dorrien 33kV | Load Transfers | MVA | 2029 |  | Connection Point | None
Mid North | Dorrien TF4 11kV | Load Transfers | MVA | 2029 | 9.1894 | Zone Substation | None
Mid North | Dorrien TF5 11kV | Load Transfers | MVA | 2029 | 4.4115 | Zone Substation | None
Yorke Peninsula | Dowlingville 11kV | Load Transfers | MVA | 2029 | 0 | Zone Substation | None
Adelaide Central | East Terrace 11kV | Load Transfers | MVA | 2029 |  | Zone Substation | None
Metro North | Edinburgh 11kV | Load Transfers | MVA | 2029 | 11.1144 | Zone Substation | None
Yorke Peninsula | Edithburgh 11kV | Load Transfers | MVA | 2029 | 1.3509 | Zone Substation | None
Metro North | Elizabeth Downs 11kV | Load Transfers | MVA | 2029 | 25.1545 | Zone Substation | None
Metro North | Elizabeth Heights 11kV | Load Transfers | MVA | 2029 | 11.57 | Zone Substation | None
Metro North | Elizabeth South 11kV | Load Transfers | MVA | 2029 | 10.5594 | Zone Substation | None
Mid North | Eudunda 11kV | Load Transfers | MVA | 2029 | 0.65807 | Zone Substation | None
Metro North | Evanston 11kV | Load Transfers | MVA | 2029 | 8.5112 | Zone Substation | N-1
Metro North | Evanston 33kV | Load Transfers | MVA | 2029 | 0 | Zone Substation | None
Metro West | Findon 11kV | Load Transfers | MVA | 2029 | 18.8564 | Zone Substation | None
Metro West | Flinders Park 11kV | Load Transfers | MVA | 2029 | 18.1869 | Zone Substation | None
Mid North | Florieton SWER 19kV | Load Transfers | MVA | 2029 |  | Connection Point | None
Eastern Hills | Forreston 11kV | Load Transfers | MVA | 2029 | 0 | Zone Substation | None
Mid North | Freeling 11kV | Load Transfers | MVA | 2029 | 0.56662 | Zone Substation | None
Mid North | Freeling North 11kV | Load Transfers | MVA | 2029 | 3.0467 | Zone Substation | None
Metro West | Fulham Gardens 11kV | Load Transfers | MVA | 2029 | 30.8209 | Zone Substation | None
Upper North | Fullerville 11kV | Load Transfers | MVA | 2029 | 0 | Zone Substation | None
Mid North | Gawler Belt TF1 11kV | Load Transfers | MVA | 2029 | 6.6299 | Zone Substation | None
Mid North | Gawler Belt TF2 11kV | Load Transfers | MVA | 2029 | 5.0947 | Zone Substation | None
Mid North | Georgetown 11kV | Load Transfers | MVA | 2029 | 0 | Zone Substation | None
Murraylands | Geranium 11kV | Load Transfers | MVA | 2029 | 0 | Zone Substation | None
Upper North | Gladstone 11kV | Load Transfers | MVA | 2029 | 0.36649 | Zone Substation | None
Metro West | Glanville 11kV | Load Transfers | MVA | 2029 | 15.4772 | Zone Substation | None
South East | Glencoe 11kV | Load Transfers | MVA | 2029 | 0 | Zone Substation | None
Metro South | Glenelg North 11kV | Load Transfers | MVA | 2029 | 8.0611 | Zone Substation | None
Riverland | Glossop 11kV | Load Transfers | MVA | 2029 | 2.9772 | Zone Substation | None
Metro East | Golden Grove 11kV | Load Transfers | MVA | 2029 | 11.5462 | Zone Substation | None
Mid North | Gomersal North 11kV | Load Transfers | MVA | 2029 | 0 | Zone Substation | None
Metro South | Goolwa 11kV | Load Transfers | MVA | 2029 | 3.4907 | Zone Substation | None
Mid North | Gulnare 11kV | Load Transfers | MVA | 2029 | 0 | Zone Substation | None
Eastern Hills | Gumeracha 11kV | Load Transfers | MVA | 2029 | 0 | Zone Substation | None
Eastern Hills | Gumeracha Weir 11kV | Load Transfers | MVA | 2029 | 0 | Zone Substation | None
Eastern Hills | Gumhaven 11kV | Load Transfers | MVA | 2029 | 0 | Zone Substation | None
Metro South | Hackham 11kV | Load Transfers | MVA | 2029 | 13.815 | Zone Substation | N-1
Eastern Hills | Hahndorf 11kV | Load Transfers | MVA | 2029 | 1.4684 | Zone Substation | None
Mid North | Halbury 11kV | Load Transfers | MVA | 2029 | 0 | Zone Substation | None
Mid North | Hamley Bridge 11kV | Load Transfers | MVA | 2029 | 0 | Zone Substation | None
Metro South | Happy Valley 11kV | Load Transfers | MVA | 2029 | 11.4307 | Zone Substation | None
Metro East | Harrow 11kV | Load Transfers | MVA | 2029 | 15.7007 | Zone Substation | None
South East | Hatherleigh 11kV | Load Transfers | MVA | 2029 | 0 | Zone Substation | None
Upper North | Hawker 11kV | Load Transfers | MVA | 2029 | 0 | Zone Substation | None
Metro South | Hay Flat 11kV | Load Transfers | MVA | 2029 | 0 | Zone Substation | None
Metro West | Henley South 11kV | Load Transfers | MVA | 2029 | 15.4672 | Zone Substation | None
Eastern Hills | Hermitage 11kV | Load Transfers | MVA | 2029 | 0 | Zone Substation | None
Metro East | Hillcrest 11kV | Load Transfers | MVA | 2029 | 12.6161 | Zone Substation | None
Adelaide Central | Hindley Street 11kV | Load Transfers | MVA | 2029 |  | Zone Substation | None
Metro East | Holden Hill 11kV | Load Transfers | MVA | 2029 | 31.4627 | Zone Substation | None
Metro East | Hope Valley 11kV | Load Transfers | MVA | 2029 | 17.1358 | Zone Substation | None
Eastern Hills | Houghton 7.6kV | Load Transfers | MVA | 2029 | 0 | Zone Substation | None
Mid North | Hoyleton 11kV | Load Transfers | MVA | 2029 | 0 | Zone Substation | None
Yorke Peninsula | Hummocks 33kV | Load Transfers | MVA | 2029 |  | Connection Point | None
Metro East | Ingle Farm 11kV | Load Transfers | MVA | 2029 | 20.39 | Zone Substation | None
South East | Inverness 11kV | Load Transfers | MVA | 2029 | 0 | Zone Substation | None
Murraylands | Jabuk 11kV | Load Transfers | MVA | 2029 | 0 | Zone Substation | None
Yorke Peninsula | James Well 11kV | Load Transfers | MVA | 2029 | 0 | Zone Substation | None
Upper North | Jamestown 11kV | Load Transfers | MVA | 2029 | 0 | Zone Substation | Reverse N-1
Murraylands | Jervois 11kV | Load Transfers | MVA | 2029 | 0.56852 | Zone Substation | None
Yorke Peninsula | Kadina 11kV | Load Transfers | MVA | 2029 | 0 | Zone Substation | None
Yorke Peninsula | Kadina East 33kV | Load Transfers | MVA | 2029 |  | Connection Point | None
South East | Kalangadoo 11kV | Load Transfers | MVA | 2029 | 0.61544 | Zone Substation | None
South East | Kalangadoo West 11kV | Load Transfers | MVA | 2029 | 0.18573 | Zone Substation | None
Eastern Hills | Kanmantoo Copper Mine 11kV | Load Transfers | MVA | 2029 | 1.3337 | Connection Point | None
Mid North | Kapunda TF1 11kV | Load Transfers | MVA | 2029 | 3.8291 | Zone Substation | None
Mid North | Kapunda TF2 11kV | Load Transfers | MVA | 2029 | 2.8337 | Zone Substation | None
Murraylands | Karoonda 11kV | Load Transfers | MVA | 2029 | 0 | Zone Substation | Reverse N
South East | Keith 11kV | Load Transfers | MVA | 2029 | 0.43277 | Zone Substation | None
South East | Keith 33kV | Load Transfers | MVA | 2029 |  | Connection Point | None
Metro East | Kent Town 11kV | Load Transfers | MVA | 2029 | 19.0968 | Zone Substation | None
Eastern Hills | Kersbrook 11kV | Load Transfers | MVA | 2029 | 0 | Zone Substation | None
Metro South | Keswick 11kV | Load Transfers | MVA | 2029 | 29.8007 | Zone Substation | None
Murraylands | Ki Ki 11kV | Load Transfers | MVA | 2029 | 0 | Zone Substation | None
Metro West | Kilburn 11kV | Load Transfers | MVA | 2029 | 27.7069 | Zone Substation | None
Metro East | Kilburn South 11kV | Load Transfers | MVA | 2029 | 15.5092 | Zone Substation | None
Metro West | Kilkenny 11kV | Load Transfers | MVA | 2029 | 15.1293 | Zone Substation | None
South East | Kincraig 33kV | Load Transfers | MVA | 2029 |  | Connection Point | None
Metro South | Kingscote 11kV | Load Transfers | MVA | 2029 | 0.48998 | Zone Substation | None
South East | Kingston SE 11kV | Load Transfers | MVA | 2029 | 0 | Zone Substation | None
Metro South | Kingswood 11kV | Load Transfers | MVA | 2029 | 29.7372 | Zone Substation | None
South East | Kongorong 11kV | Load Transfers | MVA | 2029 | 0.16104 | Zone Substation | None
South East | Kumorna 11kV | Load Transfers | MVA | 2029 | 0 | Zone Substation | None
Mid North | Kybunga 11kV | Load Transfers | MVA | 2029 | 0 | Zone Substation | None
Murraylands | Lameroo 11kV | Load Transfers | MVA | 2029 | 0 | Zone Substation | None
Eastern Hills | Langhorne Creek 11kV | Load Transfers | MVA | 2029 | 1.539 | Zone Substation | None
Metro West | Largs North 11kV | Load Transfers | MVA | 2029 | 13.0854 | Zone Substation | None
Metro West | Lefevre 11kV | Load Transfers | MVA | 2029 | 0.89077 | Zone Substation | None
Upper North | Leigh Creek South 33kV | Load Transfers | MVA | 2029 |  | Connection Point | None
Metro East | Linden Park 11kV | Load Transfers | MVA | 2029 | 26.8156 | Zone Substation | None
Eyre Peninsula | Little Swamp 11kV | Load Transfers | MVA | 2029 | 0.19074 | Zone Substation | None
Eastern Hills | Lobethal 11kV | Load Transfers | MVA | 2029 | 3.2389 | Zone Substation | None
Eyre Peninsula | Lock 11kV | Load Transfers | MVA | 2029 | 0 | Zone Substation | None
Riverland | Loveday 11kV | Load Transfers | MVA | 2029 | 1.92 | Zone Substation | None
Metro South | Lower Mitcham 11kV | Load Transfers | MVA | 2029 | 17.396 | Zone Substation | None
Riverland | Loxton 11kV | Load Transfers | MVA | 2029 | 0.56419 | Zone Substation | None
South East | Lucindale 11kV | Load Transfers | MVA | 2029 | 0 | Zone Substation | None
Mid North | Lyndoch 11kV | Load Transfers | MVA | 2029 | 1.1441 | Zone Substation | None
Mid North | Lyndoch South 7.6kV | Load Transfers | MVA | 2029 | 0 | Zone Substation | None
Riverland | Lyrup 11kV | Load Transfers | MVA | 2029 | 1.312 | Zone Substation | None
Metro South | MacGillivray 11kV | Load Transfers | MVA | 2029 | 0.18738 | Zone Substation | None
Yorke Peninsula | Maitland 11kV | Load Transfers | MVA | 2029 | 0.11432 | Zone Substation | None
Mid North | Mallala 11kV | Load Transfers | MVA | 2029 | 0.34295 | Zone Substation | None
Murraylands | Mannum 33kV | Load Transfers | MVA | 2029 |  | Connection Point | None
Murraylands | Mannum Town 7.6kV | Load Transfers | MVA | 2029 | 0 | Zone Substation | None
Yorke Peninsula | Marion Bay 11kV | Load Transfers | MVA | 2029 | 0 | Zone Substation | None
Mid North | Marrabel 11kV | Load Transfers | MVA | 2029 | 0.83717 | Zone Substation | None
Metro South | McLaren Flat TF1 11kV | Load Transfers | MVA | 2029 | 6.0488 | Zone Substation | None
Metro South | McLaren Flat TF2 11kV | Load Transfers | MVA | 2029 | 4.1227 | Zone Substation | None
Metro South | McLaren Vale 11kV | Load Transfers | MVA | 2029 | 0 | Zone Substation | None
Metro South | McLaren Vale Vineyard 11kV | Load Transfers | MVA | 2029 | 0 | Zone Substation | None
Eastern Hills | Meadows 11kV | Load Transfers | MVA | 2029 | 1.0967 | Zone Substation | Reverse N-1
Upper North | Melrose 11kV | Load Transfers | MVA | 2029 | 0 | Zone Substation | None
Murraylands | Meningie 11kV | Load Transfers | MVA | 2029 | 0 | Zone Substation | None
Metro East | Metro East 66kV | Load Transfers | MVA | 2029 |  | Connection Point | None
Metro North | Metro North 66kV | Load Transfers | MVA | 2029 |  | Connection Point | None
Metro South | Metro South 66kV | Load Transfers | MVA | 2029 |  | Connection Point | None
Metro West | Metro West 66kV | Load Transfers | MVA | 2029 |  | Connection Point | None
Eastern Hills | Milang 11kV | Load Transfers | MVA | 2029 | 1.4897 | Zone Substation | None
South East | Millicent 11kV | Load Transfers | MVA | 2029 | 0 | Zone Substation | None
Yorke Peninsula | Minlaton 11kV | Load Transfers | MVA | 2029 | 0.07621 | Zone Substation | None
Murraylands | Mobilong 33kV | Load Transfers | MVA | 2029 |  | Connection Point | None
Murraylands | Monarto Central 11kV | Load Transfers | MVA | 2029 | 2.0047 | Zone Substation | None
Murraylands | Monarto South 11kV | Load Transfers | MVA | 2029 | 3.4925 | Zone Substation | None
Yorke Peninsula | Moonta 11kV | Load Transfers | MVA | 2029 | 0 | Zone Substation | N-1
Eyre Peninsula | Moorkitabie 11kV | Load Transfers | MVA | 2029 | 0 | Zone Substation | None
Riverland | Morgan 11kV | Load Transfers | MVA | 2029 | 0 | Zone Substation | N
Metro South | Morphett Vale East 11kV | Load Transfers | MVA | 2029 | 10.3455 | Zone Substation | None
Metro South | Morphettville 11kV | Load Transfers | MVA | 2029 | 15.5686 | Zone Substation | None
Eastern Hills | Mount Barker 11kV | Load Transfers | MVA | 2029 | 4.8382 | Zone Substation | None
Eastern Hills | Mount Barker 66kV | Load Transfers | MVA | 2029 |  | Connection Point | None
South East | Mount Burr 11kV | Load Transfers | MVA | 2029 | 0 | Zone Substation | None
South East | Mount Gambier 11kV | Load Transfers | MVA | 2029 | 7.7876 | Zone Substation | None
South East | Mount Gambier 33kV | Load Transfers | MVA | 2029 |  | Connection Point | None
South East | Mount Gambier North 11kV | Load Transfers | MVA | 2029 | 7.6046 | Zone Substation | N-1
South East | Mount Gambier West 11kV | Load Transfers | MVA | 2029 | 18.2692 | Zone Substation | None
Upper North | Mount Gunson 33kV | Load Transfers | MVA | 2029 |  | Connection Point | None
Eastern Hills | Mount Pleasant 11kV | Load Transfers | MVA | 2029 | 0.73834 | Zone Substation | None
South East | Mount Schank 11kV | Load Transfers | MVA | 2029 | 0.86884 | Zone Substation | None
Murraylands | Murray Bridge North 11kV | Load Transfers | MVA | 2029 | 8.6398 | Zone Substation | None
Murraylands | Murray Bridge South 11kV | Load Transfers | MVA | 2029 | 8.6057 | Zone Substation | None
Eastern Hills | Mylor 11kV | Load Transfers | MVA | 2029 | 2.6102 | Zone Substation | None
Murraylands | Mypolonga 11kV | Load Transfers | MVA | 2029 | 0 | Zone Substation | None
Metro South | Myponga 11kV | Load Transfers | MVA | 2029 | 2.5339 | Zone Substation | None
Eastern Hills | Nairne 11kV | Load Transfers | MVA | 2029 | 1.5748 | Zone Substation | Reverse N-1
South East | Nangwarry 11kV | Load Transfers | MVA | 2029 | 0 | Zone Substation | None
South East | Naracoorte 11kV | Load Transfers | MVA | 2029 | 0 | Zone Substation | None
South East | Naracoorte East 11kV | Load Transfers | MVA | 2029 | 4.3207 | Zone Substation | None
Murraylands | Narrung 11kV | Load Transfers | MVA | 2029 | 0.53531 | Zone Substation | None
Upper North | Neuroodla 33kV | Load Transfers | MVA | 2029 |  | Connection Point | None
Metro West | New Osborne 11kV | Load Transfers | MVA | 2029 | 0 | Zone Substation | None
Metro West | New Richmond 11kV | Load Transfers | MVA | 2029 | 22.2344 | Zone Substation | None
Murraylands | Nildottie 11kV | Load Transfers | MVA | 2029 | 0 | Zone Substation | None
Yorke Peninsula | Ninnes 11kV | Load Transfers | MVA | 2029 | 0 | Zone Substation | None
Metro South | Noarlunga Centre 11kV | Load Transfers | MVA | 2029 | 13.9618 | Zone Substation | None
Metro East | North Adelaide 11kV | Load Transfers | MVA | 2029 | 10.1517 | Zone Substation | None
Metro South | North Unley 11kV | Load Transfers | MVA | 2029 | 15.1419 | Zone Substation | None
Riverland | North West Bend 66kV | Load Transfers | MVA | 2029 |  | Connection Point | None
Metro East | Northfield 11kV | Load Transfers | MVA | 2029 | 16.6103 | Zone Substation | N
Metro East | Norwood 11kV | Load Transfers | MVA | 2029 | 28.7786 | Zone Substation | None
Mid North | Nuriootpa 11kV | Load Transfers | MVA | 2029 | 10.0106 | Zone Substation | None
Metro South | Oaklands 11kV | Load Transfers | MVA | 2029 | 21.7841 | Zone Substation | None
Upper North | Orroroo 11kV | Load Transfers | MVA | 2029 | 0 | Zone Substation | None
South East | Padthaway 11kV | Load Transfers | MVA | 2029 | 0 | Zone Substation | None
Murraylands | Palmer 11kV | Load Transfers | MVA | 2029 | 0 | Zone Substation | None
Metro South | Panorama 11kV | Load Transfers | MVA | 2029 | 22.2295 | Zone Substation | None
Metro North | Parafield Gardens 11kV | Load Transfers | MVA | 2029 | 17.4732 | Zone Substation | None
Metro North | Paralowie 11kV | Load Transfers | MVA | 2029 | 13.9264 | Zone Substation | None
Murraylands | Parilla 11kV | Load Transfers | MVA | 2029 | 0 | Zone Substation | None
Riverland | Paringa 11kV | Load Transfers | MVA | 2029 | 0 | Zone Substation | None
Riverland | Paringa 33kV | Load Transfers | MVA | 2029 | 0 | Zone Substation | None
Yorke Peninsula | Paskeville 11kV | Load Transfers | MVA | 2029 | 0 | Zone Substation | None
Murraylands | Peake 11kV | Load Transfers | MVA | 2029 | 0 | Zone Substation | None
Murraylands | Pellaring Flat 11kV | Load Transfers | MVA | 2029 | 0 | Zone Substation | None
Metro North | Penfield 11kV | Load Transfers | MVA | 2029 | 13.6847 | Zone Substation | None
Metro South | Penneshaw 11kV | Load Transfers | MVA | 2029 | 0 | Zone Substation | None
South East | Penola 11kV | Load Transfers | MVA | 2029 | 1.6808 | Zone Substation | None
South East | Penola West 33kV | Load Transfers | MVA | 2029 |  | Connection Point | None
Upper North | Peterborough 11kV | Load Transfers | MVA | 2029 | 0 | Zone Substation | None
Eastern Hills | Piccadilly 11kV | Load Transfers | MVA | 2029 | 1.7844 | Zone Substation | None
Murraylands | Pinnaroo 11kV | Load Transfers | MVA | 2029 | 0 | Zone Substation | None
Murraylands | Pinnaroo South 11kV | Load Transfers | MVA | 2029 | 0 | Zone Substation | None
Metro South | Plympton 11kV | Load Transfers | MVA | 2029 | 16.9502 | Zone Substation | None
Eyre Peninsula | Point Boston 11kV | Load Transfers | MVA | 2029 | 0 | Zone Substation | None
Eyre Peninsula | Polda 11kV | Load Transfers | MVA | 2029 | 0 | Zone Substation | None
Eyre Peninsula | Poonindie 11kV | Load Transfers | MVA | 2029 | 0.48466 | Zone Substation | None
Metro West | Port Adelaide 11kV | Load Transfers | MVA | 2029 | 9.4246 | Zone Substation | None
Metro West | Port Adelaide North 11kV | Load Transfers | MVA | 2029 | 12.0653 | Zone Substation | None
Upper North | Port Augusta 11kV | Load Transfers | MVA | 2029 | 4.4764 | Zone Substation | None
Upper North | Port Augusta West TF1 11kV | Load Transfers | MVA | 2029 | 6.0847 | Zone Substation | None
Upper North | Port Augusta West TF2 11kV | Load Transfers | MVA | 2029 | 3.5266 | Zone Substation | None
Upper North | Port Broughton 11kV | Load Transfers | MVA | 2029 | 0 | Zone Substation | None
Yorke Peninsula | Port Clinton 11kV | Load Transfers | MVA | 2029 | 0 | Zone Substation | None
Upper North | Port Germein 11kV | Load Transfers | MVA | 2029 | 0.76517 | Zone Substation | None
Yorke Peninsula | Port Giles 11kV | Load Transfers | MVA | 2029 | 0.2828 | Zone Substation | None
Yorke Peninsula | Port Julia 11kV | Load Transfers | MVA | 2029 | 0 | Zone Substation | None
Eyre Peninsula | Port Lincoln City 11kV | Load Transfers | MVA | 2029 | 9.0901 | Zone Substation | None
Eyre Peninsula | Port Lincoln Docks 11kV | Load Transfers | MVA | 2029 | 5.2998 | Zone Substation | None
Eyre Peninsula | Port Lincoln Marina 11kV | Load Transfers | MVA | 2029 | 6.8398 | Zone Substation | None
Eyre Peninsula | Port Lincoln Terminal 33kV | Load Transfers | MVA | 2029 |  | Connection Point | None
Metro South | Port Noarlunga 11kV | Load Transfers | MVA | 2029 | 21.7783 | Zone Substation | None
Upper North | Port Pirie Bungama 33kV | Load Transfers | MVA | 2029 |  | Connection Point | None
Upper North | Port Pirie South 11kV | Load Transfers | MVA | 2029 | 0 | Zone Substation | None
Metro South | Port Stanvac 11kV | Load Transfers | MVA | 2029 | 20.851 | Zone Substation | None
Metro South | Port Stanvac TF2 11kV | Load Transfers | MVA | 2029 | 0 | Zone Substation | None
Yorke Peninsula | Port Vincent 11kV | Load Transfers | MVA | 2029 | 0 | Zone Substation | None
Riverland | Portee 11kV | Load Transfers | MVA | 2029 | 0 | Zone Substation | N
Metro East | Prospect 11kV | Load Transfers | MVA | 2029 | 23.4082 | Zone Substation | None
Murraylands | Punyelroo 11kV | Load Transfers | MVA | 2029 | 0 | Zone Substation | None
Riverland | Pyap 11kV | Load Transfers | MVA | 2029 | 0.28579 | Zone Substation | None
Riverland | Qualco 11kV | Load Transfers | MVA | 2029 | 3.6848 | Zone Substation | N
Metro West | Queenstown 11kV | Load Transfers | MVA | 2029 | 14.0174 | Zone Substation | None
Upper North | Quorn 11kV | Load Transfers | MVA | 2029 | 0 | Zone Substation | None
Riverland | Ramco 11kV | Load Transfers | MVA | 2029 | 2.0114 | Zone Substation | None
Metro South | Rapid Bay 11kV | Load Transfers | MVA | 2029 | 0 | Zone Substation | None
Riverland | Renmark 11kV | Load Transfers | MVA | 2029 | 0 | Zone Substation | None
Mid North | Riverton 11kV | Load Transfers | MVA | 2029 | 1.8711 | Zone Substation | None
South East | Robe 7.6kV | Load Transfers | MVA | 2029 | 0 | Zone Substation | None
Mid North | Robertstown 11kV | Load Transfers | MVA | 2029 | 0.57158 | Zone Substation | None
Riverland | Roonka 11kV | Load Transfers | MVA | 2029 | 0 | Zone Substation | None
Eyre Peninsula | Rudall 11kV | Load Transfers | MVA | 2029 | 0 | Zone Substation | None
Metro North | Salisbury 11kV | Load Transfers | MVA | 2029 | 29.7642 | Zone Substation | N
Metro South | Salt Cliffs 11kV | Load Transfers | MVA | 2029 | 0.097035 | Zone Substation | None
Mid North | Sandy Creek 11kV | Load Transfers | MVA | 2029 | 0.7296 | Zone Substation | None
Metro South | Seacombe 11kV | Load Transfers | MVA | 2029 | 22.2378 | Zone Substation | None
Metro South | Seaford 11kV | Load Transfers | MVA | 2029 | 10.6212 | Zone Substation | None
Metro South | Second Valley 11kV | Load Transfers | MVA | 2029 | 0.25442 | Zone Substation | None
Metro South | Sheidow Park 11kV | Load Transfers | MVA | 2029 | 18.9315 | Zone Substation | Reverse N-1
Murraylands | Sherlock 11kV | Load Transfers | MVA | 2029 | 0 | Zone Substation | None
Metro North | Smithfield West 11kV | Load Transfers | MVA | 2029 | 19.4123 | Zone Substation | N-1
South East | Snuggery Rural 33kV | Load Transfers | MVA | 2029 |  | Connection Point | None
South East | South End 11kV | Load Transfers | MVA | 2029 | 0 | Zone Substation | Reverse N-1
Mid North | Spalding 11kV | Load Transfers | MVA | 2029 | 0 | Zone Substation | None
Metro South | Square Water Hole 11kV | Load Transfers | MVA | 2029 | 3.5469 | Zone Substation | None
Yorke Peninsula | Stansbury 11kV | Load Transfers | MVA | 2029 | 0 | Zone Substation | None
Eastern Hills | Stirling East 11kV | Load Transfers | MVA | 2029 | 7.5665 | Zone Substation | None
Upper North | Stirling North 1 11kV | Load Transfers | MVA | 2029 | 1.4465 | Zone Substation | None
Upper North | Stirling North 2 11kV | Load Transfers | MVA | 2029 | 1.8205 | Zone Substation | None
Mid North | Stockwell TF1 11kV | Load Transfers | MVA | 2029 | 2.6408 | Zone Substation | None
Mid North | Stockwell TF2 11kV | Load Transfers | MVA | 2029 | 5.1088 | Zone Substation | None
Eyre Peninsula | Stony Point 11kV | Load Transfers | MVA | 2029 |  | Connection Point | None
Eastern Hills | Strathalbyn 11kV | Load Transfers | MVA | 2029 | 2.0788 | Zone Substation | None
Eyre Peninsula | Streaky Bay 11kV | Load Transfers | MVA | 2029 | 0 | Zone Substation | Reverse N-1
Riverland | Swan Reach 11kV | Load Transfers | MVA | 2029 | 0 | Zone Substation | None
Riverland | Swan Reach 33kV | Load Transfers | MVA | 2029 | 0 | Zone Substation | None
Murraylands | Tailem Bend 33kV | Load Transfers | MVA | 2029 |  | Connection Point | None
Murraylands | Tailem Bend Town 11kV | Load Transfers | MVA | 2029 | 0 | Zone Substation | None
South East | Tantanoola 11kV | Load Transfers | MVA | 2029 | 0.53467 | Zone Substation | None
Eyre Peninsula | Tarlton 11kV | Load Transfers | MVA | 2029 | 0 | Zone Substation | None
South East | Tarpeena South 11kV | Load Transfers | MVA | 2029 | 0 | Zone Substation | N-1
Metro East | Tea Tree Gully 11kV | Load Transfers | MVA | 2029 | 24.6299 | Zone Substation | None
Murraylands | Teal Flat 11kV | Load Transfers | MVA | 2029 | 0 | Zone Substation | None
Upper North | Telowie 11kV | Load Transfers | MVA | 2029 | 0.30743 | Zone Substation | None
Mid North | Templers 33kV | Load Transfers | MVA | 2029 |  | Connection Point | None
Metro West | Thebarton 11kV | Load Transfers | MVA | 2029 | 17.4833 | Zone Substation | None
South East | Tintinara 11kV | Load Transfers | MVA | 2029 | 0 | Zone Substation | None
Metro South | Tonsley Park 11kV | Load Transfers | MVA | 2029 | 10.2628 | Zone Substation | None
Eyre Peninsula | Tumby Bay 11kV | Load Transfers | MVA | 2029 | 0 | Zone Substation | None
Metro North | Two Wells 11kV | Load Transfers | MVA | 2029 | 4.8672 | Zone Substation | N-1
Eyre Peninsula | Uley 11kV | Load Transfers | MVA | 2029 | 0.29624 | Zone Substation | None
Eyre Peninsula | Uley South 11kV | Load Transfers | MVA | 2029 | 0 | Zone Substation | None
Eastern Hills | Uraidla 11kV | Load Transfers | MVA | 2029 | 2.6758 | Zone Substation | None
Eastern Hills | Uraidla 33kV | Load Transfers | MVA | 2029 |  | Zone Substation | None
Eastern Hills | Verdun 11kV | Load Transfers | MVA | 2029 | 0.19306 | Zone Substation | None
Metro South | Victor Harbor 11kV | Load Transfers | MVA | 2029 | 3.3002 | Zone Substation | None
Metro North | Virginia 11kV | Load Transfers | MVA | 2029 | 7.7402 | Zone Substation | None
Riverland | Waikerie 11kV | Load Transfers | MVA | 2029 | 1.9053 | Zone Substation | None
Murraylands | Walker Flat 11kV | Load Transfers | MVA | 2029 | 0 | Zone Substation | None
Yorke Peninsula | Wallaroo 11kV | Load Transfers | MVA | 2029 | 0 | Zone Substation | None
Yorke Peninsula | Warooka 11kV | Load Transfers | MVA | 2029 | 0.16059 | Zone Substation | None
Mid North | Wasleys 11kV | Load Transfers | MVA | 2029 | 2.2077 | Zone Substation | None
Mid North | Waterloo 33kV | Load Transfers | MVA | 2029 |  | Connection Point | None
Mid North | Waterloo Town 11kV | Load Transfers | MVA | 2029 | 0 | Zone Substation | None
Murraylands | White Sands 11kV | Load Transfers | MVA | 2029 | 4.5665 | Zone Substation | None
Adelaide Central | Whitmore Square 11kV | Load Transfers | MVA | 2029 |  | Zone Substation | None
Eyre Peninsula | Whyalla Central 33kV | Load Transfers | MVA | 2029 |  | Connection Point | None
Eyre Peninsula | Whyalla City 11kV | Load Transfers | MVA | 2029 | 4.3048 | Zone Substation | None
Eyre Peninsula | Whyalla North 11kV | Load Transfers | MVA | 2029 | 0 | Zone Substation | None
Eyre Peninsula | Whyalla Stuart 11kV | Load Transfers | MVA | 2029 | 6.8041 | Zone Substation | None
Mid North | Williamstown 11kV | Load Transfers | MVA | 2029 | 0.79585 | Zone Substation | None
Mid North | Williamstown South 11kV | Load Transfers | MVA | 2029 | 2.3721 | Zone Substation | None
Metro South | Willunga 11kV | Load Transfers | MVA | 2029 | 4.3885 | Zone Substation | None
Metro South | Willunga 33kV | Load Transfers | MVA | 2029 | 0 | Zone Substation | None
Upper North | Wilmington 11kV | Load Transfers | MVA | 2029 | 0 | Zone Substation | None
Upper North | Wirrabara Forest 11kV | Load Transfers | MVA | 2029 | 0 | Zone Substation | None
Upper North | Wirrabara South 11kV | Load Transfers | MVA | 2029 | 0 | Zone Substation | None
Metro South | Wirrina Cove 11kV | Load Transfers | MVA | 2029 | 0 | Zone Substation | None
Upper North | Wongyarra 11kV | Load Transfers | MVA | 2029 | 0 | Zone Substation | None
Metro East | Woodforde 11kV | Load Transfers | MVA | 2029 | 27.4723 | Zone Substation | None
Murraylands | Woods Point 11kV | Load Transfers | MVA | 2029 | 2.3638 | Zone Substation | None
Eastern Hills | Woodside 11kV | Load Transfers | MVA | 2029 | 4.9727 | Zone Substation | Reverse N-1
Metro West | Woodville 11kV | Load Transfers | MVA | 2029 | 11.5964 | Zone Substation | None
Metro West | Woodville 33kV | Load Transfers | MVA | 2029 |  | Zone Substation | None
Riverland | Woolpunda 11kV | Load Transfers | MVA | 2029 | 0.55138 | Zone Substation | None
Eyre Peninsula | Wudinna 11kV | Load Transfers | MVA | 2029 | 0 | Zone Substation | None
Eyre Peninsula | Wudinna 66kV | Load Transfers | MVA | 2029 |  | Connection Point | None
Eyre Peninsula | Yadnarie 66kV | Load Transfers | MVA | 2029 |  | Connection Point | None
Metro South | Yankalilla 11kV | Load Transfers | MVA | 2029 | 0.95402 | Zone Substation | None
Metro South | Yankalilla 33kV | Load Transfers | MVA | 2029 | 1.0908 | Zone Substation | None
Metro South | Yankalilla Hill 11kV | Load Transfers | MVA | 2029 | 0 | Zone Substation | None
Upper North | Yongala 11kV | Load Transfers | MVA | 2029 | 0 | Zone Substation | None
Yorke Peninsula | Yorketown 11kV | Load Transfers | MVA | 2029 | 0.91181 | Zone Substation | None
Adelaide Central | ACR 66kV | Hrs > 95% of Peak | Hrs | 2025 |  | Connection Point | None
Eastern Hills | Aldgate 11kV | Hrs > 95% of Peak | Hrs | 2025 | 7.5 | Zone Substation | None
Metro South | Aldinga 11kV | Hrs > 95% of Peak | Hrs | 2025 | 1.5 | Zone Substation | None
South East | Allendale East 11kV | Hrs > 95% of Peak | Hrs | 2025 | 1.5 | Zone Substation | None
Mid North | Alma 11kV | Hrs > 95% of Peak | Hrs | 2025 |  | Zone Substation | None
Metro South | American River 11kV | Hrs > 95% of Peak | Hrs | 2025 | 0.5 | Zone Substation | None
Eastern Hills | Angas Creek 33kV | Hrs > 95% of Peak | Hrs | 2025 |  | Connection Point | None
Mid North | Angaston 11kV | Hrs > 95% of Peak | Hrs | 2025 | 7 | Zone Substation | None
Metro North | Angle Vale 11kV | Hrs > 95% of Peak | Hrs | 2025 | 5 | Zone Substation | None
Yorke Peninsula | Ardrossan 11kV | Hrs > 95% of Peak | Hrs | 2025 | 1 | Zone Substation | None
Yorke Peninsula | Ardrossan West 33kV | Hrs > 95% of Peak | Hrs | 2025 |  | Connection Point | None
Eyre Peninsula | Arno Bay 11kV | Hrs > 95% of Peak | Hrs | 2025 | 2.5 | Zone Substation | None
Metro South | Ascot Park 11kV | Hrs > 95% of Peak | Hrs | 2025 | 1 | Zone Substation | N
Metro West | Athol Park 11kV | Hrs > 95% of Peak | Hrs | 2025 | 1 | Zone Substation | None
Mid North | Auburn 11kV | Hrs > 95% of Peak | Hrs | 2025 | 0.5 | Zone Substation | None
Yorke Peninsula | Balaklava 7.6kV | Hrs > 95% of Peak | Hrs | 2025 | 1.5 | Zone Substation | None
Eastern Hills | Balhannah 33kV | Hrs > 95% of Peak | Hrs | 2025 | 4 | Zone Substation | None
Upper North | Baroota 33kV | Hrs > 95% of Peak | Hrs | 2025 |  | Connection Point | None
Upper North | Baroota Town 11kV | Hrs > 95% of Peak | Hrs | 2025 | 5.5 | Zone Substation | None
Mid North | Barossa South TF1 11kV | Hrs > 95% of Peak | Hrs | 2025 | 2 | Zone Substation | None
Mid North | Barossa South TF2 11kV | Hrs > 95% of Peak | Hrs | 2025 | 1.5 | Zone Substation | None
South East | Beachport 11kV | Hrs > 95% of Peak | Hrs | 2025 | 1 | Zone Substation | None
Murraylands | Belvedere Road 7.6kV | Hrs > 95% of Peak | Hrs | 2025 | 7 | Zone Substation | None
Riverland | Berri 11kV | Hrs > 95% of Peak | Hrs | 2025 | 2 | Zone Substation | None
Riverland | Berri 66kV | Hrs > 95% of Peak | Hrs | 2025 |  | Connection Point | None
Murraylands | Binnies 11kV | Hrs > 95% of Peak | Hrs | 2025 | 8 | Zone Substation | None
Eastern Hills | Birdwood 11kV | Hrs > 95% of Peak | Hrs | 2025 | 0.5 | Zone Substation | None
Yorke Peninsula | Black Point 11kV | Hrs > 95% of Peak | Hrs | 2025 |  | Zone Substation | None
Metro West | Blackpool 11kV | Hrs > 95% of Peak | Hrs | 2025 | 2.5 | Zone Substation | None
Metro South | Blackwood 11kV | Hrs > 95% of Peak | Hrs | 2025 | 2 | Zone Substation | None
South East | Blanche 33kV | Hrs > 95% of Peak | Hrs | 2025 |  | Connection Point | None
Upper North | Booleroo Centre 11kV | Hrs > 95% of Peak | Hrs | 2025 | 4 | Zone Substation | None
Eyre Peninsula | Boothby 33kV | Hrs > 95% of Peak | Hrs | 2025 | 4 | Zone Substation | N-1
Upper North | Booyoolie 11kV | Hrs > 95% of Peak | Hrs | 2025 |  | Zone Substation | None
South East | Bordertown 11kV | Hrs > 95% of Peak | Hrs | 2025 | 2 | Zone Substation | N-1
Mid North | Brinkworth 33kV | Hrs > 95% of Peak | Hrs | 2025 |  | Connection Point | None
Mid North | Brinkworth Town 11kV | Hrs > 95% of Peak | Hrs | 2025 | 3 | Zone Substation | None
Eastern Hills | Brukunga 11kV | Hrs > 95% of Peak | Hrs | 2025 | 6 | Zone Substation | None
Upper North | Bungama Napperby 11kV | Hrs > 95% of Peak | Hrs | 2025 | 2 | Zone Substation | None
Metro East | Burnside 11kV | Hrs > 95% of Peak | Hrs | 2025 | 1 | Zone Substation | None
Mid North | Burra TF2 11kV | Hrs > 95% of Peak | Hrs | 2025 | 1 | Zone Substation | None
Riverland | Cadell 11kV | Hrs > 95% of Peak | Hrs | 2025 | 6 | Zone Substation | None
Murraylands | Caloote 11kV | Hrs > 95% of Peak | Hrs | 2025 | 4.5 | Zone Substation | None
Upper North | Caltowie 11kV | Hrs > 95% of Peak | Hrs | 2025 | 1 | Zone Substation | None
Murraylands | Cambrai 11kV | Hrs > 95% of Peak | Hrs | 2025 | 6.5 | Zone Substation | None
Murraylands | Campbell Park 11kV | Hrs > 95% of Peak | Hrs | 2025 | 6 | Zone Substation | None
Metro East | Campbelltown 11kV | Hrs > 95% of Peak | Hrs | 2025 | 6 | Zone Substation | None
Metro South | Cape Jervis 11kV | Hrs > 95% of Peak | Hrs | 2025 | 2 | Zone Substation | None
Metro South | Cape Jervis 33kV | Hrs > 95% of Peak | Hrs | 2025 | 10.5 | Zone Substation | N-1
Eyre Peninsula | Caralue 11kV | Hrs > 95% of Peak | Hrs | 2025 | 2 | Zone Substation | None
Metro West | Cavan 11kV | Hrs > 95% of Peak | Hrs | 2025 | 0.5 | Zone Substation | None
Adelaide Central | CBD 33kV | Hrs > 95% of Peak | Hrs | 2025 | 2 | Zone Substation | None
Eyre Peninsula | Ceduna 11kV | Hrs > 95% of Peak | Hrs | 2025 | 3 | Zone Substation | None
Eastern Hills | Chain of Ponds 11kV | Hrs > 95% of Peak | Hrs | 2025 | 1 | Zone Substation | None
Metro West | Cheltenham 11kV | Hrs > 95% of Peak | Hrs | 2025 | 1.5 | Zone Substation | None
Metro West | Cheltenham 33kV | Hrs > 95% of Peak | Hrs | 2025 | 2.5 | Zone Substation | None
Mid North | Clare 11kV | Hrs > 95% of Peak | Hrs | 2025 | 9 | Zone Substation | None
Mid North | Clare North 33kV | Hrs > 95% of Peak | Hrs | 2025 |  | Connection Point | None
Metro South | Clarence Gardens 11kV | Hrs > 95% of Peak | Hrs | 2025 | 3 | Zone Substation | None
Metro South | Clarendon 11kV | Hrs > 95% of Peak | Hrs | 2025 | 1 | Zone Substation | None
Metro East | Clearview 11kV | Hrs > 95% of Peak | Hrs | 2025 | 4.5 | Zone Substation | N
Eyre Peninsula | Cleve 11kV | Hrs > 95% of Peak | Hrs | 2025 | 3 | Zone Substation | None
Eyre Peninsula | Cleve 33kV | Hrs > 95% of Peak | Hrs | 2025 | 1.5 | Zone Substation | N-1
Eyre Peninsula | Coffin Bay 11kV | Hrs > 95% of Peak | Hrs | 2025 | 1.5 | Zone Substation | None
Mid North | Collinsfield 11kV | Hrs > 95% of Peak | Hrs | 2025 | 4 | Zone Substation | None
Murraylands | Coomandook 11kV | Hrs > 95% of Peak | Hrs | 2025 | 1.5 | Zone Substation | None
Murraylands | Coonalpyn 11kV | Hrs > 95% of Peak | Hrs | 2025 | 5.5 | Zone Substation | None
South East | Coonawarra 11kV | Hrs > 95% of Peak | Hrs | 2025 | 1.5 | Zone Substation | None
Upper North | Copley Nepabunna 33kV | Hrs > 95% of Peak | Hrs | 2025 | 2458 | Zone Substation | N-1
Riverland | Cordola 11kV | Hrs > 95% of Peak | Hrs | 2025 | 2 | Zone Substation | None
Adelaide Central | Coromandel Place 11kV | Hrs > 95% of Peak | Hrs | 2025 | 9 | Zone Substation | None
Eyre Peninsula | Cowell 11kV | Hrs > 95% of Peak | Hrs | 2025 | 3.5 | Zone Substation | None
Metro West | Croydon 11kV | Hrs > 95% of Peak | Hrs | 2025 | 5 | Zone Substation | None
Metro West | Croydon Park 11kV | Hrs > 95% of Peak | Hrs | 2025 | 5.5 | Zone Substation | None
Upper North | Crystal Brook 11kV | Hrs > 95% of Peak | Hrs | 2025 | 1.5 | Zone Substation | None
Metro South | Cudmore Park 11kV | Hrs > 95% of Peak | Hrs | 2025 | 3 | Zone Substation | None
Eyre Peninsula | Cummins 11kV | Hrs > 95% of Peak | Hrs | 2025 | 0.5 | Zone Substation | None
Yorke Peninsula | Curramulka 7.6kV | Hrs > 95% of Peak | Hrs | 2025 |  | Zone Substation | None
Yorke Peninsula | Curramulka South 11kV | Hrs > 95% of Peak | Hrs | 2025 |  | Zone Substation | None
Yorke Peninsula | Dalrymple 33kV | Hrs > 95% of Peak | Hrs | 2025 |  | Connection Point | None
Eyre Peninsula | Darke Peak 11kV | Hrs > 95% of Peak | Hrs | 2025 | 1.5 | Zone Substation | None
Upper North | Davenport West 33kV | Hrs > 95% of Peak | Hrs | 2025 |  | Connection Point | None
Eastern Hills | Deloraine 11kV | Hrs > 95% of Peak | Hrs | 2025 |  | Zone Substation | None
Metro North | Direk 11kV | Hrs > 95% of Peak | Hrs | 2025 | 2 | Zone Substation | None
Mid North | Dorrien 33kV | Hrs > 95% of Peak | Hrs | 2025 |  | Connection Point | None
Mid North | Dorrien TF4 11kV | Hrs > 95% of Peak | Hrs | 2025 | 1 | Zone Substation | None
Mid North | Dorrien TF5 11kV | Hrs > 95% of Peak | Hrs | 2025 | 1 | Zone Substation | None
Yorke Peninsula | Dowlingville 11kV | Hrs > 95% of Peak | Hrs | 2025 |  | Zone Substation | None
Adelaide Central | East Terrace 11kV | Hrs > 95% of Peak | Hrs | 2025 | 5 | Zone Substation | None
Metro North | Edinburgh 11kV | Hrs > 95% of Peak | Hrs | 2025 | 9 | Zone Substation | None
Yorke Peninsula | Edithburgh 11kV | Hrs > 95% of Peak | Hrs | 2025 | 1 | Zone Substation | None
Metro North | Elizabeth Downs 11kV | Hrs > 95% of Peak | Hrs | 2025 | 2 | Zone Substation | None
Metro North | Elizabeth Heights 11kV | Hrs > 95% of Peak | Hrs | 2025 | 3.5 | Zone Substation | None
Metro North | Elizabeth South 11kV | Hrs > 95% of Peak | Hrs | 2025 | 5 | Zone Substation | None
Mid North | Eudunda 11kV | Hrs > 95% of Peak | Hrs | 2025 | 0.5 | Zone Substation | None
Metro North | Evanston 11kV | Hrs > 95% of Peak | Hrs | 2025 | 7 | Zone Substation | N-1
Metro North | Evanston 33kV | Hrs > 95% of Peak | Hrs | 2025 | 10981.5 | Zone Substation | None
Metro West | Findon 11kV | Hrs > 95% of Peak | Hrs | 2025 | 3.5 | Zone Substation | None
Metro West | Flinders Park 11kV | Hrs > 95% of Peak | Hrs | 2025 | 3 | Zone Substation | None
Mid North | Florieton SWER 19kV | Hrs > 95% of Peak | Hrs | 2025 |  | Connection Point | None
Eastern Hills | Forreston 11kV | Hrs > 95% of Peak | Hrs | 2025 | 1.5 | Zone Substation | None
Mid North | Freeling 11kV | Hrs > 95% of Peak | Hrs | 2025 | 3 | Zone Substation | None
Mid North | Freeling North 11kV | Hrs > 95% of Peak | Hrs | 2025 | 3 | Zone Substation | None
Metro West | Fulham Gardens 11kV | Hrs > 95% of Peak | Hrs | 2025 | 2.5 | Zone Substation | None
Upper North | Fullerville 11kV | Hrs > 95% of Peak | Hrs | 2025 |  | Zone Substation | None
Mid North | Gawler Belt TF1 11kV | Hrs > 95% of Peak | Hrs | 2025 | 0.5 | Zone Substation | None
Mid North | Gawler Belt TF2 11kV | Hrs > 95% of Peak | Hrs | 2025 | 2 | Zone Substation | None
Mid North | Georgetown 11kV | Hrs > 95% of Peak | Hrs | 2025 | 0.5 | Zone Substation | None
Murraylands | Geranium 11kV | Hrs > 95% of Peak | Hrs | 2025 | 2.5 | Zone Substation | None
Upper North | Gladstone 11kV | Hrs > 95% of Peak | Hrs | 2025 | 4 | Zone Substation | None
Metro West | Glanville 11kV | Hrs > 95% of Peak | Hrs | 2025 | 2.5 | Zone Substation | None
South East | Glencoe 11kV | Hrs > 95% of Peak | Hrs | 2025 | 7 | Zone Substation | None
Metro South | Glenelg North 11kV | Hrs > 95% of Peak | Hrs | 2025 | 2 | Zone Substation | None
Riverland | Glossop 11kV | Hrs > 95% of Peak | Hrs | 2025 | 10 | Zone Substation | None
Metro East | Golden Grove 11kV | Hrs > 95% of Peak | Hrs | 2025 | 3.5 | Zone Substation | None
Mid North | Gomersal North 11kV | Hrs > 95% of Peak | Hrs | 2025 | 3 | Zone Substation | None
Metro South | Goolwa 11kV | Hrs > 95% of Peak | Hrs | 2025 | 1.5 | Zone Substation | None
Mid North | Gulnare 11kV | Hrs > 95% of Peak | Hrs | 2025 |  | Zone Substation | None
Eastern Hills | Gumeracha 11kV | Hrs > 95% of Peak | Hrs | 2025 |  | Zone Substation | None
Eastern Hills | Gumeracha Weir 11kV | Hrs > 95% of Peak | Hrs | 2025 |  | Zone Substation | None
Eastern Hills | Gumhaven 11kV | Hrs > 95% of Peak | Hrs | 2025 |  | Zone Substation | None
Metro South | Hackham 11kV | Hrs > 95% of Peak | Hrs | 2025 | 7.5 | Zone Substation | N-1
Eastern Hills | Hahndorf 11kV | Hrs > 95% of Peak | Hrs | 2025 | 5 | Zone Substation | None
Mid North | Halbury 11kV | Hrs > 95% of Peak | Hrs | 2025 |  | Zone Substation | None
Mid North | Hamley Bridge 11kV | Hrs > 95% of Peak | Hrs | 2025 | 6.5 | Zone Substation | None
Metro South | Happy Valley 11kV | Hrs > 95% of Peak | Hrs | 2025 | 3 | Zone Substation | None
Metro East | Harrow 11kV | Hrs > 95% of Peak | Hrs | 2025 | 3 | Zone Substation | None
South East | Hatherleigh 11kV | Hrs > 95% of Peak | Hrs | 2025 |  | Zone Substation | None
Upper North | Hawker 11kV | Hrs > 95% of Peak | Hrs | 2025 | 3 | Zone Substation | None
Metro South | Hay Flat 11kV | Hrs > 95% of Peak | Hrs | 2025 |  | Zone Substation | None
Metro West | Henley South 11kV | Hrs > 95% of Peak | Hrs | 2025 | 1 | Zone Substation | None
Eastern Hills | Hermitage 11kV | Hrs > 95% of Peak | Hrs | 2025 | 2 | Zone Substation | None
Metro East | Hillcrest 11kV | Hrs > 95% of Peak | Hrs | 2025 | 3 | Zone Substation | None
Adelaide Central | Hindley Street 11kV | Hrs > 95% of Peak | Hrs | 2025 | 7.5 | Zone Substation | None
Metro East | Holden Hill 11kV | Hrs > 95% of Peak | Hrs | 2025 | 2 | Zone Substation | None
Metro East | Hope Valley 11kV | Hrs > 95% of Peak | Hrs | 2025 | 3 | Zone Substation | None
Eastern Hills | Houghton 7.6kV | Hrs > 95% of Peak | Hrs | 2025 | 4 | Zone Substation | None
Mid North | Hoyleton 11kV | Hrs > 95% of Peak | Hrs | 2025 | 3 | Zone Substation | None
Yorke Peninsula | Hummocks 33kV | Hrs > 95% of Peak | Hrs | 2025 |  | Connection Point | None
Metro East | Ingle Farm 11kV | Hrs > 95% of Peak | Hrs | 2025 | 4.5 | Zone Substation | None
South East | Inverness 11kV | Hrs > 95% of Peak | Hrs | 2025 | 7 | Zone Substation | None
Murraylands | Jabuk 11kV | Hrs > 95% of Peak | Hrs | 2025 |  | Zone Substation | None
Yorke Peninsula | James Well 11kV | Hrs > 95% of Peak | Hrs | 2025 |  | Zone Substation | None
Upper North | Jamestown 11kV | Hrs > 95% of Peak | Hrs | 2025 | 1.5 | Zone Substation | Reverse N-1
Murraylands | Jervois 11kV | Hrs > 95% of Peak | Hrs | 2025 | 9.5 | Zone Substation | None
Yorke Peninsula | Kadina 11kV | Hrs > 95% of Peak | Hrs | 2025 | 1.5 | Zone Substation | None
Yorke Peninsula | Kadina East 33kV | Hrs > 95% of Peak | Hrs | 2025 |  | Connection Point | None
South East | Kalangadoo 11kV | Hrs > 95% of Peak | Hrs | 2025 |  | Zone Substation | None
South East | Kalangadoo West 11kV | Hrs > 95% of Peak | Hrs | 2025 | 1.5 | Zone Substation | None
Eastern Hills | Kanmantoo Copper Mine 11kV | Hrs > 95% of Peak | Hrs | 2025 |  | Connection Point | None
Mid North | Kapunda TF1 11kV | Hrs > 95% of Peak | Hrs | 2025 | 0.5 | Zone Substation | None
Mid North | Kapunda TF2 11kV | Hrs > 95% of Peak | Hrs | 2025 | 1 | Zone Substation | None
Murraylands | Karoonda 11kV | Hrs > 95% of Peak | Hrs | 2025 |  | Zone Substation | Reverse N
South East | Keith 11kV | Hrs > 95% of Peak | Hrs | 2025 | 5.5 | Zone Substation | None
South East | Keith 33kV | Hrs > 95% of Peak | Hrs | 2025 |  | Connection Point | None
Metro East | Kent Town 11kV | Hrs > 95% of Peak | Hrs | 2025 | 1.5 | Zone Substation | None
Eastern Hills | Kersbrook 11kV | Hrs > 95% of Peak | Hrs | 2025 | 4 | Zone Substation | None
Metro South | Keswick 11kV | Hrs > 95% of Peak | Hrs | 2025 | 2.5 | Zone Substation | None
Murraylands | Ki Ki 11kV | Hrs > 95% of Peak | Hrs | 2025 |  | Zone Substation | None
Metro West | Kilburn 11kV | Hrs > 95% of Peak | Hrs | 2025 | 9 | Zone Substation | None
Metro East | Kilburn South 11kV | Hrs > 95% of Peak | Hrs | 2025 | 2.5 | Zone Substation | None
Metro West | Kilkenny 11kV | Hrs > 95% of Peak | Hrs | 2025 | 10.5 | Zone Substation | None
South East | Kincraig 33kV | Hrs > 95% of Peak | Hrs | 2025 |  | Connection Point | None
Metro South | Kingscote 11kV | Hrs > 95% of Peak | Hrs | 2025 | 8 | Zone Substation | None
South East | Kingston SE 11kV | Hrs > 95% of Peak | Hrs | 2025 | 1.5 | Zone Substation | None
Metro South | Kingswood 11kV | Hrs > 95% of Peak | Hrs | 2025 | 5.5 | Zone Substation | None
South East | Kongorong 11kV | Hrs > 95% of Peak | Hrs | 2025 | 3 | Zone Substation | None
South East | Kumorna 11kV | Hrs > 95% of Peak | Hrs | 2025 | 10 | Zone Substation | None
Mid North | Kybunga 11kV | Hrs > 95% of Peak | Hrs | 2025 | 0.5 | Zone Substation | None
Murraylands | Lameroo 11kV | Hrs > 95% of Peak | Hrs | 2025 | 0.5 | Zone Substation | None
Eastern Hills | Langhorne Creek 11kV | Hrs > 95% of Peak | Hrs | 2025 | 4.5 | Zone Substation | None
Metro West | Largs North 11kV | Hrs > 95% of Peak | Hrs | 2025 | 2.5 | Zone Substation | None
Metro West | Lefevre 11kV | Hrs > 95% of Peak | Hrs | 2025 | 0.5 | Zone Substation | None
Upper North | Leigh Creek South 33kV | Hrs > 95% of Peak | Hrs | 2025 |  | Connection Point | None
Metro East | Linden Park 11kV | Hrs > 95% of Peak | Hrs | 2025 | 3.5 | Zone Substation | None
Eyre Peninsula | Little Swamp 11kV | Hrs > 95% of Peak | Hrs | 2025 | 1 | Zone Substation | None
Eastern Hills | Lobethal 11kV | Hrs > 95% of Peak | Hrs | 2025 | 6.5 | Zone Substation | None
Eyre Peninsula | Lock 11kV | Hrs > 95% of Peak | Hrs | 2025 | 0.5 | Zone Substation | None
Riverland | Loveday 11kV | Hrs > 95% of Peak | Hrs | 2025 | 29.5 | Zone Substation | None
Metro South | Lower Mitcham 11kV | Hrs > 95% of Peak | Hrs | 2025 | 3.5 | Zone Substation | None
Riverland | Loxton 11kV | Hrs > 95% of Peak | Hrs | 2025 | 6 | Zone Substation | None
South East | Lucindale 11kV | Hrs > 95% of Peak | Hrs | 2025 | 1.5 | Zone Substation | None
Mid North | Lyndoch 11kV | Hrs > 95% of Peak | Hrs | 2025 | 2.5 | Zone Substation | None
Mid North | Lyndoch South 7.6kV | Hrs > 95% of Peak | Hrs | 2025 | 1.5 | Zone Substation | None
Riverland | Lyrup 11kV | Hrs > 95% of Peak | Hrs | 2025 | 6.5 | Zone Substation | None
Metro South | MacGillivray 11kV | Hrs > 95% of Peak | Hrs | 2025 | 1 | Zone Substation | None
Yorke Peninsula | Maitland 11kV | Hrs > 95% of Peak | Hrs | 2025 | 1.5 | Zone Substation | None
Mid North | Mallala 11kV | Hrs > 95% of Peak | Hrs | 2025 | 1.5 | Zone Substation | None
Murraylands | Mannum 33kV | Hrs > 95% of Peak | Hrs | 2025 |  | Connection Point | None
Murraylands | Mannum Town 7.6kV | Hrs > 95% of Peak | Hrs | 2025 | 2 | Zone Substation | None
Yorke Peninsula | Marion Bay 11kV | Hrs > 95% of Peak | Hrs | 2025 | 1.5 | Zone Substation | None
Mid North | Marrabel 11kV | Hrs > 95% of Peak | Hrs | 2025 | 0.5 | Zone Substation | None
Metro South | McLaren Flat TF1 11kV | Hrs > 95% of Peak | Hrs | 2025 | 1.5 | Zone Substation | None
Metro South | McLaren Flat TF2 11kV | Hrs > 95% of Peak | Hrs | 2025 | 0.5 | Zone Substation | None
Metro South | McLaren Vale 11kV | Hrs > 95% of Peak | Hrs | 2025 | 1 | Zone Substation | None
Metro South | McLaren Vale Vineyard 11kV | Hrs > 95% of Peak | Hrs | 2025 |  | Zone Substation | None
Eastern Hills | Meadows 11kV | Hrs > 95% of Peak | Hrs | 2025 | 3 | Zone Substation | Reverse N-1
Upper North | Melrose 11kV | Hrs > 95% of Peak | Hrs | 2025 | 0.5 | Zone Substation | None
Murraylands | Meningie 11kV | Hrs > 95% of Peak | Hrs | 2025 | 2 | Zone Substation | None
Metro East | Metro East 66kV | Hrs > 95% of Peak | Hrs | 2025 |  | Connection Point | None
Metro North | Metro North 66kV | Hrs > 95% of Peak | Hrs | 2025 |  | Connection Point | None
Metro South | Metro South 66kV | Hrs > 95% of Peak | Hrs | 2025 |  | Connection Point | None
Metro West | Metro West 66kV | Hrs > 95% of Peak | Hrs | 2025 |  | Connection Point | None
Eastern Hills | Milang 11kV | Hrs > 95% of Peak | Hrs | 2025 | 2.5 | Zone Substation | None
South East | Millicent 11kV | Hrs > 95% of Peak | Hrs | 2025 | 12.5 | Zone Substation | None
Yorke Peninsula | Minlaton 11kV | Hrs > 95% of Peak | Hrs | 2025 | 1.5 | Zone Substation | None
Murraylands | Mobilong 33kV | Hrs > 95% of Peak | Hrs | 2025 |  | Connection Point | None
Murraylands | Monarto Central 11kV | Hrs > 95% of Peak | Hrs | 2025 | 1 | Zone Substation | None
Murraylands | Monarto South 11kV | Hrs > 95% of Peak | Hrs | 2025 | 3.5 | Zone Substation | None
Yorke Peninsula | Moonta 11kV | Hrs > 95% of Peak | Hrs | 2025 | 1 | Zone Substation | N-1
Eyre Peninsula | Moorkitabie 11kV | Hrs > 95% of Peak | Hrs | 2025 | 3.5 | Zone Substation | None
Riverland | Morgan 11kV | Hrs > 95% of Peak | Hrs | 2025 | 2.5 | Zone Substation | N
Metro South | Morphett Vale East 11kV | Hrs > 95% of Peak | Hrs | 2025 | 4.5 | Zone Substation | None
Metro South | Morphettville 11kV | Hrs > 95% of Peak | Hrs | 2025 | 40.5 | Zone Substation | None
Eastern Hills | Mount Barker 11kV | Hrs > 95% of Peak | Hrs | 2025 | 6.5 | Zone Substation | None
Eastern Hills | Mount Barker 66kV | Hrs > 95% of Peak | Hrs | 2025 |  | Connection Point | None
South East | Mount Burr 11kV | Hrs > 95% of Peak | Hrs | 2025 |  | Zone Substation | None
South East | Mount Gambier 11kV | Hrs > 95% of Peak | Hrs | 2025 | 5.5 | Zone Substation | None
South East | Mount Gambier 33kV | Hrs > 95% of Peak | Hrs | 2025 |  | Connection Point | None
South East | Mount Gambier North 11kV | Hrs > 95% of Peak | Hrs | 2025 | 2 | Zone Substation | N-1
South East | Mount Gambier West 11kV | Hrs > 95% of Peak | Hrs | 2025 | 13 | Zone Substation | None
Upper North | Mount Gunson 33kV | Hrs > 95% of Peak | Hrs | 2025 |  | Connection Point | None
Eastern Hills | Mount Pleasant 11kV | Hrs > 95% of Peak | Hrs | 2025 | 1.5 | Zone Substation | None
South East | Mount Schank 11kV | Hrs > 95% of Peak | Hrs | 2025 | 5.5 | Zone Substation | None
Murraylands | Murray Bridge North 11kV | Hrs > 95% of Peak | Hrs | 2025 | 1 | Zone Substation | None
Murraylands | Murray Bridge South 11kV | Hrs > 95% of Peak | Hrs | 2025 | 1.5 | Zone Substation | None
Eastern Hills | Mylor 11kV | Hrs > 95% of Peak | Hrs | 2025 | 5 | Zone Substation | None
Murraylands | Mypolonga 11kV | Hrs > 95% of Peak | Hrs | 2025 | 3.5 | Zone Substation | None
Metro South | Myponga 11kV | Hrs > 95% of Peak | Hrs | 2025 | 1.5 | Zone Substation | None
Eastern Hills | Nairne 11kV | Hrs > 95% of Peak | Hrs | 2025 | 0.5 | Zone Substation | Reverse N-1
South East | Nangwarry 11kV | Hrs > 95% of Peak | Hrs | 2025 | 2.5 | Zone Substation | None
South East | Naracoorte 11kV | Hrs > 95% of Peak | Hrs | 2025 | 0.5 | Zone Substation | None
South East | Naracoorte East 11kV | Hrs > 95% of Peak | Hrs | 2025 | 7 | Zone Substation | None
Murraylands | Narrung 11kV | Hrs > 95% of Peak | Hrs | 2025 | 7 | Zone Substation | None
Upper North | Neuroodla 33kV | Hrs > 95% of Peak | Hrs | 2025 |  | Connection Point | None
Metro West | New Osborne 11kV | Hrs > 95% of Peak | Hrs | 2025 | 4.5 | Zone Substation | None
Metro West | New Richmond 11kV | Hrs > 95% of Peak | Hrs | 2025 | 0.5 | Zone Substation | None
Murraylands | Nildottie 11kV | Hrs > 95% of Peak | Hrs | 2025 | 14 | Zone Substation | None
Yorke Peninsula | Ninnes 11kV | Hrs > 95% of Peak | Hrs | 2025 |  | Zone Substation | None
Metro South | Noarlunga Centre 11kV | Hrs > 95% of Peak | Hrs | 2025 | 1 | Zone Substation | None
Metro East | North Adelaide 11kV | Hrs > 95% of Peak | Hrs | 2025 | 4.5 | Zone Substation | None
Metro South | North Unley 11kV | Hrs > 95% of Peak | Hrs | 2025 | 2 | Zone Substation | None
Riverland | North West Bend 66kV | Hrs > 95% of Peak | Hrs | 2025 |  | Connection Point | None
Metro East | Northfield 11kV | Hrs > 95% of Peak | Hrs | 2025 | 4 | Zone Substation | N
Metro East | Norwood 11kV | Hrs > 95% of Peak | Hrs | 2025 | 6.5 | Zone Substation | None
Mid North | Nuriootpa 11kV | Hrs > 95% of Peak | Hrs | 2025 | 2 | Zone Substation | None
Metro South | Oaklands 11kV | Hrs > 95% of Peak | Hrs | 2025 | 3 | Zone Substation | None
Upper North | Orroroo 11kV | Hrs > 95% of Peak | Hrs | 2025 | 7 | Zone Substation | None
South East | Padthaway 11kV | Hrs > 95% of Peak | Hrs | 2025 | 1.5 | Zone Substation | None
Murraylands | Palmer 11kV | Hrs > 95% of Peak | Hrs | 2025 |  | Zone Substation | None
Metro South | Panorama 11kV | Hrs > 95% of Peak | Hrs | 2025 | 3.5 | Zone Substation | None
Metro North | Parafield Gardens 11kV | Hrs > 95% of Peak | Hrs | 2025 | 2 | Zone Substation | None
Metro North | Paralowie 11kV | Hrs > 95% of Peak | Hrs | 2025 | 4 | Zone Substation | None
Murraylands | Parilla 11kV | Hrs > 95% of Peak | Hrs | 2025 | 0.5 | Zone Substation | None
Riverland | Paringa 11kV | Hrs > 95% of Peak | Hrs | 2025 | 3 | Zone Substation | None
Riverland | Paringa 33kV | Hrs > 95% of Peak | Hrs | 2025 | 12 | Zone Substation | None
Yorke Peninsula | Paskeville 11kV | Hrs > 95% of Peak | Hrs | 2025 | 1 | Zone Substation | None
Murraylands | Peake 11kV | Hrs > 95% of Peak | Hrs | 2025 |  | Zone Substation | None
Murraylands | Pellaring Flat 11kV | Hrs > 95% of Peak | Hrs | 2025 |  | Zone Substation | None
Metro North | Penfield 11kV | Hrs > 95% of Peak | Hrs | 2025 | 1 | Zone Substation | None
Metro South | Penneshaw 11kV | Hrs > 95% of Peak | Hrs | 2025 | 40.5 | Zone Substation | None
South East | Penola 11kV | Hrs > 95% of Peak | Hrs | 2025 | 0.5 | Zone Substation | None
South East | Penola West 33kV | Hrs > 95% of Peak | Hrs | 2025 |  | Connection Point | None
Upper North | Peterborough 11kV | Hrs > 95% of Peak | Hrs | 2025 | 11 | Zone Substation | None
Eastern Hills | Piccadilly 11kV | Hrs > 95% of Peak | Hrs | 2025 | 4.5 | Zone Substation | None
Murraylands | Pinnaroo 11kV | Hrs > 95% of Peak | Hrs | 2025 | 3 | Zone Substation | None
Murraylands | Pinnaroo South 11kV | Hrs > 95% of Peak | Hrs | 2025 | 1.5 | Zone Substation | None
Metro South | Plympton 11kV | Hrs > 95% of Peak | Hrs | 2025 | 5 | Zone Substation | None
Eyre Peninsula | Point Boston 11kV | Hrs > 95% of Peak | Hrs | 2025 | 225.5 | Zone Substation | None
Eyre Peninsula | Polda 11kV | Hrs > 95% of Peak | Hrs | 2025 | 6 | Zone Substation | None
Eyre Peninsula | Poonindie 11kV | Hrs > 95% of Peak | Hrs | 2025 | 2 | Zone Substation | None
Metro West | Port Adelaide 11kV | Hrs > 95% of Peak | Hrs | 2025 | 9 | Zone Substation | None
Metro West | Port Adelaide North 11kV | Hrs > 95% of Peak | Hrs | 2025 | 1 | Zone Substation | None
Upper North | Port Augusta 11kV | Hrs > 95% of Peak | Hrs | 2025 | 2.5 | Zone Substation | None
Upper North | Port Augusta West TF1 11kV | Hrs > 95% of Peak | Hrs | 2025 | 2.5 | Zone Substation | None
Upper North | Port Augusta West TF2 11kV | Hrs > 95% of Peak | Hrs | 2025 | 2 | Zone Substation | None
Upper North | Port Broughton 11kV | Hrs > 95% of Peak | Hrs | 2025 | 2 | Zone Substation | None
Yorke Peninsula | Port Clinton 11kV | Hrs > 95% of Peak | Hrs | 2025 | 1.5 | Zone Substation | None
Upper North | Port Germein 11kV | Hrs > 95% of Peak | Hrs | 2025 | 3 | Zone Substation | None
Yorke Peninsula | Port Giles 11kV | Hrs > 95% of Peak | Hrs | 2025 | 1 | Zone Substation | None
Yorke Peninsula | Port Julia 11kV | Hrs > 95% of Peak | Hrs | 2025 | 9.5 | Zone Substation | None
Eyre Peninsula | Port Lincoln City 11kV | Hrs > 95% of Peak | Hrs | 2025 | 4.5 | Zone Substation | None
Eyre Peninsula | Port Lincoln Docks 11kV | Hrs > 95% of Peak | Hrs | 2025 | 2 | Zone Substation | None
Eyre Peninsula | Port Lincoln Marina 11kV | Hrs > 95% of Peak | Hrs | 2025 | 2 | Zone Substation | None
Eyre Peninsula | Port Lincoln Terminal 33kV | Hrs > 95% of Peak | Hrs | 2025 |  | Connection Point | None
Metro South | Port Noarlunga 11kV | Hrs > 95% of Peak | Hrs | 2025 | 2.5 | Zone Substation | None
Upper North | Port Pirie Bungama 33kV | Hrs > 95% of Peak | Hrs | 2025 |  | Connection Point | None
Upper North | Port Pirie South 11kV | Hrs > 95% of Peak | Hrs | 2025 | 4 | Zone Substation | None
Metro South | Port Stanvac 11kV | Hrs > 95% of Peak | Hrs | 2025 | 3.5 | Zone Substation | None
Metro South | Port Stanvac TF2 11kV | Hrs > 95% of Peak | Hrs | 2025 |  | Zone Substation | None
Yorke Peninsula | Port Vincent 11kV | Hrs > 95% of Peak | Hrs | 2025 | 0.5 | Zone Substation | None
Riverland | Portee 11kV | Hrs > 95% of Peak | Hrs | 2025 | 1 | Zone Substation | N
Metro East | Prospect 11kV | Hrs > 95% of Peak | Hrs | 2025 | 4 | Zone Substation | None
Murraylands | Punyelroo 11kV | Hrs > 95% of Peak | Hrs | 2025 | 1.5 | Zone Substation | None
Riverland | Pyap 11kV | Hrs > 95% of Peak | Hrs | 2025 | 2 | Zone Substation | None
Riverland | Qualco 11kV | Hrs > 95% of Peak | Hrs | 2025 | 3 | Zone Substation | N
Metro West | Queenstown 11kV | Hrs > 95% of Peak | Hrs | 2025 | 1.5 | Zone Substation | None
Upper North | Quorn 11kV | Hrs > 95% of Peak | Hrs | 2025 | 2 | Zone Substation | None
Riverland | Ramco 11kV | Hrs > 95% of Peak | Hrs | 2025 | 3 | Zone Substation | None
Metro South | Rapid Bay 11kV | Hrs > 95% of Peak | Hrs | 2025 | 1 | Zone Substation | None
Riverland | Renmark 11kV | Hrs > 95% of Peak | Hrs | 2025 | 3 | Zone Substation | None
Mid North | Riverton 11kV | Hrs > 95% of Peak | Hrs | 2025 | 1 | Zone Substation | None
South East | Robe 7.6kV | Hrs > 95% of Peak | Hrs | 2025 | 2.5 | Zone Substation | None
Mid North | Robertstown 11kV | Hrs > 95% of Peak | Hrs | 2025 | 2.5 | Zone Substation | None
Riverland | Roonka 11kV | Hrs > 95% of Peak | Hrs | 2025 | 2 | Zone Substation | None
Eyre Peninsula | Rudall 11kV | Hrs > 95% of Peak | Hrs | 2025 |  | Zone Substation | None
Metro North | Salisbury 11kV | Hrs > 95% of Peak | Hrs | 2025 | 4.5 | Zone Substation | N
Metro South | Salt Cliffs 11kV | Hrs > 95% of Peak | Hrs | 2025 |  | Zone Substation | None
Mid North | Sandy Creek 11kV | Hrs > 95% of Peak | Hrs | 2025 | 2.5 | Zone Substation | None
Metro South | Seacombe 11kV | Hrs > 95% of Peak | Hrs | 2025 | 3 | Zone Substation | None
Metro South | Seaford 11kV | Hrs > 95% of Peak | Hrs | 2025 | 0.5 | Zone Substation | None
Metro South | Second Valley 11kV | Hrs > 95% of Peak | Hrs | 2025 | 0.5 | Zone Substation | None
Metro South | Sheidow Park 11kV | Hrs > 95% of Peak | Hrs | 2025 | 2 | Zone Substation | Reverse N-1
Murraylands | Sherlock 11kV | Hrs > 95% of Peak | Hrs | 2025 |  | Zone Substation | None
Metro North | Smithfield West 11kV | Hrs > 95% of Peak | Hrs | 2025 | 2.5 | Zone Substation | N-1
South East | Snuggery Rural 33kV | Hrs > 95% of Peak | Hrs | 2025 |  | Connection Point | None
South East | South End 11kV | Hrs > 95% of Peak | Hrs | 2025 | 1 | Zone Substation | Reverse N-1
Mid North | Spalding 11kV | Hrs > 95% of Peak | Hrs | 2025 | 4.5 | Zone Substation | None
Metro South | Square Water Hole 11kV | Hrs > 95% of Peak | Hrs | 2025 | 3 | Zone Substation | None
Yorke Peninsula | Stansbury 11kV | Hrs > 95% of Peak | Hrs | 2025 | 0.5 | Zone Substation | None
Eastern Hills | Stirling East 11kV | Hrs > 95% of Peak | Hrs | 2025 | 2 | Zone Substation | None
Upper North | Stirling North 1 11kV | Hrs > 95% of Peak | Hrs | 2025 | 4 | Zone Substation | None
Upper North | Stirling North 2 11kV | Hrs > 95% of Peak | Hrs | 2025 | 2 | Zone Substation | None
Mid North | Stockwell TF1 11kV | Hrs > 95% of Peak | Hrs | 2025 | 11.5 | Zone Substation | None
Mid North | Stockwell TF2 11kV | Hrs > 95% of Peak | Hrs | 2025 | 7 | Zone Substation | None
Eyre Peninsula | Stony Point 11kV | Hrs > 95% of Peak | Hrs | 2025 |  | Connection Point | None
Eastern Hills | Strathalbyn 11kV | Hrs > 95% of Peak | Hrs | 2025 | 0.5 | Zone Substation | None
Eyre Peninsula | Streaky Bay 11kV | Hrs > 95% of Peak | Hrs | 2025 | 83.5 | Zone Substation | Reverse N-1
Riverland | Swan Reach 11kV | Hrs > 95% of Peak | Hrs | 2025 | 8 | Zone Substation | None
Riverland | Swan Reach 33kV | Hrs > 95% of Peak | Hrs | 2025 | 0.5 | Zone Substation | None
Murraylands | Tailem Bend 33kV | Hrs > 95% of Peak | Hrs | 2025 |  | Connection Point | None
Murraylands | Tailem Bend Town 11kV | Hrs > 95% of Peak | Hrs | 2025 | 5 | Zone Substation | None
South East | Tantanoola 11kV | Hrs > 95% of Peak | Hrs | 2025 | 4 | Zone Substation | None
Eyre Peninsula | Tarlton 11kV | Hrs > 95% of Peak | Hrs | 2025 | 4.5 | Zone Substation | None
South East | Tarpeena South 11kV | Hrs > 95% of Peak | Hrs | 2025 | 3.5 | Zone Substation | N-1
Metro East | Tea Tree Gully 11kV | Hrs > 95% of Peak | Hrs | 2025 | 4.5 | Zone Substation | None
Murraylands | Teal Flat 11kV | Hrs > 95% of Peak | Hrs | 2025 | 1 | Zone Substation | None
Upper North | Telowie 11kV | Hrs > 95% of Peak | Hrs | 2025 | 2 | Zone Substation | None
Mid North | Templers 33kV | Hrs > 95% of Peak | Hrs | 2025 |  | Connection Point | None
Metro West | Thebarton 11kV | Hrs > 95% of Peak | Hrs | 2025 | 1.5 | Zone Substation | None
South East | Tintinara 11kV | Hrs > 95% of Peak | Hrs | 2025 | 4 | Zone Substation | None
Metro South | Tonsley Park 11kV | Hrs > 95% of Peak | Hrs | 2025 | 1 | Zone Substation | None
Eyre Peninsula | Tumby Bay 11kV | Hrs > 95% of Peak | Hrs | 2025 | 6.5 | Zone Substation | None
Metro North | Two Wells 11kV | Hrs > 95% of Peak | Hrs | 2025 | 2 | Zone Substation | N-1
Eyre Peninsula | Uley 11kV | Hrs > 95% of Peak | Hrs | 2025 | 2 | Zone Substation | None
Eyre Peninsula | Uley South 11kV | Hrs > 95% of Peak | Hrs | 2025 | 22 | Zone Substation | None
Eastern Hills | Uraidla 11kV | Hrs > 95% of Peak | Hrs | 2025 | 3.5 | Zone Substation | None
Eastern Hills | Uraidla 33kV | Hrs > 95% of Peak | Hrs | 2025 | 16.5 | Zone Substation | None
Eastern Hills | Verdun 11kV | Hrs > 95% of Peak | Hrs | 2025 | 4 | Zone Substation | None
Metro South | Victor Harbor 11kV | Hrs > 95% of Peak | Hrs | 2025 | 1 | Zone Substation | None
Metro North | Virginia 11kV | Hrs > 95% of Peak | Hrs | 2025 | 1.5 | Zone Substation | None
Riverland | Waikerie 11kV | Hrs > 95% of Peak | Hrs | 2025 | 2 | Zone Substation | None
Murraylands | Walker Flat 11kV | Hrs > 95% of Peak | Hrs | 2025 | 3 | Zone Substation | None
Yorke Peninsula | Wallaroo 11kV | Hrs > 95% of Peak | Hrs | 2025 | 1.5 | Zone Substation | None
Yorke Peninsula | Warooka 11kV | Hrs > 95% of Peak | Hrs | 2025 | 2 | Zone Substation | None
Mid North | Wasleys 11kV | Hrs > 95% of Peak | Hrs | 2025 | 1 | Zone Substation | None
Mid North | Waterloo 33kV | Hrs > 95% of Peak | Hrs | 2025 |  | Connection Point | None
Mid North | Waterloo Town 11kV | Hrs > 95% of Peak | Hrs | 2025 | 6.5 | Zone Substation | None
Murraylands | White Sands 11kV | Hrs > 95% of Peak | Hrs | 2025 | 11 | Zone Substation | None
Adelaide Central | Whitmore Square 11kV | Hrs > 95% of Peak | Hrs | 2025 | 5 | Zone Substation | None
Eyre Peninsula | Whyalla Central 33kV | Hrs > 95% of Peak | Hrs | 2025 |  | Connection Point | None
Eyre Peninsula | Whyalla City 11kV | Hrs > 95% of Peak | Hrs | 2025 | 1 | Zone Substation | None
Eyre Peninsula | Whyalla North 11kV | Hrs > 95% of Peak | Hrs | 2025 | 0.5 | Zone Substation | None
Eyre Peninsula | Whyalla Stuart 11kV | Hrs > 95% of Peak | Hrs | 2025 | 0.5 | Zone Substation | None
Mid North | Williamstown 11kV | Hrs > 95% of Peak | Hrs | 2025 | 0.5 | Zone Substation | None
Mid North | Williamstown South 11kV | Hrs > 95% of Peak | Hrs | 2025 | 1.5 | Zone Substation | None
Metro South | Willunga 11kV | Hrs > 95% of Peak | Hrs | 2025 | 92 | Zone Substation | None
Metro South | Willunga 33kV | Hrs > 95% of Peak | Hrs | 2025 | 0.5 | Zone Substation | None
Upper North | Wilmington 11kV | Hrs > 95% of Peak | Hrs | 2025 | 2 | Zone Substation | None
Upper North | Wirrabara Forest 11kV | Hrs > 95% of Peak | Hrs | 2025 | 20 | Zone Substation | None
Upper North | Wirrabara South 11kV | Hrs > 95% of Peak | Hrs | 2025 |  | Zone Substation | None
Metro South | Wirrina Cove 11kV | Hrs > 95% of Peak | Hrs | 2025 |  | Zone Substation | None
Upper North | Wongyarra 11kV | Hrs > 95% of Peak | Hrs | 2025 |  | Zone Substation | None
Metro East | Woodforde 11kV | Hrs > 95% of Peak | Hrs | 2025 | 0.5 | Zone Substation | None
Murraylands | Woods Point 11kV | Hrs > 95% of Peak | Hrs | 2025 | 2.5 | Zone Substation | None
Eastern Hills | Woodside 11kV | Hrs > 95% of Peak | Hrs | 2025 | 2 | Zone Substation | Reverse N-1
Metro West | Woodville 11kV | Hrs > 95% of Peak | Hrs | 2025 | 2 | Zone Substation | None
Metro West | Woodville 33kV | Hrs > 95% of Peak | Hrs | 2025 | 11231.5 | Zone Substation | None
Riverland | Woolpunda 11kV | Hrs > 95% of Peak | Hrs | 2025 | 10.5 | Zone Substation | None
Eyre Peninsula | Wudinna 11kV | Hrs > 95% of Peak | Hrs | 2025 | 5.5 | Zone Substation | None
Eyre Peninsula | Wudinna 66kV | Hrs > 95% of Peak | Hrs | 2025 |  | Connection Point | None
Eyre Peninsula | Yadnarie 66kV | Hrs > 95% of Peak | Hrs | 2025 |  | Connection Point | None
Metro South | Yankalilla 11kV | Hrs > 95% of Peak | Hrs | 2025 | 1.5 | Zone Substation | None
Metro South | Yankalilla 33kV | Hrs > 95% of Peak | Hrs | 2025 | 0.5 | Zone Substation | None
Metro South | Yankalilla Hill 11kV | Hrs > 95% of Peak | Hrs | 2025 |  | Zone Substation | None
Upper North | Yongala 11kV | Hrs > 95% of Peak | Hrs | 2025 | 8 | Zone Substation | None
Yorke Peninsula | Yorketown 11kV | Hrs > 95% of Peak | Hrs | 2025 | 1 | Zone Substation | None
Adelaide Central | ACR 66kV | Hrs > 95% of Peak | Hrs | 2026 |  | Connection Point | None
Eastern Hills | Aldgate 11kV | Hrs > 95% of Peak | Hrs | 2026 | 7.5 | Zone Substation | None
Metro South | Aldinga 11kV | Hrs > 95% of Peak | Hrs | 2026 | 1.5 | Zone Substation | None
South East | Allendale East 11kV | Hrs > 95% of Peak | Hrs | 2026 | 1.5 | Zone Substation | None
Mid North | Alma 11kV | Hrs > 95% of Peak | Hrs | 2026 |  | Zone Substation | None
Metro South | American River 11kV | Hrs > 95% of Peak | Hrs | 2026 | 0.5 | Zone Substation | None
Eastern Hills | Angas Creek 33kV | Hrs > 95% of Peak | Hrs | 2026 |  | Connection Point | None
Mid North | Angaston 11kV | Hrs > 95% of Peak | Hrs | 2026 | 7 | Zone Substation | None
Metro North | Angle Vale 11kV | Hrs > 95% of Peak | Hrs | 2026 | 5 | Zone Substation | None
Yorke Peninsula | Ardrossan 11kV | Hrs > 95% of Peak | Hrs | 2026 | 1 | Zone Substation | None
Yorke Peninsula | Ardrossan West 33kV | Hrs > 95% of Peak | Hrs | 2026 |  | Connection Point | None
Eyre Peninsula | Arno Bay 11kV | Hrs > 95% of Peak | Hrs | 2026 | 2.5 | Zone Substation | None
Metro South | Ascot Park 11kV | Hrs > 95% of Peak | Hrs | 2026 | 1 | Zone Substation | N
Metro West | Athol Park 11kV | Hrs > 95% of Peak | Hrs | 2026 | 1 | Zone Substation | None
Mid North | Auburn 11kV | Hrs > 95% of Peak | Hrs | 2026 | 0.5 | Zone Substation | None
Yorke Peninsula | Balaklava 7.6kV | Hrs > 95% of Peak | Hrs | 2026 | 1.5 | Zone Substation | None
Eastern Hills | Balhannah 33kV | Hrs > 95% of Peak | Hrs | 2026 | 4 | Zone Substation | None
Upper North | Baroota 33kV | Hrs > 95% of Peak | Hrs | 2026 |  | Connection Point | None
Upper North | Baroota Town 11kV | Hrs > 95% of Peak | Hrs | 2026 | 5.5 | Zone Substation | None
Mid North | Barossa South TF1 11kV | Hrs > 95% of Peak | Hrs | 2026 | 2 | Zone Substation | None
Mid North | Barossa South TF2 11kV | Hrs > 95% of Peak | Hrs | 2026 | 1.5 | Zone Substation | None
South East | Beachport 11kV | Hrs > 95% of Peak | Hrs | 2026 | 1 | Zone Substation | None
Murraylands | Belvedere Road 7.6kV | Hrs > 95% of Peak | Hrs | 2026 | 7 | Zone Substation | None
Riverland | Berri 11kV | Hrs > 95% of Peak | Hrs | 2026 | 2 | Zone Substation | None
Riverland | Berri 66kV | Hrs > 95% of Peak | Hrs | 2026 |  | Connection Point | None
Murraylands | Binnies 11kV | Hrs > 95% of Peak | Hrs | 2026 | 8 | Zone Substation | None
Eastern Hills | Birdwood 11kV | Hrs > 95% of Peak | Hrs | 2026 | 0.5 | Zone Substation | None
Yorke Peninsula | Black Point 11kV | Hrs > 95% of Peak | Hrs | 2026 |  | Zone Substation | None
Metro West | Blackpool 11kV | Hrs > 95% of Peak | Hrs | 2026 | 2.5 | Zone Substation | None
Metro South | Blackwood 11kV | Hrs > 95% of Peak | Hrs | 2026 | 2 | Zone Substation | None
South East | Blanche 33kV | Hrs > 95% of Peak | Hrs | 2026 |  | Connection Point | None
Upper North | Booleroo Centre 11kV | Hrs > 95% of Peak | Hrs | 2026 | 4 | Zone Substation | None
Eyre Peninsula | Boothby 33kV | Hrs > 95% of Peak | Hrs | 2026 | 4 | Zone Substation | N-1
Upper North | Booyoolie 11kV | Hrs > 95% of Peak | Hrs | 2026 |  | Zone Substation | None
South East | Bordertown 11kV | Hrs > 95% of Peak | Hrs | 2026 | 2 | Zone Substation | N-1
Mid North | Brinkworth 33kV | Hrs > 95% of Peak | Hrs | 2026 |  | Connection Point | None
Mid North | Brinkworth Town 11kV | Hrs > 95% of Peak | Hrs | 2026 | 3 | Zone Substation | None
Eastern Hills | Brukunga 11kV | Hrs > 95% of Peak | Hrs | 2026 | 6 | Zone Substation | None
Upper North | Bungama Napperby 11kV | Hrs > 95% of Peak | Hrs | 2026 | 2 | Zone Substation | None
Metro East | Burnside 11kV | Hrs > 95% of Peak | Hrs | 2026 | 1 | Zone Substation | None
Mid North | Burra TF2 11kV | Hrs > 95% of Peak | Hrs | 2026 | 1 | Zone Substation | None
Riverland | Cadell 11kV | Hrs > 95% of Peak | Hrs | 2026 | 6 | Zone Substation | None
Murraylands | Caloote 11kV | Hrs > 95% of Peak | Hrs | 2026 | 4.5 | Zone Substation | None
Upper North | Caltowie 11kV | Hrs > 95% of Peak | Hrs | 2026 | 1 | Zone Substation | None
Murraylands | Cambrai 11kV | Hrs > 95% of Peak | Hrs | 2026 | 6.5 | Zone Substation | None
Murraylands | Campbell Park 11kV | Hrs > 95% of Peak | Hrs | 2026 | 6 | Zone Substation | None
Metro East | Campbelltown 11kV | Hrs > 95% of Peak | Hrs | 2026 | 6 | Zone Substation | None
Metro South | Cape Jervis 11kV | Hrs > 95% of Peak | Hrs | 2026 | 2 | Zone Substation | None
Metro South | Cape Jervis 33kV | Hrs > 95% of Peak | Hrs | 2026 | 10.5 | Zone Substation | N-1
Eyre Peninsula | Caralue 11kV | Hrs > 95% of Peak | Hrs | 2026 | 2 | Zone Substation | None
Metro West | Cavan 11kV | Hrs > 95% of Peak | Hrs | 2026 | 0.5 | Zone Substation | None
Adelaide Central | CBD 33kV | Hrs > 95% of Peak | Hrs | 2026 | 2 | Zone Substation | None
Eyre Peninsula | Ceduna 11kV | Hrs > 95% of Peak | Hrs | 2026 | 3 | Zone Substation | None
Eastern Hills | Chain of Ponds 11kV | Hrs > 95% of Peak | Hrs | 2026 | 1 | Zone Substation | None
Metro West | Cheltenham 11kV | Hrs > 95% of Peak | Hrs | 2026 | 1.5 | Zone Substation | None
Metro West | Cheltenham 33kV | Hrs > 95% of Peak | Hrs | 2026 | 2.5 | Zone Substation | None
Mid North | Clare 11kV | Hrs > 95% of Peak | Hrs | 2026 | 9 | Zone Substation | None
Mid North | Clare North 33kV | Hrs > 95% of Peak | Hrs | 2026 |  | Connection Point | None
Metro South | Clarence Gardens 11kV | Hrs > 95% of Peak | Hrs | 2026 | 3 | Zone Substation | None
Metro South | Clarendon 11kV | Hrs > 95% of Peak | Hrs | 2026 | 1 | Zone Substation | None
Metro East | Clearview 11kV | Hrs > 95% of Peak | Hrs | 2026 | 4.5 | Zone Substation | N
Eyre Peninsula | Cleve 11kV | Hrs > 95% of Peak | Hrs | 2026 | 3 | Zone Substation | None
Eyre Peninsula | Cleve 33kV | Hrs > 95% of Peak | Hrs | 2026 | 1.5 | Zone Substation | N-1
Eyre Peninsula | Coffin Bay 11kV | Hrs > 95% of Peak | Hrs | 2026 | 1.5 | Zone Substation | None
Mid North | Collinsfield 11kV | Hrs > 95% of Peak | Hrs | 2026 | 4 | Zone Substation | None
Murraylands | Coomandook 11kV | Hrs > 95% of Peak | Hrs | 2026 | 1.5 | Zone Substation | None
Murraylands | Coonalpyn 11kV | Hrs > 95% of Peak | Hrs | 2026 | 5.5 | Zone Substation | None
South East | Coonawarra 11kV | Hrs > 95% of Peak | Hrs | 2026 | 1.5 | Zone Substation | None
Upper North | Copley Nepabunna 33kV | Hrs > 95% of Peak | Hrs | 2026 | 2458 | Zone Substation | N-1
Riverland | Cordola 11kV | Hrs > 95% of Peak | Hrs | 2026 | 2 | Zone Substation | None
Adelaide Central | Coromandel Place 11kV | Hrs > 95% of Peak | Hrs | 2026 | 9 | Zone Substation | None
Eyre Peninsula | Cowell 11kV | Hrs > 95% of Peak | Hrs | 2026 | 3.5 | Zone Substation | None
Metro West | Croydon 11kV | Hrs > 95% of Peak | Hrs | 2026 | 5 | Zone Substation | None
Metro West | Croydon Park 11kV | Hrs > 95% of Peak | Hrs | 2026 | 5.5 | Zone Substation | None
Upper North | Crystal Brook 11kV | Hrs > 95% of Peak | Hrs | 2026 | 1.5 | Zone Substation | None
Metro South | Cudmore Park 11kV | Hrs > 95% of Peak | Hrs | 2026 | 3 | Zone Substation | None
Eyre Peninsula | Cummins 11kV | Hrs > 95% of Peak | Hrs | 2026 | 0.5 | Zone Substation | None
Yorke Peninsula | Curramulka 7.6kV | Hrs > 95% of Peak | Hrs | 2026 |  | Zone Substation | None
Yorke Peninsula | Curramulka South 11kV | Hrs > 95% of Peak | Hrs | 2026 |  | Zone Substation | None
Yorke Peninsula | Dalrymple 33kV | Hrs > 95% of Peak | Hrs | 2026 |  | Connection Point | None
Eyre Peninsula | Darke Peak 11kV | Hrs > 95% of Peak | Hrs | 2026 | 1.5 | Zone Substation | None
Upper North | Davenport West 33kV | Hrs > 95% of Peak | Hrs | 2026 |  | Connection Point | None
Eastern Hills | Deloraine 11kV | Hrs > 95% of Peak | Hrs | 2026 |  | Zone Substation | None
Metro North | Direk 11kV | Hrs > 95% of Peak | Hrs | 2026 | 2 | Zone Substation | None
Mid North | Dorrien 33kV | Hrs > 95% of Peak | Hrs | 2026 |  | Connection Point | None
Mid North | Dorrien TF4 11kV | Hrs > 95% of Peak | Hrs | 2026 | 1 | Zone Substation | None
Mid North | Dorrien TF5 11kV | Hrs > 95% of Peak | Hrs | 2026 | 1 | Zone Substation | None
Yorke Peninsula | Dowlingville 11kV | Hrs > 95% of Peak | Hrs | 2026 |  | Zone Substation | None
Adelaide Central | East Terrace 11kV | Hrs > 95% of Peak | Hrs | 2026 | 5 | Zone Substation | None
Metro North | Edinburgh 11kV | Hrs > 95% of Peak | Hrs | 2026 | 9 | Zone Substation | None
Yorke Peninsula | Edithburgh 11kV | Hrs > 95% of Peak | Hrs | 2026 | 1 | Zone Substation | None
Metro North | Elizabeth Downs 11kV | Hrs > 95% of Peak | Hrs | 2026 | 2 | Zone Substation | None
Metro North | Elizabeth Heights 11kV | Hrs > 95% of Peak | Hrs | 2026 | 3.5 | Zone Substation | None
Metro North | Elizabeth South 11kV | Hrs > 95% of Peak | Hrs | 2026 | 5 | Zone Substation | None
Mid North | Eudunda 11kV | Hrs > 95% of Peak | Hrs | 2026 | 0.5 | Zone Substation | None
Metro North | Evanston 11kV | Hrs > 95% of Peak | Hrs | 2026 | 7 | Zone Substation | N-1
Metro North | Evanston 33kV | Hrs > 95% of Peak | Hrs | 2026 | 10981.5 | Zone Substation | None
Metro West | Findon 11kV | Hrs > 95% of Peak | Hrs | 2026 | 3.5 | Zone Substation | None
Metro West | Flinders Park 11kV | Hrs > 95% of Peak | Hrs | 2026 | 3 | Zone Substation | None
Mid North | Florieton SWER 19kV | Hrs > 95% of Peak | Hrs | 2026 |  | Connection Point | None
Eastern Hills | Forreston 11kV | Hrs > 95% of Peak | Hrs | 2026 | 1.5 | Zone Substation | None
Mid North | Freeling 11kV | Hrs > 95% of Peak | Hrs | 2026 | 3 | Zone Substation | None
Mid North | Freeling North 11kV | Hrs > 95% of Peak | Hrs | 2026 | 3 | Zone Substation | None
Metro West | Fulham Gardens 11kV | Hrs > 95% of Peak | Hrs | 2026 | 2.5 | Zone Substation | None
Upper North | Fullerville 11kV | Hrs > 95% of Peak | Hrs | 2026 |  | Zone Substation | None
Mid North | Gawler Belt TF1 11kV | Hrs > 95% of Peak | Hrs | 2026 | 0.5 | Zone Substation | None
Mid North | Gawler Belt TF2 11kV | Hrs > 95% of Peak | Hrs | 2026 | 2 | Zone Substation | None
Mid North | Georgetown 11kV | Hrs > 95% of Peak | Hrs | 2026 | 0.5 | Zone Substation | None
Murraylands | Geranium 11kV | Hrs > 95% of Peak | Hrs | 2026 | 2.5 | Zone Substation | None
Upper North | Gladstone 11kV | Hrs > 95% of Peak | Hrs | 2026 | 4 | Zone Substation | None
Metro West | Glanville 11kV | Hrs > 95% of Peak | Hrs | 2026 | 2.5 | Zone Substation | None
South East | Glencoe 11kV | Hrs > 95% of Peak | Hrs | 2026 | 7 | Zone Substation | None
Metro South | Glenelg North 11kV | Hrs > 95% of Peak | Hrs | 2026 | 2 | Zone Substation | None
Riverland | Glossop 11kV | Hrs > 95% of Peak | Hrs | 2026 | 10 | Zone Substation | None
Metro East | Golden Grove 11kV | Hrs > 95% of Peak | Hrs | 2026 | 3.5 | Zone Substation | None
Mid North | Gomersal North 11kV | Hrs > 95% of Peak | Hrs | 2026 | 3 | Zone Substation | None
Metro South | Goolwa 11kV | Hrs > 95% of Peak | Hrs | 2026 | 1.5 | Zone Substation | None
Mid North | Gulnare 11kV | Hrs > 95% of Peak | Hrs | 2026 |  | Zone Substation | None
Eastern Hills | Gumeracha 11kV | Hrs > 95% of Peak | Hrs | 2026 |  | Zone Substation | None
Eastern Hills | Gumeracha Weir 11kV | Hrs > 95% of Peak | Hrs | 2026 |  | Zone Substation | None
Eastern Hills | Gumhaven 11kV | Hrs > 95% of Peak | Hrs | 2026 |  | Zone Substation | None
Metro South | Hackham 11kV | Hrs > 95% of Peak | Hrs | 2026 | 7.5 | Zone Substation | N-1
Eastern Hills | Hahndorf 11kV | Hrs > 95% of Peak | Hrs | 2026 | 5 | Zone Substation | None
Mid North | Halbury 11kV | Hrs > 95% of Peak | Hrs | 2026 |  | Zone Substation | None
Mid North | Hamley Bridge 11kV | Hrs > 95% of Peak | Hrs | 2026 | 6.5 | Zone Substation | None
Metro South | Happy Valley 11kV | Hrs > 95% of Peak | Hrs | 2026 | 3 | Zone Substation | None
Metro East | Harrow 11kV | Hrs > 95% of Peak | Hrs | 2026 | 3 | Zone Substation | None
South East | Hatherleigh 11kV | Hrs > 95% of Peak | Hrs | 2026 |  | Zone Substation | None
Upper North | Hawker 11kV | Hrs > 95% of Peak | Hrs | 2026 | 3 | Zone Substation | None
Metro South | Hay Flat 11kV | Hrs > 95% of Peak | Hrs | 2026 |  | Zone Substation | None
Metro West | Henley South 11kV | Hrs > 95% of Peak | Hrs | 2026 | 1 | Zone Substation | None
Eastern Hills | Hermitage 11kV | Hrs > 95% of Peak | Hrs | 2026 | 2 | Zone Substation | None
Metro East | Hillcrest 11kV | Hrs > 95% of Peak | Hrs | 2026 | 3 | Zone Substation | None
Adelaide Central | Hindley Street 11kV | Hrs > 95% of Peak | Hrs | 2026 | 7.5 | Zone Substation | None
Metro East | Holden Hill 11kV | Hrs > 95% of Peak | Hrs | 2026 | 2 | Zone Substation | None
Metro East | Hope Valley 11kV | Hrs > 95% of Peak | Hrs | 2026 | 3 | Zone Substation | None
Eastern Hills | Houghton 7.6kV | Hrs > 95% of Peak | Hrs | 2026 | 4 | Zone Substation | None
Mid North | Hoyleton 11kV | Hrs > 95% of Peak | Hrs | 2026 | 3 | Zone Substation | None
Yorke Peninsula | Hummocks 33kV | Hrs > 95% of Peak | Hrs | 2026 |  | Connection Point | None
Metro East | Ingle Farm 11kV | Hrs > 95% of Peak | Hrs | 2026 | 4.5 | Zone Substation | None
South East | Inverness 11kV | Hrs > 95% of Peak | Hrs | 2026 | 7 | Zone Substation | None
Murraylands | Jabuk 11kV | Hrs > 95% of Peak | Hrs | 2026 |  | Zone Substation | None
Yorke Peninsula | James Well 11kV | Hrs > 95% of Peak | Hrs | 2026 |  | Zone Substation | None
Upper North | Jamestown 11kV | Hrs > 95% of Peak | Hrs | 2026 | 1.5 | Zone Substation | Reverse N-1
Murraylands | Jervois 11kV | Hrs > 95% of Peak | Hrs | 2026 | 9.5 | Zone Substation | None
Yorke Peninsula | Kadina 11kV | Hrs > 95% of Peak | Hrs | 2026 | 1.5 | Zone Substation | None
Yorke Peninsula | Kadina East 33kV | Hrs > 95% of Peak | Hrs | 2026 |  | Connection Point | None
South East | Kalangadoo 11kV | Hrs > 95% of Peak | Hrs | 2026 |  | Zone Substation | None
South East | Kalangadoo West 11kV | Hrs > 95% of Peak | Hrs | 2026 | 1.5 | Zone Substation | None
Eastern Hills | Kanmantoo Copper Mine 11kV | Hrs > 95% of Peak | Hrs | 2026 |  | Connection Point | None
Mid North | Kapunda TF1 11kV | Hrs > 95% of Peak | Hrs | 2026 | 0.5 | Zone Substation | None
Mid North | Kapunda TF2 11kV | Hrs > 95% of Peak | Hrs | 2026 | 1 | Zone Substation | None
Murraylands | Karoonda 11kV | Hrs > 95% of Peak | Hrs | 2026 |  | Zone Substation | Reverse N
South East | Keith 11kV | Hrs > 95% of Peak | Hrs | 2026 | 5.5 | Zone Substation | None
South East | Keith 33kV | Hrs > 95% of Peak | Hrs | 2026 |  | Connection Point | None
Metro East | Kent Town 11kV | Hrs > 95% of Peak | Hrs | 2026 | 1.5 | Zone Substation | None
Eastern Hills | Kersbrook 11kV | Hrs > 95% of Peak | Hrs | 2026 | 4 | Zone Substation | None
Metro South | Keswick 11kV | Hrs > 95% of Peak | Hrs | 2026 | 2.5 | Zone Substation | None
Murraylands | Ki Ki 11kV | Hrs > 95% of Peak | Hrs | 2026 |  | Zone Substation | None
Metro West | Kilburn 11kV | Hrs > 95% of Peak | Hrs | 2026 | 9 | Zone Substation | None
Metro East | Kilburn South 11kV | Hrs > 95% of Peak | Hrs | 2026 | 2.5 | Zone Substation | None
Metro West | Kilkenny 11kV | Hrs > 95% of Peak | Hrs | 2026 | 10.5 | Zone Substation | None
South East | Kincraig 33kV | Hrs > 95% of Peak | Hrs | 2026 |  | Connection Point | None
Metro South | Kingscote 11kV | Hrs > 95% of Peak | Hrs | 2026 | 8 | Zone Substation | None
South East | Kingston SE 11kV | Hrs > 95% of Peak | Hrs | 2026 | 1.5 | Zone Substation | None
Metro South | Kingswood 11kV | Hrs > 95% of Peak | Hrs | 2026 | 5.5 | Zone Substation | None
South East | Kongorong 11kV | Hrs > 95% of Peak | Hrs | 2026 | 3 | Zone Substation | None
South East | Kumorna 11kV | Hrs > 95% of Peak | Hrs | 2026 | 10 | Zone Substation | None
Mid North | Kybunga 11kV | Hrs > 95% of Peak | Hrs | 2026 | 0.5 | Zone Substation | None
Murraylands | Lameroo 11kV | Hrs > 95% of Peak | Hrs | 2026 | 0.5 | Zone Substation | None
Eastern Hills | Langhorne Creek 11kV | Hrs > 95% of Peak | Hrs | 2026 | 4.5 | Zone Substation | None
Metro West | Largs North 11kV | Hrs > 95% of Peak | Hrs | 2026 | 2.5 | Zone Substation | None
Metro West | Lefevre 11kV | Hrs > 95% of Peak | Hrs | 2026 | 0.5 | Zone Substation | None
Upper North | Leigh Creek South 33kV | Hrs > 95% of Peak | Hrs | 2026 |  | Connection Point | None
Metro East | Linden Park 11kV | Hrs > 95% of Peak | Hrs | 2026 | 3.5 | Zone Substation | None
Eyre Peninsula | Little Swamp 11kV | Hrs > 95% of Peak | Hrs | 2026 | 1 | Zone Substation | None
Eastern Hills | Lobethal 11kV | Hrs > 95% of Peak | Hrs | 2026 | 6.5 | Zone Substation | None
Eyre Peninsula | Lock 11kV | Hrs > 95% of Peak | Hrs | 2026 | 0.5 | Zone Substation | None
Riverland | Loveday 11kV | Hrs > 95% of Peak | Hrs | 2026 | 29.5 | Zone Substation | None
Metro South | Lower Mitcham 11kV | Hrs > 95% of Peak | Hrs | 2026 | 3.5 | Zone Substation | None
Riverland | Loxton 11kV | Hrs > 95% of Peak | Hrs | 2026 | 6 | Zone Substation | None
South East | Lucindale 11kV | Hrs > 95% of Peak | Hrs | 2026 | 1.5 | Zone Substation | None
Mid North | Lyndoch 11kV | Hrs > 95% of Peak | Hrs | 2026 | 2.5 | Zone Substation | None
Mid North | Lyndoch South 7.6kV | Hrs > 95% of Peak | Hrs | 2026 | 1.5 | Zone Substation | None
Riverland | Lyrup 11kV | Hrs > 95% of Peak | Hrs | 2026 | 6.5 | Zone Substation | None
Metro South | MacGillivray 11kV | Hrs > 95% of Peak | Hrs | 2026 | 1 | Zone Substation | None
Yorke Peninsula | Maitland 11kV | Hrs > 95% of Peak | Hrs | 2026 | 1.5 | Zone Substation | None
Mid North | Mallala 11kV | Hrs > 95% of Peak | Hrs | 2026 | 1.5 | Zone Substation | None
Murraylands | Mannum 33kV | Hrs > 95% of Peak | Hrs | 2026 |  | Connection Point | None
Murraylands | Mannum Town 7.6kV | Hrs > 95% of Peak | Hrs | 2026 | 2 | Zone Substation | None
Yorke Peninsula | Marion Bay 11kV | Hrs > 95% of Peak | Hrs | 2026 | 1.5 | Zone Substation | None
Mid North | Marrabel 11kV | Hrs > 95% of Peak | Hrs | 2026 | 0.5 | Zone Substation | None
Metro South | McLaren Flat TF1 11kV | Hrs > 95% of Peak | Hrs | 2026 | 1.5 | Zone Substation | None
Metro South | McLaren Flat TF2 11kV | Hrs > 95% of Peak | Hrs | 2026 | 0.5 | Zone Substation | None
Metro South | McLaren Vale 11kV | Hrs > 95% of Peak | Hrs | 2026 | 1 | Zone Substation | None
Metro South | McLaren Vale Vineyard 11kV | Hrs > 95% of Peak | Hrs | 2026 |  | Zone Substation | None
Eastern Hills | Meadows 11kV | Hrs > 95% of Peak | Hrs | 2026 | 3 | Zone Substation | Reverse N-1
Upper North | Melrose 11kV | Hrs > 95% of Peak | Hrs | 2026 | 0.5 | Zone Substation | None
Murraylands | Meningie 11kV | Hrs > 95% of Peak | Hrs | 2026 | 2 | Zone Substation | None
Metro East | Metro East 66kV | Hrs > 95% of Peak | Hrs | 2026 |  | Connection Point | None
Metro North | Metro North 66kV | Hrs > 95% of Peak | Hrs | 2026 |  | Connection Point | None
Metro South | Metro South 66kV | Hrs > 95% of Peak | Hrs | 2026 |  | Connection Point | None
Metro West | Metro West 66kV | Hrs > 95% of Peak | Hrs | 2026 |  | Connection Point | None
Eastern Hills | Milang 11kV | Hrs > 95% of Peak | Hrs | 2026 | 2.5 | Zone Substation | None
South East | Millicent 11kV | Hrs > 95% of Peak | Hrs | 2026 | 12.5 | Zone Substation | None
Yorke Peninsula | Minlaton 11kV | Hrs > 95% of Peak | Hrs | 2026 | 1.5 | Zone Substation | None
Murraylands | Mobilong 33kV | Hrs > 95% of Peak | Hrs | 2026 |  | Connection Point | None
Murraylands | Monarto Central 11kV | Hrs > 95% of Peak | Hrs | 2026 | 1 | Zone Substation | None
Murraylands | Monarto South 11kV | Hrs > 95% of Peak | Hrs | 2026 | 3.5 | Zone Substation | None
Yorke Peninsula | Moonta 11kV | Hrs > 95% of Peak | Hrs | 2026 | 1 | Zone Substation | N-1
Eyre Peninsula | Moorkitabie 11kV | Hrs > 95% of Peak | Hrs | 2026 | 3.5 | Zone Substation | None
Riverland | Morgan 11kV | Hrs > 95% of Peak | Hrs | 2026 | 2.5 | Zone Substation | N
Metro South | Morphett Vale East 11kV | Hrs > 95% of Peak | Hrs | 2026 | 4.5 | Zone Substation | None
Metro South | Morphettville 11kV | Hrs > 95% of Peak | Hrs | 2026 | 40.5 | Zone Substation | None
Eastern Hills | Mount Barker 11kV | Hrs > 95% of Peak | Hrs | 2026 | 6.5 | Zone Substation | None
Eastern Hills | Mount Barker 66kV | Hrs > 95% of Peak | Hrs | 2026 |  | Connection Point | None
South East | Mount Burr 11kV | Hrs > 95% of Peak | Hrs | 2026 |  | Zone Substation | None
South East | Mount Gambier 11kV | Hrs > 95% of Peak | Hrs | 2026 | 5.5 | Zone Substation | None
South East | Mount Gambier 33kV | Hrs > 95% of Peak | Hrs | 2026 |  | Connection Point | None
South East | Mount Gambier North 11kV | Hrs > 95% of Peak | Hrs | 2026 | 2 | Zone Substation | N-1
South East | Mount Gambier West 11kV | Hrs > 95% of Peak | Hrs | 2026 | 13 | Zone Substation | None
Upper North | Mount Gunson 33kV | Hrs > 95% of Peak | Hrs | 2026 |  | Connection Point | None
Eastern Hills | Mount Pleasant 11kV | Hrs > 95% of Peak | Hrs | 2026 | 1.5 | Zone Substation | None
South East | Mount Schank 11kV | Hrs > 95% of Peak | Hrs | 2026 | 5.5 | Zone Substation | None
Murraylands | Murray Bridge North 11kV | Hrs > 95% of Peak | Hrs | 2026 | 1 | Zone Substation | None
Murraylands | Murray Bridge South 11kV | Hrs > 95% of Peak | Hrs | 2026 | 1.5 | Zone Substation | None
Eastern Hills | Mylor 11kV | Hrs > 95% of Peak | Hrs | 2026 | 5 | Zone Substation | None
Murraylands | Mypolonga 11kV | Hrs > 95% of Peak | Hrs | 2026 | 3.5 | Zone Substation | None
Metro South | Myponga 11kV | Hrs > 95% of Peak | Hrs | 2026 | 1.5 | Zone Substation | None
Eastern Hills | Nairne 11kV | Hrs > 95% of Peak | Hrs | 2026 | 0.5 | Zone Substation | Reverse N-1
South East | Nangwarry 11kV | Hrs > 95% of Peak | Hrs | 2026 | 2.5 | Zone Substation | None
South East | Naracoorte 11kV | Hrs > 95% of Peak | Hrs | 2026 | 0.5 | Zone Substation | None
South East | Naracoorte East 11kV | Hrs > 95% of Peak | Hrs | 2026 | 7 | Zone Substation | None
Murraylands | Narrung 11kV | Hrs > 95% of Peak | Hrs | 2026 | 7 | Zone Substation | None
Upper North | Neuroodla 33kV | Hrs > 95% of Peak | Hrs | 2026 |  | Connection Point | None
Metro West | New Osborne 11kV | Hrs > 95% of Peak | Hrs | 2026 | 4.5 | Zone Substation | None
Metro West | New Richmond 11kV | Hrs > 95% of Peak | Hrs | 2026 | 0.5 | Zone Substation | None
Murraylands | Nildottie 11kV | Hrs > 95% of Peak | Hrs | 2026 | 14 | Zone Substation | None
Yorke Peninsula | Ninnes 11kV | Hrs > 95% of Peak | Hrs | 2026 |  | Zone Substation | None
Metro South | Noarlunga Centre 11kV | Hrs > 95% of Peak | Hrs | 2026 | 1 | Zone Substation | None
Metro East | North Adelaide 11kV | Hrs > 95% of Peak | Hrs | 2026 | 4.5 | Zone Substation | None
Metro South | North Unley 11kV | Hrs > 95% of Peak | Hrs | 2026 | 2 | Zone Substation | None
Riverland | North West Bend 66kV | Hrs > 95% of Peak | Hrs | 2026 |  | Connection Point | None
Metro East | Northfield 11kV | Hrs > 95% of Peak | Hrs | 2026 | 4 | Zone Substation | N
Metro East | Norwood 11kV | Hrs > 95% of Peak | Hrs | 2026 | 6.5 | Zone Substation | None
Mid North | Nuriootpa 11kV | Hrs > 95% of Peak | Hrs | 2026 | 2 | Zone Substation | None
Metro South | Oaklands 11kV | Hrs > 95% of Peak | Hrs | 2026 | 3 | Zone Substation | None
Upper North | Orroroo 11kV | Hrs > 95% of Peak | Hrs | 2026 | 7 | Zone Substation | None
South East | Padthaway 11kV | Hrs > 95% of Peak | Hrs | 2026 | 1.5 | Zone Substation | None
Murraylands | Palmer 11kV | Hrs > 95% of Peak | Hrs | 2026 |  | Zone Substation | None
Metro South | Panorama 11kV | Hrs > 95% of Peak | Hrs | 2026 | 3.5 | Zone Substation | None
Metro North | Parafield Gardens 11kV | Hrs > 95% of Peak | Hrs | 2026 | 2 | Zone Substation | None
Metro North | Paralowie 11kV | Hrs > 95% of Peak | Hrs | 2026 | 4 | Zone Substation | None
Murraylands | Parilla 11kV | Hrs > 95% of Peak | Hrs | 2026 | 0.5 | Zone Substation | None
Riverland | Paringa 11kV | Hrs > 95% of Peak | Hrs | 2026 | 3 | Zone Substation | None
Riverland | Paringa 33kV | Hrs > 95% of Peak | Hrs | 2026 | 12 | Zone Substation | None
Yorke Peninsula | Paskeville 11kV | Hrs > 95% of Peak | Hrs | 2026 | 1 | Zone Substation | None
Murraylands | Peake 11kV | Hrs > 95% of Peak | Hrs | 2026 |  | Zone Substation | None
Murraylands | Pellaring Flat 11kV | Hrs > 95% of Peak | Hrs | 2026 |  | Zone Substation | None
Metro North | Penfield 11kV | Hrs > 95% of Peak | Hrs | 2026 | 1 | Zone Substation | None
Metro South | Penneshaw 11kV | Hrs > 95% of Peak | Hrs | 2026 | 40.5 | Zone Substation | None
South East | Penola 11kV | Hrs > 95% of Peak | Hrs | 2026 | 0.5 | Zone Substation | None
South East | Penola West 33kV | Hrs > 95% of Peak | Hrs | 2026 |  | Connection Point | None
Upper North | Peterborough 11kV | Hrs > 95% of Peak | Hrs | 2026 | 11 | Zone Substation | None
Eastern Hills | Piccadilly 11kV | Hrs > 95% of Peak | Hrs | 2026 | 4.5 | Zone Substation | None
Murraylands | Pinnaroo 11kV | Hrs > 95% of Peak | Hrs | 2026 | 3 | Zone Substation | None
Murraylands | Pinnaroo South 11kV | Hrs > 95% of Peak | Hrs | 2026 | 1.5 | Zone Substation | None
Metro South | Plympton 11kV | Hrs > 95% of Peak | Hrs | 2026 | 5 | Zone Substation | None
Eyre Peninsula | Point Boston 11kV | Hrs > 95% of Peak | Hrs | 2026 | 225.5 | Zone Substation | None
Eyre Peninsula | Polda 11kV | Hrs > 95% of Peak | Hrs | 2026 | 6 | Zone Substation | None
Eyre Peninsula | Poonindie 11kV | Hrs > 95% of Peak | Hrs | 2026 | 2 | Zone Substation | None
Metro West | Port Adelaide 11kV | Hrs > 95% of Peak | Hrs | 2026 | 9 | Zone Substation | None
Metro West | Port Adelaide North 11kV | Hrs > 95% of Peak | Hrs | 2026 | 1 | Zone Substation | None
Upper North | Port Augusta 11kV | Hrs > 95% of Peak | Hrs | 2026 | 2.5 | Zone Substation | None
Upper North | Port Augusta West TF1 11kV | Hrs > 95% of Peak | Hrs | 2026 | 2.5 | Zone Substation | None
Upper North | Port Augusta West TF2 11kV | Hrs > 95% of Peak | Hrs | 2026 | 2 | Zone Substation | None
Upper North | Port Broughton 11kV | Hrs > 95% of Peak | Hrs | 2026 | 2 | Zone Substation | None
Yorke Peninsula | Port Clinton 11kV | Hrs > 95% of Peak | Hrs | 2026 | 1.5 | Zone Substation | None
Upper North | Port Germein 11kV | Hrs > 95% of Peak | Hrs | 2026 | 3 | Zone Substation | None
Yorke Peninsula | Port Giles 11kV | Hrs > 95% of Peak | Hrs | 2026 | 1 | Zone Substation | None
Yorke Peninsula | Port Julia 11kV | Hrs > 95% of Peak | Hrs | 2026 | 9.5 | Zone Substation | None
Eyre Peninsula | Port Lincoln City 11kV | Hrs > 95% of Peak | Hrs | 2026 | 4.5 | Zone Substation | None
Eyre Peninsula | Port Lincoln Docks 11kV | Hrs > 95% of Peak | Hrs | 2026 | 2 | Zone Substation | None
Eyre Peninsula | Port Lincoln Marina 11kV | Hrs > 95% of Peak | Hrs | 2026 | 2 | Zone Substation | None
Eyre Peninsula | Port Lincoln Terminal 33kV | Hrs > 95% of Peak | Hrs | 2026 |  | Connection Point | None
Metro South | Port Noarlunga 11kV | Hrs > 95% of Peak | Hrs | 2026 | 2.5 | Zone Substation | None
Upper North | Port Pirie Bungama 33kV | Hrs > 95% of Peak | Hrs | 2026 |  | Connection Point | None
Upper North | Port Pirie South 11kV | Hrs > 95% of Peak | Hrs | 2026 | 4 | Zone Substation | None
Metro South | Port Stanvac 11kV | Hrs > 95% of Peak | Hrs | 2026 | 3.5 | Zone Substation | None
Metro South | Port Stanvac TF2 11kV | Hrs > 95% of Peak | Hrs | 2026 |  | Zone Substation | None
Yorke Peninsula | Port Vincent 11kV | Hrs > 95% of Peak | Hrs | 2026 | 0.5 | Zone Substation | None
Riverland | Portee 11kV | Hrs > 95% of Peak | Hrs | 2026 | 1 | Zone Substation | N
Metro East | Prospect 11kV | Hrs > 95% of Peak | Hrs | 2026 | 4 | Zone Substation | None
Murraylands | Punyelroo 11kV | Hrs > 95% of Peak | Hrs | 2026 | 1.5 | Zone Substation | None
Riverland | Pyap 11kV | Hrs > 95% of Peak | Hrs | 2026 | 2 | Zone Substation | None
Riverland | Qualco 11kV | Hrs > 95% of Peak | Hrs | 2026 | 3 | Zone Substation | N
Metro West | Queenstown 11kV | Hrs > 95% of Peak | Hrs | 2026 | 1.5 | Zone Substation | None
Upper North | Quorn 11kV | Hrs > 95% of Peak | Hrs | 2026 | 2 | Zone Substation | None
Riverland | Ramco 11kV | Hrs > 95% of Peak | Hrs | 2026 | 3 | Zone Substation | None
Metro South | Rapid Bay 11kV | Hrs > 95% of Peak | Hrs | 2026 | 1 | Zone Substation | None
Riverland | Renmark 11kV | Hrs > 95% of Peak | Hrs | 2026 | 3 | Zone Substation | None
Mid North | Riverton 11kV | Hrs > 95% of Peak | Hrs | 2026 | 1 | Zone Substation | None
South East | Robe 7.6kV | Hrs > 95% of Peak | Hrs | 2026 | 2.5 | Zone Substation | None
Mid North | Robertstown 11kV | Hrs > 95% of Peak | Hrs | 2026 | 2.5 | Zone Substation | None
Riverland | Roonka 11kV | Hrs > 95% of Peak | Hrs | 2026 | 2 | Zone Substation | None
Eyre Peninsula | Rudall 11kV | Hrs > 95% of Peak | Hrs | 2026 |  | Zone Substation | None
Metro North | Salisbury 11kV | Hrs > 95% of Peak | Hrs | 2026 | 4.5 | Zone Substation | N
Metro South | Salt Cliffs 11kV | Hrs > 95% of Peak | Hrs | 2026 |  | Zone Substation | None
Mid North | Sandy Creek 11kV | Hrs > 95% of Peak | Hrs | 2026 | 2.5 | Zone Substation | None
Metro South | Seacombe 11kV | Hrs > 95% of Peak | Hrs | 2026 | 3 | Zone Substation | None
Metro South | Seaford 11kV | Hrs > 95% of Peak | Hrs | 2026 | 0.5 | Zone Substation | None
Metro South | Second Valley 11kV | Hrs > 95% of Peak | Hrs | 2026 | 0.5 | Zone Substation | None
Metro South | Sheidow Park 11kV | Hrs > 95% of Peak | Hrs | 2026 | 2 | Zone Substation | Reverse N-1
Murraylands | Sherlock 11kV | Hrs > 95% of Peak | Hrs | 2026 |  | Zone Substation | None
Metro North | Smithfield West 11kV | Hrs > 95% of Peak | Hrs | 2026 | 2.5 | Zone Substation | N-1
South East | Snuggery Rural 33kV | Hrs > 95% of Peak | Hrs | 2026 |  | Connection Point | None
South East | South End 11kV | Hrs > 95% of Peak | Hrs | 2026 | 1 | Zone Substation | Reverse N-1
Mid North | Spalding 11kV | Hrs > 95% of Peak | Hrs | 2026 | 4.5 | Zone Substation | None
Metro South | Square Water Hole 11kV | Hrs > 95% of Peak | Hrs | 2026 | 3 | Zone Substation | None
Yorke Peninsula | Stansbury 11kV | Hrs > 95% of Peak | Hrs | 2026 | 0.5 | Zone Substation | None
Eastern Hills | Stirling East 11kV | Hrs > 95% of Peak | Hrs | 2026 | 2 | Zone Substation | None
Upper North | Stirling North 1 11kV | Hrs > 95% of Peak | Hrs | 2026 | 4 | Zone Substation | None
Upper North | Stirling North 2 11kV | Hrs > 95% of Peak | Hrs | 2026 | 2 | Zone Substation | None
Mid North | Stockwell TF1 11kV | Hrs > 95% of Peak | Hrs | 2026 | 11.5 | Zone Substation | None
Mid North | Stockwell TF2 11kV | Hrs > 95% of Peak | Hrs | 2026 | 7 | Zone Substation | None
Eyre Peninsula | Stony Point 11kV | Hrs > 95% of Peak | Hrs | 2026 |  | Connection Point | None
Eastern Hills | Strathalbyn 11kV | Hrs > 95% of Peak | Hrs | 2026 | 0.5 | Zone Substation | None
Eyre Peninsula | Streaky Bay 11kV | Hrs > 95% of Peak | Hrs | 2026 | 83.5 | Zone Substation | Reverse N-1
Riverland | Swan Reach 11kV | Hrs > 95% of Peak | Hrs | 2026 | 8 | Zone Substation | None
Riverland | Swan Reach 33kV | Hrs > 95% of Peak | Hrs | 2026 | 0.5 | Zone Substation | None
Murraylands | Tailem Bend 33kV | Hrs > 95% of Peak | Hrs | 2026 |  | Connection Point | None
Murraylands | Tailem Bend Town 11kV | Hrs > 95% of Peak | Hrs | 2026 | 5 | Zone Substation | None
South East | Tantanoola 11kV | Hrs > 95% of Peak | Hrs | 2026 | 4 | Zone Substation | None
Eyre Peninsula | Tarlton 11kV | Hrs > 95% of Peak | Hrs | 2026 | 4.5 | Zone Substation | None
South East | Tarpeena South 11kV | Hrs > 95% of Peak | Hrs | 2026 | 3.5 | Zone Substation | N-1
Metro East | Tea Tree Gully 11kV | Hrs > 95% of Peak | Hrs | 2026 | 4.5 | Zone Substation | None
Murraylands | Teal Flat 11kV | Hrs > 95% of Peak | Hrs | 2026 | 1 | Zone Substation | None
Upper North | Telowie 11kV | Hrs > 95% of Peak | Hrs | 2026 | 2 | Zone Substation | None
Mid North | Templers 33kV | Hrs > 95% of Peak | Hrs | 2026 |  | Connection Point | None
Metro West | Thebarton 11kV | Hrs > 95% of Peak | Hrs | 2026 | 1.5 | Zone Substation | None
South East | Tintinara 11kV | Hrs > 95% of Peak | Hrs | 2026 | 4 | Zone Substation | None
Metro South | Tonsley Park 11kV | Hrs > 95% of Peak | Hrs | 2026 | 1 | Zone Substation | None
Eyre Peninsula | Tumby Bay 11kV | Hrs > 95% of Peak | Hrs | 2026 | 6.5 | Zone Substation | None
Metro North | Two Wells 11kV | Hrs > 95% of Peak | Hrs | 2026 | 2 | Zone Substation | N-1
Eyre Peninsula | Uley 11kV | Hrs > 95% of Peak | Hrs | 2026 | 2 | Zone Substation | None
Eyre Peninsula | Uley South 11kV | Hrs > 95% of Peak | Hrs | 2026 | 22 | Zone Substation | None
Eastern Hills | Uraidla 11kV | Hrs > 95% of Peak | Hrs | 2026 | 3.5 | Zone Substation | None
Eastern Hills | Uraidla 33kV | Hrs > 95% of Peak | Hrs | 2026 | 16.5 | Zone Substation | None
Eastern Hills | Verdun 11kV | Hrs > 95% of Peak | Hrs | 2026 | 4 | Zone Substation | None
Metro South | Victor Harbor 11kV | Hrs > 95% of Peak | Hrs | 2026 | 1 | Zone Substation | None
Metro North | Virginia 11kV | Hrs > 95% of Peak | Hrs | 2026 | 1.5 | Zone Substation | None
Riverland | Waikerie 11kV | Hrs > 95% of Peak | Hrs | 2026 | 2 | Zone Substation | None
Murraylands | Walker Flat 11kV | Hrs > 95% of Peak | Hrs | 2026 | 3 | Zone Substation | None
Yorke Peninsula | Wallaroo 11kV | Hrs > 95% of Peak | Hrs | 2026 | 1.5 | Zone Substation | None
Yorke Peninsula | Warooka 11kV | Hrs > 95% of Peak | Hrs | 2026 | 2 | Zone Substation | None
Mid North | Wasleys 11kV | Hrs > 95% of Peak | Hrs | 2026 | 1 | Zone Substation | None
Mid North | Waterloo 33kV | Hrs > 95% of Peak | Hrs | 2026 |  | Connection Point | None
Mid North | Waterloo Town 11kV | Hrs > 95% of Peak | Hrs | 2026 | 6.5 | Zone Substation | None
Murraylands | White Sands 11kV | Hrs > 95% of Peak | Hrs | 2026 | 11 | Zone Substation | None
Adelaide Central | Whitmore Square 11kV | Hrs > 95% of Peak | Hrs | 2026 | 5 | Zone Substation | None
Eyre Peninsula | Whyalla Central 33kV | Hrs > 95% of Peak | Hrs | 2026 |  | Connection Point | None
Eyre Peninsula | Whyalla City 11kV | Hrs > 95% of Peak | Hrs | 2026 | 1 | Zone Substation | None
Eyre Peninsula | Whyalla North 11kV | Hrs > 95% of Peak | Hrs | 2026 | 0.5 | Zone Substation | None
Eyre Peninsula | Whyalla Stuart 11kV | Hrs > 95% of Peak | Hrs | 2026 | 0.5 | Zone Substation | None
Mid North | Williamstown 11kV | Hrs > 95% of Peak | Hrs | 2026 | 0.5 | Zone Substation | None
Mid North | Williamstown South 11kV | Hrs > 95% of Peak | Hrs | 2026 | 1.5 | Zone Substation | None
Metro South | Willunga 11kV | Hrs > 95% of Peak | Hrs | 2026 | 92 | Zone Substation | None
Metro South | Willunga 33kV | Hrs > 95% of Peak | Hrs | 2026 | 0.5 | Zone Substation | None
Upper North | Wilmington 11kV | Hrs > 95% of Peak | Hrs | 2026 | 2 | Zone Substation | None
Upper North | Wirrabara Forest 11kV | Hrs > 95% of Peak | Hrs | 2026 | 20 | Zone Substation | None
Upper North | Wirrabara South 11kV | Hrs > 95% of Peak | Hrs | 2026 |  | Zone Substation | None
Metro South | Wirrina Cove 11kV | Hrs > 95% of Peak | Hrs | 2026 |  | Zone Substation | None
Upper North | Wongyarra 11kV | Hrs > 95% of Peak | Hrs | 2026 |  | Zone Substation | None
Metro East | Woodforde 11kV | Hrs > 95% of Peak | Hrs | 2026 | 0.5 | Zone Substation | None
Murraylands | Woods Point 11kV | Hrs > 95% of Peak | Hrs | 2026 | 2.5 | Zone Substation | None
Eastern Hills | Woodside 11kV | Hrs > 95% of Peak | Hrs | 2026 | 2 | Zone Substation | Reverse N-1
Metro West | Woodville 11kV | Hrs > 95% of Peak | Hrs | 2026 | 2 | Zone Substation | None
Metro West | Woodville 33kV | Hrs > 95% of Peak | Hrs | 2026 | 11231.5 | Zone Substation | None
Riverland | Woolpunda 11kV | Hrs > 95% of Peak | Hrs | 2026 | 10.5 | Zone Substation | None
Eyre Peninsula | Wudinna 11kV | Hrs > 95% of Peak | Hrs | 2026 | 5.5 | Zone Substation | None
Eyre Peninsula | Wudinna 66kV | Hrs > 95% of Peak | Hrs | 2026 |  | Connection Point | None
Eyre Peninsula | Yadnarie 66kV | Hrs > 95% of Peak | Hrs | 2026 |  | Connection Point | None
Metro South | Yankalilla 11kV | Hrs > 95% of Peak | Hrs | 2026 | 1.5 | Zone Substation | None
Metro South | Yankalilla 33kV | Hrs > 95% of Peak | Hrs | 2026 | 0.5 | Zone Substation | None
Metro South | Yankalilla Hill 11kV | Hrs > 95% of Peak | Hrs | 2026 |  | Zone Substation | None
Upper North | Yongala 11kV | Hrs > 95% of Peak | Hrs | 2026 | 8 | Zone Substation | None
Yorke Peninsula | Yorketown 11kV | Hrs > 95% of Peak | Hrs | 2026 | 1 | Zone Substation | None
Adelaide Central | ACR 66kV | Hrs > 95% of Peak | Hrs | 2027 |  | Connection Point | None
Eastern Hills | Aldgate 11kV | Hrs > 95% of Peak | Hrs | 2027 | 7.5 | Zone Substation | None
Metro South | Aldinga 11kV | Hrs > 95% of Peak | Hrs | 2027 | 1.5 | Zone Substation | None
South East | Allendale East 11kV | Hrs > 95% of Peak | Hrs | 2027 | 1.5 | Zone Substation | None
Mid North | Alma 11kV | Hrs > 95% of Peak | Hrs | 2027 |  | Zone Substation | None
Metro South | American River 11kV | Hrs > 95% of Peak | Hrs | 2027 | 0.5 | Zone Substation | None
Eastern Hills | Angas Creek 33kV | Hrs > 95% of Peak | Hrs | 2027 |  | Connection Point | None
Mid North | Angaston 11kV | Hrs > 95% of Peak | Hrs | 2027 | 7 | Zone Substation | None
Metro North | Angle Vale 11kV | Hrs > 95% of Peak | Hrs | 2027 | 5 | Zone Substation | None
Yorke Peninsula | Ardrossan 11kV | Hrs > 95% of Peak | Hrs | 2027 | 1 | Zone Substation | None
Yorke Peninsula | Ardrossan West 33kV | Hrs > 95% of Peak | Hrs | 2027 |  | Connection Point | None
Eyre Peninsula | Arno Bay 11kV | Hrs > 95% of Peak | Hrs | 2027 | 2.5 | Zone Substation | None
Metro South | Ascot Park 11kV | Hrs > 95% of Peak | Hrs | 2027 | 1 | Zone Substation | N
Metro West | Athol Park 11kV | Hrs > 95% of Peak | Hrs | 2027 | 1 | Zone Substation | None
Mid North | Auburn 11kV | Hrs > 95% of Peak | Hrs | 2027 | 0.5 | Zone Substation | None
Yorke Peninsula | Balaklava 7.6kV | Hrs > 95% of Peak | Hrs | 2027 | 1.5 | Zone Substation | None
Eastern Hills | Balhannah 33kV | Hrs > 95% of Peak | Hrs | 2027 | 4 | Zone Substation | None
Upper North | Baroota 33kV | Hrs > 95% of Peak | Hrs | 2027 |  | Connection Point | None
Upper North | Baroota Town 11kV | Hrs > 95% of Peak | Hrs | 2027 | 5.5 | Zone Substation | None
Mid North | Barossa South TF1 11kV | Hrs > 95% of Peak | Hrs | 2027 | 2 | Zone Substation | None
Mid North | Barossa South TF2 11kV | Hrs > 95% of Peak | Hrs | 2027 | 1.5 | Zone Substation | None
South East | Beachport 11kV | Hrs > 95% of Peak | Hrs | 2027 | 1 | Zone Substation | None
Murraylands | Belvedere Road 7.6kV | Hrs > 95% of Peak | Hrs | 2027 | 7 | Zone Substation | None
Riverland | Berri 11kV | Hrs > 95% of Peak | Hrs | 2027 | 2 | Zone Substation | None
Riverland | Berri 66kV | Hrs > 95% of Peak | Hrs | 2027 |  | Connection Point | None
Murraylands | Binnies 11kV | Hrs > 95% of Peak | Hrs | 2027 | 8 | Zone Substation | None
Eastern Hills | Birdwood 11kV | Hrs > 95% of Peak | Hrs | 2027 | 0.5 | Zone Substation | None
Yorke Peninsula | Black Point 11kV | Hrs > 95% of Peak | Hrs | 2027 |  | Zone Substation | None
Metro West | Blackpool 11kV | Hrs > 95% of Peak | Hrs | 2027 | 2.5 | Zone Substation | None
Metro South | Blackwood 11kV | Hrs > 95% of Peak | Hrs | 2027 | 2 | Zone Substation | None
South East | Blanche 33kV | Hrs > 95% of Peak | Hrs | 2027 |  | Connection Point | None
Upper North | Booleroo Centre 11kV | Hrs > 95% of Peak | Hrs | 2027 | 4 | Zone Substation | None
Eyre Peninsula | Boothby 33kV | Hrs > 95% of Peak | Hrs | 2027 | 4 | Zone Substation | N-1
Upper North | Booyoolie 11kV | Hrs > 95% of Peak | Hrs | 2027 |  | Zone Substation | None
South East | Bordertown 11kV | Hrs > 95% of Peak | Hrs | 2027 | 2 | Zone Substation | N-1
Mid North | Brinkworth 33kV | Hrs > 95% of Peak | Hrs | 2027 |  | Connection Point | None
Mid North | Brinkworth Town 11kV | Hrs > 95% of Peak | Hrs | 2027 | 3 | Zone Substation | None
Eastern Hills | Brukunga 11kV | Hrs > 95% of Peak | Hrs | 2027 | 6 | Zone Substation | None
Upper North | Bungama Napperby 11kV | Hrs > 95% of Peak | Hrs | 2027 | 2 | Zone Substation | None
Metro East | Burnside 11kV | Hrs > 95% of Peak | Hrs | 2027 | 1 | Zone Substation | None
Mid North | Burra TF2 11kV | Hrs > 95% of Peak | Hrs | 2027 | 1 | Zone Substation | None
Riverland | Cadell 11kV | Hrs > 95% of Peak | Hrs | 2027 | 6 | Zone Substation | None
Murraylands | Caloote 11kV | Hrs > 95% of Peak | Hrs | 2027 | 4.5 | Zone Substation | None
Upper North | Caltowie 11kV | Hrs > 95% of Peak | Hrs | 2027 | 1 | Zone Substation | None
Murraylands | Cambrai 11kV | Hrs > 95% of Peak | Hrs | 2027 | 6.5 | Zone Substation | None
Murraylands | Campbell Park 11kV | Hrs > 95% of Peak | Hrs | 2027 | 6 | Zone Substation | None
Metro East | Campbelltown 11kV | Hrs > 95% of Peak | Hrs | 2027 | 6 | Zone Substation | None
Metro South | Cape Jervis 11kV | Hrs > 95% of Peak | Hrs | 2027 | 2 | Zone Substation | None
Metro South | Cape Jervis 33kV | Hrs > 95% of Peak | Hrs | 2027 | 10.5 | Zone Substation | N-1
Eyre Peninsula | Caralue 11kV | Hrs > 95% of Peak | Hrs | 2027 | 2 | Zone Substation | None
Metro West | Cavan 11kV | Hrs > 95% of Peak | Hrs | 2027 | 0.5 | Zone Substation | None
Adelaide Central | CBD 33kV | Hrs > 95% of Peak | Hrs | 2027 | 2 | Zone Substation | None
Eyre Peninsula | Ceduna 11kV | Hrs > 95% of Peak | Hrs | 2027 | 3 | Zone Substation | None
Eastern Hills | Chain of Ponds 11kV | Hrs > 95% of Peak | Hrs | 2027 | 1 | Zone Substation | None
Metro West | Cheltenham 11kV | Hrs > 95% of Peak | Hrs | 2027 | 1.5 | Zone Substation | None
Metro West | Cheltenham 33kV | Hrs > 95% of Peak | Hrs | 2027 | 2.5 | Zone Substation | None
Mid North | Clare 11kV | Hrs > 95% of Peak | Hrs | 2027 | 9 | Zone Substation | None
Mid North | Clare North 33kV | Hrs > 95% of Peak | Hrs | 2027 |  | Connection Point | None
Metro South | Clarence Gardens 11kV | Hrs > 95% of Peak | Hrs | 2027 | 3 | Zone Substation | None
Metro South | Clarendon 11kV | Hrs > 95% of Peak | Hrs | 2027 | 1 | Zone Substation | None
Metro East | Clearview 11kV | Hrs > 95% of Peak | Hrs | 2027 | 4.5 | Zone Substation | N
Eyre Peninsula | Cleve 11kV | Hrs > 95% of Peak | Hrs | 2027 | 3 | Zone Substation | None
Eyre Peninsula | Cleve 33kV | Hrs > 95% of Peak | Hrs | 2027 | 1.5 | Zone Substation | N-1
Eyre Peninsula | Coffin Bay 11kV | Hrs > 95% of Peak | Hrs | 2027 | 1.5 | Zone Substation | None
Mid North | Collinsfield 11kV | Hrs > 95% of Peak | Hrs | 2027 | 4 | Zone Substation | None
Murraylands | Coomandook 11kV | Hrs > 95% of Peak | Hrs | 2027 | 1.5 | Zone Substation | None
Murraylands | Coonalpyn 11kV | Hrs > 95% of Peak | Hrs | 2027 | 5.5 | Zone Substation | None
South East | Coonawarra 11kV | Hrs > 95% of Peak | Hrs | 2027 | 1.5 | Zone Substation | None
Upper North | Copley Nepabunna 33kV | Hrs > 95% of Peak | Hrs | 2027 | 2458 | Zone Substation | N-1
Riverland | Cordola 11kV | Hrs > 95% of Peak | Hrs | 2027 | 2 | Zone Substation | None
Adelaide Central | Coromandel Place 11kV | Hrs > 95% of Peak | Hrs | 2027 | 9 | Zone Substation | None
Eyre Peninsula | Cowell 11kV | Hrs > 95% of Peak | Hrs | 2027 | 3.5 | Zone Substation | None
Metro West | Croydon 11kV | Hrs > 95% of Peak | Hrs | 2027 | 5 | Zone Substation | None
Metro West | Croydon Park 11kV | Hrs > 95% of Peak | Hrs | 2027 | 5.5 | Zone Substation | None
Upper North | Crystal Brook 11kV | Hrs > 95% of Peak | Hrs | 2027 | 1.5 | Zone Substation | None
Metro South | Cudmore Park 11kV | Hrs > 95% of Peak | Hrs | 2027 | 3 | Zone Substation | None
Eyre Peninsula | Cummins 11kV | Hrs > 95% of Peak | Hrs | 2027 | 0.5 | Zone Substation | None
Yorke Peninsula | Curramulka 7.6kV | Hrs > 95% of Peak | Hrs | 2027 |  | Zone Substation | None
Yorke Peninsula | Curramulka South 11kV | Hrs > 95% of Peak | Hrs | 2027 |  | Zone Substation | None
Yorke Peninsula | Dalrymple 33kV | Hrs > 95% of Peak | Hrs | 2027 |  | Connection Point | None
Eyre Peninsula | Darke Peak 11kV | Hrs > 95% of Peak | Hrs | 2027 | 1.5 | Zone Substation | None
Upper North | Davenport West 33kV | Hrs > 95% of Peak | Hrs | 2027 |  | Connection Point | None
Eastern Hills | Deloraine 11kV | Hrs > 95% of Peak | Hrs | 2027 |  | Zone Substation | None
Metro North | Direk 11kV | Hrs > 95% of Peak | Hrs | 2027 | 2 | Zone Substation | None
Mid North | Dorrien 33kV | Hrs > 95% of Peak | Hrs | 2027 |  | Connection Point | None
Mid North | Dorrien TF4 11kV | Hrs > 95% of Peak | Hrs | 2027 | 1 | Zone Substation | None
Mid North | Dorrien TF5 11kV | Hrs > 95% of Peak | Hrs | 2027 | 1 | Zone Substation | None
Yorke Peninsula | Dowlingville 11kV | Hrs > 95% of Peak | Hrs | 2027 |  | Zone Substation | None
Adelaide Central | East Terrace 11kV | Hrs > 95% of Peak | Hrs | 2027 | 5 | Zone Substation | None
Metro North | Edinburgh 11kV | Hrs > 95% of Peak | Hrs | 2027 | 9 | Zone Substation | None
Yorke Peninsula | Edithburgh 11kV | Hrs > 95% of Peak | Hrs | 2027 | 1 | Zone Substation | None
Metro North | Elizabeth Downs 11kV | Hrs > 95% of Peak | Hrs | 2027 | 2 | Zone Substation | None
Metro North | Elizabeth Heights 11kV | Hrs > 95% of Peak | Hrs | 2027 | 3.5 | Zone Substation | None
Metro North | Elizabeth South 11kV | Hrs > 95% of Peak | Hrs | 2027 | 5 | Zone Substation | None
Mid North | Eudunda 11kV | Hrs > 95% of Peak | Hrs | 2027 | 0.5 | Zone Substation | None
Metro North | Evanston 11kV | Hrs > 95% of Peak | Hrs | 2027 | 7 | Zone Substation | N-1
Metro North | Evanston 33kV | Hrs > 95% of Peak | Hrs | 2027 | 10981.5 | Zone Substation | None
Metro West | Findon 11kV | Hrs > 95% of Peak | Hrs | 2027 | 3.5 | Zone Substation | None
Metro West | Flinders Park 11kV | Hrs > 95% of Peak | Hrs | 2027 | 3 | Zone Substation | None
Mid North | Florieton SWER 19kV | Hrs > 95% of Peak | Hrs | 2027 |  | Connection Point | None
Eastern Hills | Forreston 11kV | Hrs > 95% of Peak | Hrs | 2027 | 1.5 | Zone Substation | None
Mid North | Freeling 11kV | Hrs > 95% of Peak | Hrs | 2027 | 3 | Zone Substation | None
Mid North | Freeling North 11kV | Hrs > 95% of Peak | Hrs | 2027 | 3 | Zone Substation | None
Metro West | Fulham Gardens 11kV | Hrs > 95% of Peak | Hrs | 2027 | 2.5 | Zone Substation | None
Upper North | Fullerville 11kV | Hrs > 95% of Peak | Hrs | 2027 |  | Zone Substation | None
Mid North | Gawler Belt TF1 11kV | Hrs > 95% of Peak | Hrs | 2027 | 0.5 | Zone Substation | None
Mid North | Gawler Belt TF2 11kV | Hrs > 95% of Peak | Hrs | 2027 | 2 | Zone Substation | None
Mid North | Georgetown 11kV | Hrs > 95% of Peak | Hrs | 2027 | 0.5 | Zone Substation | None
Murraylands | Geranium 11kV | Hrs > 95% of Peak | Hrs | 2027 | 2.5 | Zone Substation | None
Upper North | Gladstone 11kV | Hrs > 95% of Peak | Hrs | 2027 | 4 | Zone Substation | None
Metro West | Glanville 11kV | Hrs > 95% of Peak | Hrs | 2027 | 2.5 | Zone Substation | None
South East | Glencoe 11kV | Hrs > 95% of Peak | Hrs | 2027 | 7 | Zone Substation | None
Metro South | Glenelg North 11kV | Hrs > 95% of Peak | Hrs | 2027 | 2 | Zone Substation | None
Riverland | Glossop 11kV | Hrs > 95% of Peak | Hrs | 2027 | 10 | Zone Substation | None
Metro East | Golden Grove 11kV | Hrs > 95% of Peak | Hrs | 2027 | 3.5 | Zone Substation | None
Mid North | Gomersal North 11kV | Hrs > 95% of Peak | Hrs | 2027 | 3 | Zone Substation | None
Metro South | Goolwa 11kV | Hrs > 95% of Peak | Hrs | 2027 | 1.5 | Zone Substation | None
Mid North | Gulnare 11kV | Hrs > 95% of Peak | Hrs | 2027 |  | Zone Substation | None
Eastern Hills | Gumeracha 11kV | Hrs > 95% of Peak | Hrs | 2027 |  | Zone Substation | None
Eastern Hills | Gumeracha Weir 11kV | Hrs > 95% of Peak | Hrs | 2027 |  | Zone Substation | None
Eastern Hills | Gumhaven 11kV | Hrs > 95% of Peak | Hrs | 2027 |  | Zone Substation | None
Metro South | Hackham 11kV | Hrs > 95% of Peak | Hrs | 2027 | 7.5 | Zone Substation | N-1
Eastern Hills | Hahndorf 11kV | Hrs > 95% of Peak | Hrs | 2027 | 5 | Zone Substation | None
Mid North | Halbury 11kV | Hrs > 95% of Peak | Hrs | 2027 |  | Zone Substation | None
Mid North | Hamley Bridge 11kV | Hrs > 95% of Peak | Hrs | 2027 | 6.5 | Zone Substation | None
Metro South | Happy Valley 11kV | Hrs > 95% of Peak | Hrs | 2027 | 3 | Zone Substation | None
Metro East | Harrow 11kV | Hrs > 95% of Peak | Hrs | 2027 | 3 | Zone Substation | None
South East | Hatherleigh 11kV | Hrs > 95% of Peak | Hrs | 2027 |  | Zone Substation | None
Upper North | Hawker 11kV | Hrs > 95% of Peak | Hrs | 2027 | 3 | Zone Substation | None
Metro South | Hay Flat 11kV | Hrs > 95% of Peak | Hrs | 2027 |  | Zone Substation | None
Metro West | Henley South 11kV | Hrs > 95% of Peak | Hrs | 2027 | 1 | Zone Substation | None
Eastern Hills | Hermitage 11kV | Hrs > 95% of Peak | Hrs | 2027 | 2 | Zone Substation | None
Metro East | Hillcrest 11kV | Hrs > 95% of Peak | Hrs | 2027 | 3 | Zone Substation | None
Adelaide Central | Hindley Street 11kV | Hrs > 95% of Peak | Hrs | 2027 | 7.5 | Zone Substation | None
Metro East | Holden Hill 11kV | Hrs > 95% of Peak | Hrs | 2027 | 2 | Zone Substation | None
Metro East | Hope Valley 11kV | Hrs > 95% of Peak | Hrs | 2027 | 3 | Zone Substation | None
Eastern Hills | Houghton 7.6kV | Hrs > 95% of Peak | Hrs | 2027 | 4 | Zone Substation | None
Mid North | Hoyleton 11kV | Hrs > 95% of Peak | Hrs | 2027 | 3 | Zone Substation | None
Yorke Peninsula | Hummocks 33kV | Hrs > 95% of Peak | Hrs | 2027 |  | Connection Point | None
Metro East | Ingle Farm 11kV | Hrs > 95% of Peak | Hrs | 2027 | 4.5 | Zone Substation | None
South East | Inverness 11kV | Hrs > 95% of Peak | Hrs | 2027 | 7 | Zone Substation | None
Murraylands | Jabuk 11kV | Hrs > 95% of Peak | Hrs | 2027 |  | Zone Substation | None
Yorke Peninsula | James Well 11kV | Hrs > 95% of Peak | Hrs | 2027 |  | Zone Substation | None
Upper North | Jamestown 11kV | Hrs > 95% of Peak | Hrs | 2027 | 1.5 | Zone Substation | Reverse N-1
Murraylands | Jervois 11kV | Hrs > 95% of Peak | Hrs | 2027 | 9.5 | Zone Substation | None
Yorke Peninsula | Kadina 11kV | Hrs > 95% of Peak | Hrs | 2027 | 1.5 | Zone Substation | None
Yorke Peninsula | Kadina East 33kV | Hrs > 95% of Peak | Hrs | 2027 |  | Connection Point | None
South East | Kalangadoo 11kV | Hrs > 95% of Peak | Hrs | 2027 |  | Zone Substation | None
South East | Kalangadoo West 11kV | Hrs > 95% of Peak | Hrs | 2027 | 1.5 | Zone Substation | None
Eastern Hills | Kanmantoo Copper Mine 11kV | Hrs > 95% of Peak | Hrs | 2027 |  | Connection Point | None
Mid North | Kapunda TF1 11kV | Hrs > 95% of Peak | Hrs | 2027 | 0.5 | Zone Substation | None
Mid North | Kapunda TF2 11kV | Hrs > 95% of Peak | Hrs | 2027 | 1 | Zone Substation | None
Murraylands | Karoonda 11kV | Hrs > 95% of Peak | Hrs | 2027 |  | Zone Substation | Reverse N
South East | Keith 11kV | Hrs > 95% of Peak | Hrs | 2027 | 5.5 | Zone Substation | None
South East | Keith 33kV | Hrs > 95% of Peak | Hrs | 2027 |  | Connection Point | None
Metro East | Kent Town 11kV | Hrs > 95% of Peak | Hrs | 2027 | 1.5 | Zone Substation | None
Eastern Hills | Kersbrook 11kV | Hrs > 95% of Peak | Hrs | 2027 | 4 | Zone Substation | None
Metro South | Keswick 11kV | Hrs > 95% of Peak | Hrs | 2027 | 2.5 | Zone Substation | None
Murraylands | Ki Ki 11kV | Hrs > 95% of Peak | Hrs | 2027 |  | Zone Substation | None
Metro West | Kilburn 11kV | Hrs > 95% of Peak | Hrs | 2027 | 9 | Zone Substation | None
Metro East | Kilburn South 11kV | Hrs > 95% of Peak | Hrs | 2027 | 2.5 | Zone Substation | None
Metro West | Kilkenny 11kV | Hrs > 95% of Peak | Hrs | 2027 | 10.5 | Zone Substation | None
South East | Kincraig 33kV | Hrs > 95% of Peak | Hrs | 2027 |  | Connection Point | None
Metro South | Kingscote 11kV | Hrs > 95% of Peak | Hrs | 2027 | 8 | Zone Substation | None
South East | Kingston SE 11kV | Hrs > 95% of Peak | Hrs | 2027 | 1.5 | Zone Substation | None
Metro South | Kingswood 11kV | Hrs > 95% of Peak | Hrs | 2027 | 5.5 | Zone Substation | None
South East | Kongorong 11kV | Hrs > 95% of Peak | Hrs | 2027 | 3 | Zone Substation | None
South East | Kumorna 11kV | Hrs > 95% of Peak | Hrs | 2027 | 10 | Zone Substation | None
Mid North | Kybunga 11kV | Hrs > 95% of Peak | Hrs | 2027 | 0.5 | Zone Substation | None
Murraylands | Lameroo 11kV | Hrs > 95% of Peak | Hrs | 2027 | 0.5 | Zone Substation | None
Eastern Hills | Langhorne Creek 11kV | Hrs > 95% of Peak | Hrs | 2027 | 4.5 | Zone Substation | None
Metro West | Largs North 11kV | Hrs > 95% of Peak | Hrs | 2027 | 2.5 | Zone Substation | None
Metro West | Lefevre 11kV | Hrs > 95% of Peak | Hrs | 2027 | 0.5 | Zone Substation | None
Upper North | Leigh Creek South 33kV | Hrs > 95% of Peak | Hrs | 2027 |  | Connection Point | None
Metro East | Linden Park 11kV | Hrs > 95% of Peak | Hrs | 2027 | 3.5 | Zone Substation | None
Eyre Peninsula | Little Swamp 11kV | Hrs > 95% of Peak | Hrs | 2027 | 1 | Zone Substation | None
Eastern Hills | Lobethal 11kV | Hrs > 95% of Peak | Hrs | 2027 | 6.5 | Zone Substation | None
Eyre Peninsula | Lock 11kV | Hrs > 95% of Peak | Hrs | 2027 | 0.5 | Zone Substation | None
Riverland | Loveday 11kV | Hrs > 95% of Peak | Hrs | 2027 | 29.5 | Zone Substation | None
Metro South | Lower Mitcham 11kV | Hrs > 95% of Peak | Hrs | 2027 | 3.5 | Zone Substation | None
Riverland | Loxton 11kV | Hrs > 95% of Peak | Hrs | 2027 | 6 | Zone Substation | None
South East | Lucindale 11kV | Hrs > 95% of Peak | Hrs | 2027 | 1.5 | Zone Substation | None
Mid North | Lyndoch 11kV | Hrs > 95% of Peak | Hrs | 2027 | 2.5 | Zone Substation | None
Mid North | Lyndoch South 7.6kV | Hrs > 95% of Peak | Hrs | 2027 | 1.5 | Zone Substation | None
Riverland | Lyrup 11kV | Hrs > 95% of Peak | Hrs | 2027 | 6.5 | Zone Substation | None
Metro South | MacGillivray 11kV | Hrs > 95% of Peak | Hrs | 2027 | 1 | Zone Substation | None
Yorke Peninsula | Maitland 11kV | Hrs > 95% of Peak | Hrs | 2027 | 1.5 | Zone Substation | None
Mid North | Mallala 11kV | Hrs > 95% of Peak | Hrs | 2027 | 1.5 | Zone Substation | None
Murraylands | Mannum 33kV | Hrs > 95% of Peak | Hrs | 2027 |  | Connection Point | None
Murraylands | Mannum Town 7.6kV | Hrs > 95% of Peak | Hrs | 2027 | 2 | Zone Substation | None
Yorke Peninsula | Marion Bay 11kV | Hrs > 95% of Peak | Hrs | 2027 | 1.5 | Zone Substation | None
Mid North | Marrabel 11kV | Hrs > 95% of Peak | Hrs | 2027 | 0.5 | Zone Substation | None
Metro South | McLaren Flat TF1 11kV | Hrs > 95% of Peak | Hrs | 2027 | 1.5 | Zone Substation | None
Metro South | McLaren Flat TF2 11kV | Hrs > 95% of Peak | Hrs | 2027 | 0.5 | Zone Substation | None
Metro South | McLaren Vale 11kV | Hrs > 95% of Peak | Hrs | 2027 | 1 | Zone Substation | None
Metro South | McLaren Vale Vineyard 11kV | Hrs > 95% of Peak | Hrs | 2027 |  | Zone Substation | None
Eastern Hills | Meadows 11kV | Hrs > 95% of Peak | Hrs | 2027 | 3 | Zone Substation | Reverse N-1
Upper North | Melrose 11kV | Hrs > 95% of Peak | Hrs | 2027 | 0.5 | Zone Substation | None
Murraylands | Meningie 11kV | Hrs > 95% of Peak | Hrs | 2027 | 2 | Zone Substation | None
Metro East | Metro East 66kV | Hrs > 95% of Peak | Hrs | 2027 |  | Connection Point | None
Metro North | Metro North 66kV | Hrs > 95% of Peak | Hrs | 2027 |  | Connection Point | None
Metro South | Metro South 66kV | Hrs > 95% of Peak | Hrs | 2027 |  | Connection Point | None
Metro West | Metro West 66kV | Hrs > 95% of Peak | Hrs | 2027 |  | Connection Point | None
Eastern Hills | Milang 11kV | Hrs > 95% of Peak | Hrs | 2027 | 2.5 | Zone Substation | None
South East | Millicent 11kV | Hrs > 95% of Peak | Hrs | 2027 | 12.5 | Zone Substation | None
Yorke Peninsula | Minlaton 11kV | Hrs > 95% of Peak | Hrs | 2027 | 1.5 | Zone Substation | None
Murraylands | Mobilong 33kV | Hrs > 95% of Peak | Hrs | 2027 |  | Connection Point | None
Murraylands | Monarto Central 11kV | Hrs > 95% of Peak | Hrs | 2027 | 1 | Zone Substation | None
Murraylands | Monarto South 11kV | Hrs > 95% of Peak | Hrs | 2027 | 3.5 | Zone Substation | None
Yorke Peninsula | Moonta 11kV | Hrs > 95% of Peak | Hrs | 2027 | 1 | Zone Substation | N-1
Eyre Peninsula | Moorkitabie 11kV | Hrs > 95% of Peak | Hrs | 2027 | 3.5 | Zone Substation | None
Riverland | Morgan 11kV | Hrs > 95% of Peak | Hrs | 2027 | 2.5 | Zone Substation | N
Metro South | Morphett Vale East 11kV | Hrs > 95% of Peak | Hrs | 2027 | 4.5 | Zone Substation | None
Metro South | Morphettville 11kV | Hrs > 95% of Peak | Hrs | 2027 | 40.5 | Zone Substation | None
Eastern Hills | Mount Barker 11kV | Hrs > 95% of Peak | Hrs | 2027 | 6.5 | Zone Substation | None
Eastern Hills | Mount Barker 66kV | Hrs > 95% of Peak | Hrs | 2027 |  | Connection Point | None
South East | Mount Burr 11kV | Hrs > 95% of Peak | Hrs | 2027 |  | Zone Substation | None
South East | Mount Gambier 11kV | Hrs > 95% of Peak | Hrs | 2027 | 5.5 | Zone Substation | None
South East | Mount Gambier 33kV | Hrs > 95% of Peak | Hrs | 2027 |  | Connection Point | None
South East | Mount Gambier North 11kV | Hrs > 95% of Peak | Hrs | 2027 | 2 | Zone Substation | N-1
South East | Mount Gambier West 11kV | Hrs > 95% of Peak | Hrs | 2027 | 13 | Zone Substation | None
Upper North | Mount Gunson 33kV | Hrs > 95% of Peak | Hrs | 2027 |  | Connection Point | None
Eastern Hills | Mount Pleasant 11kV | Hrs > 95% of Peak | Hrs | 2027 | 1.5 | Zone Substation | None
South East | Mount Schank 11kV | Hrs > 95% of Peak | Hrs | 2027 | 5.5 | Zone Substation | None
Murraylands | Murray Bridge North 11kV | Hrs > 95% of Peak | Hrs | 2027 | 1 | Zone Substation | None
Murraylands | Murray Bridge South 11kV | Hrs > 95% of Peak | Hrs | 2027 | 1.5 | Zone Substation | None
Eastern Hills | Mylor 11kV | Hrs > 95% of Peak | Hrs | 2027 | 5 | Zone Substation | None
Murraylands | Mypolonga 11kV | Hrs > 95% of Peak | Hrs | 2027 | 3.5 | Zone Substation | None
Metro South | Myponga 11kV | Hrs > 95% of Peak | Hrs | 2027 | 1.5 | Zone Substation | None
Eastern Hills | Nairne 11kV | Hrs > 95% of Peak | Hrs | 2027 | 0.5 | Zone Substation | Reverse N-1
South East | Nangwarry 11kV | Hrs > 95% of Peak | Hrs | 2027 | 2.5 | Zone Substation | None
South East | Naracoorte 11kV | Hrs > 95% of Peak | Hrs | 2027 | 0.5 | Zone Substation | None
South East | Naracoorte East 11kV | Hrs > 95% of Peak | Hrs | 2027 | 7 | Zone Substation | None
Murraylands | Narrung 11kV | Hrs > 95% of Peak | Hrs | 2027 | 7 | Zone Substation | None
Upper North | Neuroodla 33kV | Hrs > 95% of Peak | Hrs | 2027 |  | Connection Point | None
Metro West | New Osborne 11kV | Hrs > 95% of Peak | Hrs | 2027 | 4.5 | Zone Substation | None
Metro West | New Richmond 11kV | Hrs > 95% of Peak | Hrs | 2027 | 0.5 | Zone Substation | None
Murraylands | Nildottie 11kV | Hrs > 95% of Peak | Hrs | 2027 | 14 | Zone Substation | None
Yorke Peninsula | Ninnes 11kV | Hrs > 95% of Peak | Hrs | 2027 |  | Zone Substation | None
Metro South | Noarlunga Centre 11kV | Hrs > 95% of Peak | Hrs | 2027 | 1 | Zone Substation | None
Metro East | North Adelaide 11kV | Hrs > 95% of Peak | Hrs | 2027 | 4.5 | Zone Substation | None
Metro South | North Unley 11kV | Hrs > 95% of Peak | Hrs | 2027 | 2 | Zone Substation | None
Riverland | North West Bend 66kV | Hrs > 95% of Peak | Hrs | 2027 |  | Connection Point | None
Metro East | Northfield 11kV | Hrs > 95% of Peak | Hrs | 2027 | 4 | Zone Substation | N
Metro East | Norwood 11kV | Hrs > 95% of Peak | Hrs | 2027 | 6.5 | Zone Substation | None
Mid North | Nuriootpa 11kV | Hrs > 95% of Peak | Hrs | 2027 | 2 | Zone Substation | None
Metro South | Oaklands 11kV | Hrs > 95% of Peak | Hrs | 2027 | 3 | Zone Substation | None
Upper North | Orroroo 11kV | Hrs > 95% of Peak | Hrs | 2027 | 7 | Zone Substation | None
South East | Padthaway 11kV | Hrs > 95% of Peak | Hrs | 2027 | 1.5 | Zone Substation | None
Murraylands | Palmer 11kV | Hrs > 95% of Peak | Hrs | 2027 |  | Zone Substation | None
Metro South | Panorama 11kV | Hrs > 95% of Peak | Hrs | 2027 | 3.5 | Zone Substation | None
Metro North | Parafield Gardens 11kV | Hrs > 95% of Peak | Hrs | 2027 | 2 | Zone Substation | None
Metro North | Paralowie 11kV | Hrs > 95% of Peak | Hrs | 2027 | 4 | Zone Substation | None
Murraylands | Parilla 11kV | Hrs > 95% of Peak | Hrs | 2027 | 0.5 | Zone Substation | None
Riverland | Paringa 11kV | Hrs > 95% of Peak | Hrs | 2027 | 3 | Zone Substation | None
Riverland | Paringa 33kV | Hrs > 95% of Peak | Hrs | 2027 | 12 | Zone Substation | None
Yorke Peninsula | Paskeville 11kV | Hrs > 95% of Peak | Hrs | 2027 | 1 | Zone Substation | None
Murraylands | Peake 11kV | Hrs > 95% of Peak | Hrs | 2027 |  | Zone Substation | None
Murraylands | Pellaring Flat 11kV | Hrs > 95% of Peak | Hrs | 2027 |  | Zone Substation | None
Metro North | Penfield 11kV | Hrs > 95% of Peak | Hrs | 2027 | 1 | Zone Substation | None
Metro South | Penneshaw 11kV | Hrs > 95% of Peak | Hrs | 2027 | 40.5 | Zone Substation | None
South East | Penola 11kV | Hrs > 95% of Peak | Hrs | 2027 | 0.5 | Zone Substation | None
South East | Penola West 33kV | Hrs > 95% of Peak | Hrs | 2027 |  | Connection Point | None
Upper North | Peterborough 11kV | Hrs > 95% of Peak | Hrs | 2027 | 11 | Zone Substation | None
Eastern Hills | Piccadilly 11kV | Hrs > 95% of Peak | Hrs | 2027 | 4.5 | Zone Substation | None
Murraylands | Pinnaroo 11kV | Hrs > 95% of Peak | Hrs | 2027 | 3 | Zone Substation | None
Murraylands | Pinnaroo South 11kV | Hrs > 95% of Peak | Hrs | 2027 | 1.5 | Zone Substation | None
Metro South | Plympton 11kV | Hrs > 95% of Peak | Hrs | 2027 | 5 | Zone Substation | None
Eyre Peninsula | Point Boston 11kV | Hrs > 95% of Peak | Hrs | 2027 | 225.5 | Zone Substation | None
Eyre Peninsula | Polda 11kV | Hrs > 95% of Peak | Hrs | 2027 | 6 | Zone Substation | None
Eyre Peninsula | Poonindie 11kV | Hrs > 95% of Peak | Hrs | 2027 | 2 | Zone Substation | None
Metro West | Port Adelaide 11kV | Hrs > 95% of Peak | Hrs | 2027 | 9 | Zone Substation | None
Metro West | Port Adelaide North 11kV | Hrs > 95% of Peak | Hrs | 2027 | 1 | Zone Substation | None
Upper North | Port Augusta 11kV | Hrs > 95% of Peak | Hrs | 2027 | 2.5 | Zone Substation | None
Upper North | Port Augusta West TF1 11kV | Hrs > 95% of Peak | Hrs | 2027 | 2.5 | Zone Substation | None
Upper North | Port Augusta West TF2 11kV | Hrs > 95% of Peak | Hrs | 2027 | 2 | Zone Substation | None
Upper North | Port Broughton 11kV | Hrs > 95% of Peak | Hrs | 2027 | 2 | Zone Substation | None
Yorke Peninsula | Port Clinton 11kV | Hrs > 95% of Peak | Hrs | 2027 | 1.5 | Zone Substation | None
Upper North | Port Germein 11kV | Hrs > 95% of Peak | Hrs | 2027 | 3 | Zone Substation | None
Yorke Peninsula | Port Giles 11kV | Hrs > 95% of Peak | Hrs | 2027 | 1 | Zone Substation | None
Yorke Peninsula | Port Julia 11kV | Hrs > 95% of Peak | Hrs | 2027 | 9.5 | Zone Substation | None
Eyre Peninsula | Port Lincoln City 11kV | Hrs > 95% of Peak | Hrs | 2027 | 4.5 | Zone Substation | None
Eyre Peninsula | Port Lincoln Docks 11kV | Hrs > 95% of Peak | Hrs | 2027 | 2 | Zone Substation | None
Eyre Peninsula | Port Lincoln Marina 11kV | Hrs > 95% of Peak | Hrs | 2027 | 2 | Zone Substation | None
Eyre Peninsula | Port Lincoln Terminal 33kV | Hrs > 95% of Peak | Hrs | 2027 |  | Connection Point | None
Metro South | Port Noarlunga 11kV | Hrs > 95% of Peak | Hrs | 2027 | 2.5 | Zone Substation | None
Upper North | Port Pirie Bungama 33kV | Hrs > 95% of Peak | Hrs | 2027 |  | Connection Point | None
Upper North | Port Pirie South 11kV | Hrs > 95% of Peak | Hrs | 2027 | 4 | Zone Substation | None
Metro South | Port Stanvac 11kV | Hrs > 95% of Peak | Hrs | 2027 | 3.5 | Zone Substation | None
Metro South | Port Stanvac TF2 11kV | Hrs > 95% of Peak | Hrs | 2027 |  | Zone Substation | None
Yorke Peninsula | Port Vincent 11kV | Hrs > 95% of Peak | Hrs | 2027 | 0.5 | Zone Substation | None
Riverland | Portee 11kV | Hrs > 95% of Peak | Hrs | 2027 | 1 | Zone Substation | N
Metro East | Prospect 11kV | Hrs > 95% of Peak | Hrs | 2027 | 4 | Zone Substation | None
Murraylands | Punyelroo 11kV | Hrs > 95% of Peak | Hrs | 2027 | 1.5 | Zone Substation | None
Riverland | Pyap 11kV | Hrs > 95% of Peak | Hrs | 2027 | 2 | Zone Substation | None
Riverland | Qualco 11kV | Hrs > 95% of Peak | Hrs | 2027 | 3 | Zone Substation | N
Metro West | Queenstown 11kV | Hrs > 95% of Peak | Hrs | 2027 | 1.5 | Zone Substation | None
Upper North | Quorn 11kV | Hrs > 95% of Peak | Hrs | 2027 | 2 | Zone Substation | None
Riverland | Ramco 11kV | Hrs > 95% of Peak | Hrs | 2027 | 3 | Zone Substation | None
Metro South | Rapid Bay 11kV | Hrs > 95% of Peak | Hrs | 2027 | 1 | Zone Substation | None
Riverland | Renmark 11kV | Hrs > 95% of Peak | Hrs | 2027 | 3 | Zone Substation | None
Mid North | Riverton 11kV | Hrs > 95% of Peak | Hrs | 2027 | 1 | Zone Substation | None
South East | Robe 7.6kV | Hrs > 95% of Peak | Hrs | 2027 | 2.5 | Zone Substation | None
Mid North | Robertstown 11kV | Hrs > 95% of Peak | Hrs | 2027 | 2.5 | Zone Substation | None
Riverland | Roonka 11kV | Hrs > 95% of Peak | Hrs | 2027 | 2 | Zone Substation | None
Eyre Peninsula | Rudall 11kV | Hrs > 95% of Peak | Hrs | 2027 |  | Zone Substation | None
Metro North | Salisbury 11kV | Hrs > 95% of Peak | Hrs | 2027 | 4.5 | Zone Substation | N
Metro South | Salt Cliffs 11kV | Hrs > 95% of Peak | Hrs | 2027 |  | Zone Substation | None
Mid North | Sandy Creek 11kV | Hrs > 95% of Peak | Hrs | 2027 | 2.5 | Zone Substation | None
Metro South | Seacombe 11kV | Hrs > 95% of Peak | Hrs | 2027 | 3 | Zone Substation | None
Metro South | Seaford 11kV | Hrs > 95% of Peak | Hrs | 2027 | 0.5 | Zone Substation | None
Metro South | Second Valley 11kV | Hrs > 95% of Peak | Hrs | 2027 | 0.5 | Zone Substation | None
Metro South | Sheidow Park 11kV | Hrs > 95% of Peak | Hrs | 2027 | 2 | Zone Substation | Reverse N-1
Murraylands | Sherlock 11kV | Hrs > 95% of Peak | Hrs | 2027 |  | Zone Substation | None
Metro North | Smithfield West 11kV | Hrs > 95% of Peak | Hrs | 2027 | 2.5 | Zone Substation | N-1
South East | Snuggery Rural 33kV | Hrs > 95% of Peak | Hrs | 2027 |  | Connection Point | None
South East | South End 11kV | Hrs > 95% of Peak | Hrs | 2027 | 1 | Zone Substation | Reverse N-1
Mid North | Spalding 11kV | Hrs > 95% of Peak | Hrs | 2027 | 4.5 | Zone Substation | None
Metro South | Square Water Hole 11kV | Hrs > 95% of Peak | Hrs | 2027 | 3 | Zone Substation | None
Yorke Peninsula | Stansbury 11kV | Hrs > 95% of Peak | Hrs | 2027 | 0.5 | Zone Substation | None
Eastern Hills | Stirling East 11kV | Hrs > 95% of Peak | Hrs | 2027 | 2 | Zone Substation | None
Upper North | Stirling North 1 11kV | Hrs > 95% of Peak | Hrs | 2027 | 4 | Zone Substation | None
Upper North | Stirling North 2 11kV | Hrs > 95% of Peak | Hrs | 2027 | 2 | Zone Substation | None
Mid North | Stockwell TF1 11kV | Hrs > 95% of Peak | Hrs | 2027 | 11.5 | Zone Substation | None
Mid North | Stockwell TF2 11kV | Hrs > 95% of Peak | Hrs | 2027 | 7 | Zone Substation | None
Eyre Peninsula | Stony Point 11kV | Hrs > 95% of Peak | Hrs | 2027 |  | Connection Point | None
Eastern Hills | Strathalbyn 11kV | Hrs > 95% of Peak | Hrs | 2027 | 0.5 | Zone Substation | None
Eyre Peninsula | Streaky Bay 11kV | Hrs > 95% of Peak | Hrs | 2027 | 83.5 | Zone Substation | Reverse N-1
Riverland | Swan Reach 11kV | Hrs > 95% of Peak | Hrs | 2027 | 8 | Zone Substation | None
Riverland | Swan Reach 33kV | Hrs > 95% of Peak | Hrs | 2027 | 0.5 | Zone Substation | None
Murraylands | Tailem Bend 33kV | Hrs > 95% of Peak | Hrs | 2027 |  | Connection Point | None
Murraylands | Tailem Bend Town 11kV | Hrs > 95% of Peak | Hrs | 2027 | 5 | Zone Substation | None
South East | Tantanoola 11kV | Hrs > 95% of Peak | Hrs | 2027 | 4 | Zone Substation | None
Eyre Peninsula | Tarlton 11kV | Hrs > 95% of Peak | Hrs | 2027 | 4.5 | Zone Substation | None
South East | Tarpeena South 11kV | Hrs > 95% of Peak | Hrs | 2027 | 3.5 | Zone Substation | N-1
Metro East | Tea Tree Gully 11kV | Hrs > 95% of Peak | Hrs | 2027 | 4.5 | Zone Substation | None
Murraylands | Teal Flat 11kV | Hrs > 95% of Peak | Hrs | 2027 | 1 | Zone Substation | None
Upper North | Telowie 11kV | Hrs > 95% of Peak | Hrs | 2027 | 2 | Zone Substation | None
Mid North | Templers 33kV | Hrs > 95% of Peak | Hrs | 2027 |  | Connection Point | None
Metro West | Thebarton 11kV | Hrs > 95% of Peak | Hrs | 2027 | 1.5 | Zone Substation | None
South East | Tintinara 11kV | Hrs > 95% of Peak | Hrs | 2027 | 4 | Zone Substation | None
Metro South | Tonsley Park 11kV | Hrs > 95% of Peak | Hrs | 2027 | 1 | Zone Substation | None
Eyre Peninsula | Tumby Bay 11kV | Hrs > 95% of Peak | Hrs | 2027 | 6.5 | Zone Substation | None
Metro North | Two Wells 11kV | Hrs > 95% of Peak | Hrs | 2027 | 2 | Zone Substation | N-1
Eyre Peninsula | Uley 11kV | Hrs > 95% of Peak | Hrs | 2027 | 2 | Zone Substation | None
Eyre Peninsula | Uley South 11kV | Hrs > 95% of Peak | Hrs | 2027 | 22 | Zone Substation | None
Eastern Hills | Uraidla 11kV | Hrs > 95% of Peak | Hrs | 2027 | 3.5 | Zone Substation | None
Eastern Hills | Uraidla 33kV | Hrs > 95% of Peak | Hrs | 2027 | 16.5 | Zone Substation | None
Eastern Hills | Verdun 11kV | Hrs > 95% of Peak | Hrs | 2027 | 4 | Zone Substation | None
Metro South | Victor Harbor 11kV | Hrs > 95% of Peak | Hrs | 2027 | 1 | Zone Substation | None
Metro North | Virginia 11kV | Hrs > 95% of Peak | Hrs | 2027 | 1.5 | Zone Substation | None
Riverland | Waikerie 11kV | Hrs > 95% of Peak | Hrs | 2027 | 2 | Zone Substation | None
Murraylands | Walker Flat 11kV | Hrs > 95% of Peak | Hrs | 2027 | 3 | Zone Substation | None
Yorke Peninsula | Wallaroo 11kV | Hrs > 95% of Peak | Hrs | 2027 | 1.5 | Zone Substation | None
Yorke Peninsula | Warooka 11kV | Hrs > 95% of Peak | Hrs | 2027 | 2 | Zone Substation | None
Mid North | Wasleys 11kV | Hrs > 95% of Peak | Hrs | 2027 | 1 | Zone Substation | None
Mid North | Waterloo 33kV | Hrs > 95% of Peak | Hrs | 2027 |  | Connection Point | None
Mid North | Waterloo Town 11kV | Hrs > 95% of Peak | Hrs | 2027 | 6.5 | Zone Substation | None
Murraylands | White Sands 11kV | Hrs > 95% of Peak | Hrs | 2027 | 11 | Zone Substation | None
Adelaide Central | Whitmore Square 11kV | Hrs > 95% of Peak | Hrs | 2027 | 5 | Zone Substation | None
Eyre Peninsula | Whyalla Central 33kV | Hrs > 95% of Peak | Hrs | 2027 |  | Connection Point | None
Eyre Peninsula | Whyalla City 11kV | Hrs > 95% of Peak | Hrs | 2027 | 1 | Zone Substation | None
Eyre Peninsula | Whyalla North 11kV | Hrs > 95% of Peak | Hrs | 2027 | 0.5 | Zone Substation | None
Eyre Peninsula | Whyalla Stuart 11kV | Hrs > 95% of Peak | Hrs | 2027 | 0.5 | Zone Substation | None
Mid North | Williamstown 11kV | Hrs > 95% of Peak | Hrs | 2027 | 0.5 | Zone Substation | None
Mid North | Williamstown South 11kV | Hrs > 95% of Peak | Hrs | 2027 | 1.5 | Zone Substation | None
Metro South | Willunga 11kV | Hrs > 95% of Peak | Hrs | 2027 | 92 | Zone Substation | None
Metro South | Willunga 33kV | Hrs > 95% of Peak | Hrs | 2027 | 0.5 | Zone Substation | None
Upper North | Wilmington 11kV | Hrs > 95% of Peak | Hrs | 2027 | 2 | Zone Substation | None
Upper North | Wirrabara Forest 11kV | Hrs > 95% of Peak | Hrs | 2027 | 20 | Zone Substation | None
Upper North | Wirrabara South 11kV | Hrs > 95% of Peak | Hrs | 2027 |  | Zone Substation | None
Metro South | Wirrina Cove 11kV | Hrs > 95% of Peak | Hrs | 2027 |  | Zone Substation | None
Upper North | Wongyarra 11kV | Hrs > 95% of Peak | Hrs | 2027 |  | Zone Substation | None
Metro East | Woodforde 11kV | Hrs > 95% of Peak | Hrs | 2027 | 0.5 | Zone Substation | None
Murraylands | Woods Point 11kV | Hrs > 95% of Peak | Hrs | 2027 | 2.5 | Zone Substation | None
Eastern Hills | Woodside 11kV | Hrs > 95% of Peak | Hrs | 2027 | 2 | Zone Substation | Reverse N-1
Metro West | Woodville 11kV | Hrs > 95% of Peak | Hrs | 2027 | 2 | Zone Substation | None
Metro West | Woodville 33kV | Hrs > 95% of Peak | Hrs | 2027 | 11231.5 | Zone Substation | None
Riverland | Woolpunda 11kV | Hrs > 95% of Peak | Hrs | 2027 | 10.5 | Zone Substation | None
Eyre Peninsula | Wudinna 11kV | Hrs > 95% of Peak | Hrs | 2027 | 5.5 | Zone Substation | None
Eyre Peninsula | Wudinna 66kV | Hrs > 95% of Peak | Hrs | 2027 |  | Connection Point | None
Eyre Peninsula | Yadnarie 66kV | Hrs > 95% of Peak | Hrs | 2027 |  | Connection Point | None
Metro South | Yankalilla 11kV | Hrs > 95% of Peak | Hrs | 2027 | 1.5 | Zone Substation | None
Metro South | Yankalilla 33kV | Hrs > 95% of Peak | Hrs | 2027 | 0.5 | Zone Substation | None
Metro South | Yankalilla Hill 11kV | Hrs > 95% of Peak | Hrs | 2027 |  | Zone Substation | None
Upper North | Yongala 11kV | Hrs > 95% of Peak | Hrs | 2027 | 8 | Zone Substation | None
Yorke Peninsula | Yorketown 11kV | Hrs > 95% of Peak | Hrs | 2027 | 1 | Zone Substation | None
Adelaide Central | ACR 66kV | Hrs > 95% of Peak | Hrs | 2028 |  | Connection Point | None
Eastern Hills | Aldgate 11kV | Hrs > 95% of Peak | Hrs | 2028 | 7.5 | Zone Substation | None
Metro South | Aldinga 11kV | Hrs > 95% of Peak | Hrs | 2028 | 1.5 | Zone Substation | None
South East | Allendale East 11kV | Hrs > 95% of Peak | Hrs | 2028 | 1.5 | Zone Substation | None
Mid North | Alma 11kV | Hrs > 95% of Peak | Hrs | 2028 |  | Zone Substation | None
Metro South | American River 11kV | Hrs > 95% of Peak | Hrs | 2028 | 0.5 | Zone Substation | None
Eastern Hills | Angas Creek 33kV | Hrs > 95% of Peak | Hrs | 2028 |  | Connection Point | None
Mid North | Angaston 11kV | Hrs > 95% of Peak | Hrs | 2028 | 7 | Zone Substation | None
Metro North | Angle Vale 11kV | Hrs > 95% of Peak | Hrs | 2028 | 5 | Zone Substation | None
Yorke Peninsula | Ardrossan 11kV | Hrs > 95% of Peak | Hrs | 2028 | 1 | Zone Substation | None
Yorke Peninsula | Ardrossan West 33kV | Hrs > 95% of Peak | Hrs | 2028 |  | Connection Point | None
Eyre Peninsula | Arno Bay 11kV | Hrs > 95% of Peak | Hrs | 2028 | 2.5 | Zone Substation | None
Metro South | Ascot Park 11kV | Hrs > 95% of Peak | Hrs | 2028 | 1 | Zone Substation | N
Metro West | Athol Park 11kV | Hrs > 95% of Peak | Hrs | 2028 | 1 | Zone Substation | None
Mid North | Auburn 11kV | Hrs > 95% of Peak | Hrs | 2028 | 0.5 | Zone Substation | None
Yorke Peninsula | Balaklava 7.6kV | Hrs > 95% of Peak | Hrs | 2028 | 1.5 | Zone Substation | None
Eastern Hills | Balhannah 33kV | Hrs > 95% of Peak | Hrs | 2028 | 4 | Zone Substation | None
Upper North | Baroota 33kV | Hrs > 95% of Peak | Hrs | 2028 |  | Connection Point | None
Upper North | Baroota Town 11kV | Hrs > 95% of Peak | Hrs | 2028 | 5.5 | Zone Substation | None
Mid North | Barossa South TF1 11kV | Hrs > 95% of Peak | Hrs | 2028 | 2 | Zone Substation | None
Mid North | Barossa South TF2 11kV | Hrs > 95% of Peak | Hrs | 2028 | 1.5 | Zone Substation | None
South East | Beachport 11kV | Hrs > 95% of Peak | Hrs | 2028 | 1 | Zone Substation | None
Murraylands | Belvedere Road 7.6kV | Hrs > 95% of Peak | Hrs | 2028 | 7 | Zone Substation | None
Riverland | Berri 11kV | Hrs > 95% of Peak | Hrs | 2028 | 2 | Zone Substation | None
Riverland | Berri 66kV | Hrs > 95% of Peak | Hrs | 2028 |  | Connection Point | None
Murraylands | Binnies 11kV | Hrs > 95% of Peak | Hrs | 2028 | 8 | Zone Substation | None
Eastern Hills | Birdwood 11kV | Hrs > 95% of Peak | Hrs | 2028 | 0.5 | Zone Substation | None
Yorke Peninsula | Black Point 11kV | Hrs > 95% of Peak | Hrs | 2028 |  | Zone Substation | None
Metro West | Blackpool 11kV | Hrs > 95% of Peak | Hrs | 2028 | 2.5 | Zone Substation | None
Metro South | Blackwood 11kV | Hrs > 95% of Peak | Hrs | 2028 | 2 | Zone Substation | None
South East | Blanche 33kV | Hrs > 95% of Peak | Hrs | 2028 |  | Connection Point | None
Upper North | Booleroo Centre 11kV | Hrs > 95% of Peak | Hrs | 2028 | 4 | Zone Substation | None
Eyre Peninsula | Boothby 33kV | Hrs > 95% of Peak | Hrs | 2028 | 4 | Zone Substation | N-1
Upper North | Booyoolie 11kV | Hrs > 95% of Peak | Hrs | 2028 |  | Zone Substation | None
South East | Bordertown 11kV | Hrs > 95% of Peak | Hrs | 2028 | 2 | Zone Substation | N-1
Mid North | Brinkworth 33kV | Hrs > 95% of Peak | Hrs | 2028 |  | Connection Point | None
Mid North | Brinkworth Town 11kV | Hrs > 95% of Peak | Hrs | 2028 | 3 | Zone Substation | None
Eastern Hills | Brukunga 11kV | Hrs > 95% of Peak | Hrs | 2028 | 6 | Zone Substation | None
Upper North | Bungama Napperby 11kV | Hrs > 95% of Peak | Hrs | 2028 | 2 | Zone Substation | None
Metro East | Burnside 11kV | Hrs > 95% of Peak | Hrs | 2028 | 1 | Zone Substation | None
Mid North | Burra TF2 11kV | Hrs > 95% of Peak | Hrs | 2028 | 1 | Zone Substation | None
Riverland | Cadell 11kV | Hrs > 95% of Peak | Hrs | 2028 | 6 | Zone Substation | None
Murraylands | Caloote 11kV | Hrs > 95% of Peak | Hrs | 2028 | 4.5 | Zone Substation | None
Upper North | Caltowie 11kV | Hrs > 95% of Peak | Hrs | 2028 | 1 | Zone Substation | None
Murraylands | Cambrai 11kV | Hrs > 95% of Peak | Hrs | 2028 | 6.5 | Zone Substation | None
Murraylands | Campbell Park 11kV | Hrs > 95% of Peak | Hrs | 2028 | 6 | Zone Substation | None
Metro East | Campbelltown 11kV | Hrs > 95% of Peak | Hrs | 2028 | 6 | Zone Substation | None
Metro South | Cape Jervis 11kV | Hrs > 95% of Peak | Hrs | 2028 | 2 | Zone Substation | None
Metro South | Cape Jervis 33kV | Hrs > 95% of Peak | Hrs | 2028 | 10.5 | Zone Substation | N-1
Eyre Peninsula | Caralue 11kV | Hrs > 95% of Peak | Hrs | 2028 | 2 | Zone Substation | None
Metro West | Cavan 11kV | Hrs > 95% of Peak | Hrs | 2028 | 0.5 | Zone Substation | None
Adelaide Central | CBD 33kV | Hrs > 95% of Peak | Hrs | 2028 | 2 | Zone Substation | None
Eyre Peninsula | Ceduna 11kV | Hrs > 95% of Peak | Hrs | 2028 | 3 | Zone Substation | None
Eastern Hills | Chain of Ponds 11kV | Hrs > 95% of Peak | Hrs | 2028 | 1 | Zone Substation | None
Metro West | Cheltenham 11kV | Hrs > 95% of Peak | Hrs | 2028 | 1.5 | Zone Substation | None
Metro West | Cheltenham 33kV | Hrs > 95% of Peak | Hrs | 2028 | 2.5 | Zone Substation | None
Mid North | Clare 11kV | Hrs > 95% of Peak | Hrs | 2028 | 9 | Zone Substation | None
Mid North | Clare North 33kV | Hrs > 95% of Peak | Hrs | 2028 |  | Connection Point | None
Metro South | Clarence Gardens 11kV | Hrs > 95% of Peak | Hrs | 2028 | 3 | Zone Substation | None
Metro South | Clarendon 11kV | Hrs > 95% of Peak | Hrs | 2028 | 1 | Zone Substation | None
Metro East | Clearview 11kV | Hrs > 95% of Peak | Hrs | 2028 | 4.5 | Zone Substation | N
Eyre Peninsula | Cleve 11kV | Hrs > 95% of Peak | Hrs | 2028 | 3 | Zone Substation | None
Eyre Peninsula | Cleve 33kV | Hrs > 95% of Peak | Hrs | 2028 | 1.5 | Zone Substation | N-1
Eyre Peninsula | Coffin Bay 11kV | Hrs > 95% of Peak | Hrs | 2028 | 1.5 | Zone Substation | None
Mid North | Collinsfield 11kV | Hrs > 95% of Peak | Hrs | 2028 | 4 | Zone Substation | None
Murraylands | Coomandook 11kV | Hrs > 95% of Peak | Hrs | 2028 | 1.5 | Zone Substation | None
Murraylands | Coonalpyn 11kV | Hrs > 95% of Peak | Hrs | 2028 | 5.5 | Zone Substation | None
South East | Coonawarra 11kV | Hrs > 95% of Peak | Hrs | 2028 | 1.5 | Zone Substation | None
Upper North | Copley Nepabunna 33kV | Hrs > 95% of Peak | Hrs | 2028 | 2458 | Zone Substation | N-1
Riverland | Cordola 11kV | Hrs > 95% of Peak | Hrs | 2028 | 2 | Zone Substation | None
Adelaide Central | Coromandel Place 11kV | Hrs > 95% of Peak | Hrs | 2028 | 9 | Zone Substation | None
Eyre Peninsula | Cowell 11kV | Hrs > 95% of Peak | Hrs | 2028 | 3.5 | Zone Substation | None
Metro West | Croydon 11kV | Hrs > 95% of Peak | Hrs | 2028 | 5 | Zone Substation | None
Metro West | Croydon Park 11kV | Hrs > 95% of Peak | Hrs | 2028 | 5.5 | Zone Substation | None
Upper North | Crystal Brook 11kV | Hrs > 95% of Peak | Hrs | 2028 | 1.5 | Zone Substation | None
Metro South | Cudmore Park 11kV | Hrs > 95% of Peak | Hrs | 2028 | 3 | Zone Substation | None
Eyre Peninsula | Cummins 11kV | Hrs > 95% of Peak | Hrs | 2028 | 0.5 | Zone Substation | None
Yorke Peninsula | Curramulka 7.6kV | Hrs > 95% of Peak | Hrs | 2028 |  | Zone Substation | None
Yorke Peninsula | Curramulka South 11kV | Hrs > 95% of Peak | Hrs | 2028 |  | Zone Substation | None
Yorke Peninsula | Dalrymple 33kV | Hrs > 95% of Peak | Hrs | 2028 |  | Connection Point | None
Eyre Peninsula | Darke Peak 11kV | Hrs > 95% of Peak | Hrs | 2028 | 1.5 | Zone Substation | None
Upper North | Davenport West 33kV | Hrs > 95% of Peak | Hrs | 2028 |  | Connection Point | None
Eastern Hills | Deloraine 11kV | Hrs > 95% of Peak | Hrs | 2028 |  | Zone Substation | None
Metro North | Direk 11kV | Hrs > 95% of Peak | Hrs | 2028 | 2 | Zone Substation | None
Mid North | Dorrien 33kV | Hrs > 95% of Peak | Hrs | 2028 |  | Connection Point | None
Mid North | Dorrien TF4 11kV | Hrs > 95% of Peak | Hrs | 2028 | 1 | Zone Substation | None
Mid North | Dorrien TF5 11kV | Hrs > 95% of Peak | Hrs | 2028 | 1 | Zone Substation | None
Yorke Peninsula | Dowlingville 11kV | Hrs > 95% of Peak | Hrs | 2028 |  | Zone Substation | None
Adelaide Central | East Terrace 11kV | Hrs > 95% of Peak | Hrs | 2028 | 5 | Zone Substation | None
Metro North | Edinburgh 11kV | Hrs > 95% of Peak | Hrs | 2028 | 9 | Zone Substation | None
Yorke Peninsula | Edithburgh 11kV | Hrs > 95% of Peak | Hrs | 2028 | 1 | Zone Substation | None
Metro North | Elizabeth Downs 11kV | Hrs > 95% of Peak | Hrs | 2028 | 2 | Zone Substation | None
Metro North | Elizabeth Heights 11kV | Hrs > 95% of Peak | Hrs | 2028 | 3.5 | Zone Substation | None
Metro North | Elizabeth South 11kV | Hrs > 95% of Peak | Hrs | 2028 | 5 | Zone Substation | None
Mid North | Eudunda 11kV | Hrs > 95% of Peak | Hrs | 2028 | 0.5 | Zone Substation | None
Metro North | Evanston 11kV | Hrs > 95% of Peak | Hrs | 2028 | 7 | Zone Substation | N-1
Metro North | Evanston 33kV | Hrs > 95% of Peak | Hrs | 2028 | 10981.5 | Zone Substation | None
Metro West | Findon 11kV | Hrs > 95% of Peak | Hrs | 2028 | 3.5 | Zone Substation | None
Metro West | Flinders Park 11kV | Hrs > 95% of Peak | Hrs | 2028 | 3 | Zone Substation | None
Mid North | Florieton SWER 19kV | Hrs > 95% of Peak | Hrs | 2028 |  | Connection Point | None
Eastern Hills | Forreston 11kV | Hrs > 95% of Peak | Hrs | 2028 | 1.5 | Zone Substation | None
Mid North | Freeling 11kV | Hrs > 95% of Peak | Hrs | 2028 | 3 | Zone Substation | None
Mid North | Freeling North 11kV | Hrs > 95% of Peak | Hrs | 2028 | 3 | Zone Substation | None
Metro West | Fulham Gardens 11kV | Hrs > 95% of Peak | Hrs | 2028 | 2.5 | Zone Substation | None
Upper North | Fullerville 11kV | Hrs > 95% of Peak | Hrs | 2028 |  | Zone Substation | None
Mid North | Gawler Belt TF1 11kV | Hrs > 95% of Peak | Hrs | 2028 | 0.5 | Zone Substation | None
Mid North | Gawler Belt TF2 11kV | Hrs > 95% of Peak | Hrs | 2028 | 2 | Zone Substation | None
Mid North | Georgetown 11kV | Hrs > 95% of Peak | Hrs | 2028 | 0.5 | Zone Substation | None
Murraylands | Geranium 11kV | Hrs > 95% of Peak | Hrs | 2028 | 2.5 | Zone Substation | None
Upper North | Gladstone 11kV | Hrs > 95% of Peak | Hrs | 2028 | 4 | Zone Substation | None
Metro West | Glanville 11kV | Hrs > 95% of Peak | Hrs | 2028 | 2.5 | Zone Substation | None
South East | Glencoe 11kV | Hrs > 95% of Peak | Hrs | 2028 | 7 | Zone Substation | None
Metro South | Glenelg North 11kV | Hrs > 95% of Peak | Hrs | 2028 | 2 | Zone Substation | None
Riverland | Glossop 11kV | Hrs > 95% of Peak | Hrs | 2028 | 10 | Zone Substation | None
Metro East | Golden Grove 11kV | Hrs > 95% of Peak | Hrs | 2028 | 3.5 | Zone Substation | None
Mid North | Gomersal North 11kV | Hrs > 95% of Peak | Hrs | 2028 | 3 | Zone Substation | None
Metro South | Goolwa 11kV | Hrs > 95% of Peak | Hrs | 2028 | 1.5 | Zone Substation | None
Mid North | Gulnare 11kV | Hrs > 95% of Peak | Hrs | 2028 |  | Zone Substation | None
Eastern Hills | Gumeracha 11kV | Hrs > 95% of Peak | Hrs | 2028 |  | Zone Substation | None
Eastern Hills | Gumeracha Weir 11kV | Hrs > 95% of Peak | Hrs | 2028 |  | Zone Substation | None
Eastern Hills | Gumhaven 11kV | Hrs > 95% of Peak | Hrs | 2028 |  | Zone Substation | None
Metro South | Hackham 11kV | Hrs > 95% of Peak | Hrs | 2028 | 7.5 | Zone Substation | N-1
Eastern Hills | Hahndorf 11kV | Hrs > 95% of Peak | Hrs | 2028 | 5 | Zone Substation | None
Mid North | Halbury 11kV | Hrs > 95% of Peak | Hrs | 2028 |  | Zone Substation | None
Mid North | Hamley Bridge 11kV | Hrs > 95% of Peak | Hrs | 2028 | 6.5 | Zone Substation | None
Metro South | Happy Valley 11kV | Hrs > 95% of Peak | Hrs | 2028 | 3 | Zone Substation | None
Metro East | Harrow 11kV | Hrs > 95% of Peak | Hrs | 2028 | 3 | Zone Substation | None
South East | Hatherleigh 11kV | Hrs > 95% of Peak | Hrs | 2028 |  | Zone Substation | None
Upper North | Hawker 11kV | Hrs > 95% of Peak | Hrs | 2028 | 3 | Zone Substation | None
Metro South | Hay Flat 11kV | Hrs > 95% of Peak | Hrs | 2028 |  | Zone Substation | None
Metro West | Henley South 11kV | Hrs > 95% of Peak | Hrs | 2028 | 1 | Zone Substation | None
Eastern Hills | Hermitage 11kV | Hrs > 95% of Peak | Hrs | 2028 | 2 | Zone Substation | None
Metro East | Hillcrest 11kV | Hrs > 95% of Peak | Hrs | 2028 | 3 | Zone Substation | None
Adelaide Central | Hindley Street 11kV | Hrs > 95% of Peak | Hrs | 2028 | 7.5 | Zone Substation | None
Metro East | Holden Hill 11kV | Hrs > 95% of Peak | Hrs | 2028 | 2 | Zone Substation | None
Metro East | Hope Valley 11kV | Hrs > 95% of Peak | Hrs | 2028 | 3 | Zone Substation | None
Eastern Hills | Houghton 7.6kV | Hrs > 95% of Peak | Hrs | 2028 | 4 | Zone Substation | None
Mid North | Hoyleton 11kV | Hrs > 95% of Peak | Hrs | 2028 | 3 | Zone Substation | None
Yorke Peninsula | Hummocks 33kV | Hrs > 95% of Peak | Hrs | 2028 |  | Connection Point | None
Metro East | Ingle Farm 11kV | Hrs > 95% of Peak | Hrs | 2028 | 4.5 | Zone Substation | None
South East | Inverness 11kV | Hrs > 95% of Peak | Hrs | 2028 | 7 | Zone Substation | None
Murraylands | Jabuk 11kV | Hrs > 95% of Peak | Hrs | 2028 |  | Zone Substation | None
Yorke Peninsula | James Well 11kV | Hrs > 95% of Peak | Hrs | 2028 |  | Zone Substation | None
Upper North | Jamestown 11kV | Hrs > 95% of Peak | Hrs | 2028 | 1.5 | Zone Substation | Reverse N-1
Murraylands | Jervois 11kV | Hrs > 95% of Peak | Hrs | 2028 | 9.5 | Zone Substation | None
Yorke Peninsula | Kadina 11kV | Hrs > 95% of Peak | Hrs | 2028 | 1.5 | Zone Substation | None
Yorke Peninsula | Kadina East 33kV | Hrs > 95% of Peak | Hrs | 2028 |  | Connection Point | None
South East | Kalangadoo 11kV | Hrs > 95% of Peak | Hrs | 2028 |  | Zone Substation | None
South East | Kalangadoo West 11kV | Hrs > 95% of Peak | Hrs | 2028 | 1.5 | Zone Substation | None
Eastern Hills | Kanmantoo Copper Mine 11kV | Hrs > 95% of Peak | Hrs | 2028 |  | Connection Point | None
Mid North | Kapunda TF1 11kV | Hrs > 95% of Peak | Hrs | 2028 | 0.5 | Zone Substation | None
Mid North | Kapunda TF2 11kV | Hrs > 95% of Peak | Hrs | 2028 | 1 | Zone Substation | None
Murraylands | Karoonda 11kV | Hrs > 95% of Peak | Hrs | 2028 |  | Zone Substation | Reverse N
South East | Keith 11kV | Hrs > 95% of Peak | Hrs | 2028 | 5.5 | Zone Substation | None
South East | Keith 33kV | Hrs > 95% of Peak | Hrs | 2028 |  | Connection Point | None
Metro East | Kent Town 11kV | Hrs > 95% of Peak | Hrs | 2028 | 1.5 | Zone Substation | None
Eastern Hills | Kersbrook 11kV | Hrs > 95% of Peak | Hrs | 2028 | 4 | Zone Substation | None
Metro South | Keswick 11kV | Hrs > 95% of Peak | Hrs | 2028 | 2.5 | Zone Substation | None
Murraylands | Ki Ki 11kV | Hrs > 95% of Peak | Hrs | 2028 |  | Zone Substation | None
Metro West | Kilburn 11kV | Hrs > 95% of Peak | Hrs | 2028 | 9 | Zone Substation | None
Metro East | Kilburn South 11kV | Hrs > 95% of Peak | Hrs | 2028 | 2.5 | Zone Substation | None
Metro West | Kilkenny 11kV | Hrs > 95% of Peak | Hrs | 2028 | 10.5 | Zone Substation | None
South East | Kincraig 33kV | Hrs > 95% of Peak | Hrs | 2028 |  | Connection Point | None
Metro South | Kingscote 11kV | Hrs > 95% of Peak | Hrs | 2028 | 8 | Zone Substation | None
South East | Kingston SE 11kV | Hrs > 95% of Peak | Hrs | 2028 | 1.5 | Zone Substation | None
Metro South | Kingswood 11kV | Hrs > 95% of Peak | Hrs | 2028 | 5.5 | Zone Substation | None
South East | Kongorong 11kV | Hrs > 95% of Peak | Hrs | 2028 | 3 | Zone Substation | None
South East | Kumorna 11kV | Hrs > 95% of Peak | Hrs | 2028 | 10 | Zone Substation | None
Mid North | Kybunga 11kV | Hrs > 95% of Peak | Hrs | 2028 | 0.5 | Zone Substation | None
Murraylands | Lameroo 11kV | Hrs > 95% of Peak | Hrs | 2028 | 0.5 | Zone Substation | None
Eastern Hills | Langhorne Creek 11kV | Hrs > 95% of Peak | Hrs | 2028 | 4.5 | Zone Substation | None
Metro West | Largs North 11kV | Hrs > 95% of Peak | Hrs | 2028 | 2.5 | Zone Substation | None
Metro West | Lefevre 11kV | Hrs > 95% of Peak | Hrs | 2028 | 0.5 | Zone Substation | None
Upper North | Leigh Creek South 33kV | Hrs > 95% of Peak | Hrs | 2028 |  | Connection Point | None
Metro East | Linden Park 11kV | Hrs > 95% of Peak | Hrs | 2028 | 3.5 | Zone Substation | None
Eyre Peninsula | Little Swamp 11kV | Hrs > 95% of Peak | Hrs | 2028 | 1 | Zone Substation | None
Eastern Hills | Lobethal 11kV | Hrs > 95% of Peak | Hrs | 2028 | 6.5 | Zone Substation | None
Eyre Peninsula | Lock 11kV | Hrs > 95% of Peak | Hrs | 2028 | 0.5 | Zone Substation | None
Riverland | Loveday 11kV | Hrs > 95% of Peak | Hrs | 2028 | 29.5 | Zone Substation | None
Metro South | Lower Mitcham 11kV | Hrs > 95% of Peak | Hrs | 2028 | 3.5 | Zone Substation | None
Riverland | Loxton 11kV | Hrs > 95% of Peak | Hrs | 2028 | 6 | Zone Substation | None
South East | Lucindale 11kV | Hrs > 95% of Peak | Hrs | 2028 | 1.5 | Zone Substation | None
Mid North | Lyndoch 11kV | Hrs > 95% of Peak | Hrs | 2028 | 2.5 | Zone Substation | None
Mid North | Lyndoch South 7.6kV | Hrs > 95% of Peak | Hrs | 2028 | 1.5 | Zone Substation | None
Riverland | Lyrup 11kV | Hrs > 95% of Peak | Hrs | 2028 | 6.5 | Zone Substation | None
Metro South | MacGillivray 11kV | Hrs > 95% of Peak | Hrs | 2028 | 1 | Zone Substation | None
Yorke Peninsula | Maitland 11kV | Hrs > 95% of Peak | Hrs | 2028 | 1.5 | Zone Substation | None
Mid North | Mallala 11kV | Hrs > 95% of Peak | Hrs | 2028 | 1.5 | Zone Substation | None
Murraylands | Mannum 33kV | Hrs > 95% of Peak | Hrs | 2028 |  | Connection Point | None
Murraylands | Mannum Town 7.6kV | Hrs > 95% of Peak | Hrs | 2028 | 2 | Zone Substation | None
Yorke Peninsula | Marion Bay 11kV | Hrs > 95% of Peak | Hrs | 2028 | 1.5 | Zone Substation | None
Mid North | Marrabel 11kV | Hrs > 95% of Peak | Hrs | 2028 | 0.5 | Zone Substation | None
Metro South | McLaren Flat TF1 11kV | Hrs > 95% of Peak | Hrs | 2028 | 1.5 | Zone Substation | None
Metro South | McLaren Flat TF2 11kV | Hrs > 95% of Peak | Hrs | 2028 | 0.5 | Zone Substation | None
Metro South | McLaren Vale 11kV | Hrs > 95% of Peak | Hrs | 2028 | 1 | Zone Substation | None
Metro South | McLaren Vale Vineyard 11kV | Hrs > 95% of Peak | Hrs | 2028 |  | Zone Substation | None
Eastern Hills | Meadows 11kV | Hrs > 95% of Peak | Hrs | 2028 | 3 | Zone Substation | Reverse N-1
Upper North | Melrose 11kV | Hrs > 95% of Peak | Hrs | 2028 | 0.5 | Zone Substation | None
Murraylands | Meningie 11kV | Hrs > 95% of Peak | Hrs | 2028 | 2 | Zone Substation | None
Metro East | Metro East 66kV | Hrs > 95% of Peak | Hrs | 2028 |  | Connection Point | None
Metro North | Metro North 66kV | Hrs > 95% of Peak | Hrs | 2028 |  | Connection Point | None
Metro South | Metro South 66kV | Hrs > 95% of Peak | Hrs | 2028 |  | Connection Point | None
Metro West | Metro West 66kV | Hrs > 95% of Peak | Hrs | 2028 |  | Connection Point | None
Eastern Hills | Milang 11kV | Hrs > 95% of Peak | Hrs | 2028 | 2.5 | Zone Substation | None
South East | Millicent 11kV | Hrs > 95% of Peak | Hrs | 2028 | 12.5 | Zone Substation | None
Yorke Peninsula | Minlaton 11kV | Hrs > 95% of Peak | Hrs | 2028 | 1.5 | Zone Substation | None
Murraylands | Mobilong 33kV | Hrs > 95% of Peak | Hrs | 2028 |  | Connection Point | None
Murraylands | Monarto Central 11kV | Hrs > 95% of Peak | Hrs | 2028 | 1 | Zone Substation | None
Murraylands | Monarto South 11kV | Hrs > 95% of Peak | Hrs | 2028 | 3.5 | Zone Substation | None
Yorke Peninsula | Moonta 11kV | Hrs > 95% of Peak | Hrs | 2028 | 1 | Zone Substation | N-1
Eyre Peninsula | Moorkitabie 11kV | Hrs > 95% of Peak | Hrs | 2028 | 3.5 | Zone Substation | None
Riverland | Morgan 11kV | Hrs > 95% of Peak | Hrs | 2028 | 2.5 | Zone Substation | N
Metro South | Morphett Vale East 11kV | Hrs > 95% of Peak | Hrs | 2028 | 4.5 | Zone Substation | None
Metro South | Morphettville 11kV | Hrs > 95% of Peak | Hrs | 2028 | 40.5 | Zone Substation | None
Eastern Hills | Mount Barker 11kV | Hrs > 95% of Peak | Hrs | 2028 | 6.5 | Zone Substation | None
Eastern Hills | Mount Barker 66kV | Hrs > 95% of Peak | Hrs | 2028 |  | Connection Point | None
South East | Mount Burr 11kV | Hrs > 95% of Peak | Hrs | 2028 |  | Zone Substation | None
South East | Mount Gambier 11kV | Hrs > 95% of Peak | Hrs | 2028 | 5.5 | Zone Substation | None
South East | Mount Gambier 33kV | Hrs > 95% of Peak | Hrs | 2028 |  | Connection Point | None
South East | Mount Gambier North 11kV | Hrs > 95% of Peak | Hrs | 2028 | 2 | Zone Substation | N-1
South East | Mount Gambier West 11kV | Hrs > 95% of Peak | Hrs | 2028 | 13 | Zone Substation | None
Upper North | Mount Gunson 33kV | Hrs > 95% of Peak | Hrs | 2028 |  | Connection Point | None
Eastern Hills | Mount Pleasant 11kV | Hrs > 95% of Peak | Hrs | 2028 | 1.5 | Zone Substation | None
South East | Mount Schank 11kV | Hrs > 95% of Peak | Hrs | 2028 | 5.5 | Zone Substation | None
Murraylands | Murray Bridge North 11kV | Hrs > 95% of Peak | Hrs | 2028 | 1 | Zone Substation | None
Murraylands | Murray Bridge South 11kV | Hrs > 95% of Peak | Hrs | 2028 | 1.5 | Zone Substation | None
Eastern Hills | Mylor 11kV | Hrs > 95% of Peak | Hrs | 2028 | 5 | Zone Substation | None
Murraylands | Mypolonga 11kV | Hrs > 95% of Peak | Hrs | 2028 | 3.5 | Zone Substation | None
Metro South | Myponga 11kV | Hrs > 95% of Peak | Hrs | 2028 | 1.5 | Zone Substation | None
Eastern Hills | Nairne 11kV | Hrs > 95% of Peak | Hrs | 2028 | 0.5 | Zone Substation | Reverse N-1
South East | Nangwarry 11kV | Hrs > 95% of Peak | Hrs | 2028 | 2.5 | Zone Substation | None
South East | Naracoorte 11kV | Hrs > 95% of Peak | Hrs | 2028 | 0.5 | Zone Substation | None
South East | Naracoorte East 11kV | Hrs > 95% of Peak | Hrs | 2028 | 7 | Zone Substation | None
Murraylands | Narrung 11kV | Hrs > 95% of Peak | Hrs | 2028 | 7 | Zone Substation | None
Upper North | Neuroodla 33kV | Hrs > 95% of Peak | Hrs | 2028 |  | Connection Point | None
Metro West | New Osborne 11kV | Hrs > 95% of Peak | Hrs | 2028 | 4.5 | Zone Substation | None
Metro West | New Richmond 11kV | Hrs > 95% of Peak | Hrs | 2028 | 0.5 | Zone Substation | None
Murraylands | Nildottie 11kV | Hrs > 95% of Peak | Hrs | 2028 | 14 | Zone Substation | None
Yorke Peninsula | Ninnes 11kV | Hrs > 95% of Peak | Hrs | 2028 |  | Zone Substation | None
Metro South | Noarlunga Centre 11kV | Hrs > 95% of Peak | Hrs | 2028 | 1 | Zone Substation | None
Metro East | North Adelaide 11kV | Hrs > 95% of Peak | Hrs | 2028 | 4.5 | Zone Substation | None
Metro South | North Unley 11kV | Hrs > 95% of Peak | Hrs | 2028 | 2 | Zone Substation | None
Riverland | North West Bend 66kV | Hrs > 95% of Peak | Hrs | 2028 |  | Connection Point | None
Metro East | Northfield 11kV | Hrs > 95% of Peak | Hrs | 2028 | 4 | Zone Substation | N
Metro East | Norwood 11kV | Hrs > 95% of Peak | Hrs | 2028 | 6.5 | Zone Substation | None
Mid North | Nuriootpa 11kV | Hrs > 95% of Peak | Hrs | 2028 | 2 | Zone Substation | None
Metro South | Oaklands 11kV | Hrs > 95% of Peak | Hrs | 2028 | 3 | Zone Substation | None
Upper North | Orroroo 11kV | Hrs > 95% of Peak | Hrs | 2028 | 7 | Zone Substation | None
South East | Padthaway 11kV | Hrs > 95% of Peak | Hrs | 2028 | 1.5 | Zone Substation | None
Murraylands | Palmer 11kV | Hrs > 95% of Peak | Hrs | 2028 |  | Zone Substation | None
Metro South | Panorama 11kV | Hrs > 95% of Peak | Hrs | 2028 | 3.5 | Zone Substation | None
Metro North | Parafield Gardens 11kV | Hrs > 95% of Peak | Hrs | 2028 | 2 | Zone Substation | None
Metro North | Paralowie 11kV | Hrs > 95% of Peak | Hrs | 2028 | 4 | Zone Substation | None
Murraylands | Parilla 11kV | Hrs > 95% of Peak | Hrs | 2028 | 0.5 | Zone Substation | None
Riverland | Paringa 11kV | Hrs > 95% of Peak | Hrs | 2028 | 3 | Zone Substation | None
Riverland | Paringa 33kV | Hrs > 95% of Peak | Hrs | 2028 | 12 | Zone Substation | None
Yorke Peninsula | Paskeville 11kV | Hrs > 95% of Peak | Hrs | 2028 | 1 | Zone Substation | None
Murraylands | Peake 11kV | Hrs > 95% of Peak | Hrs | 2028 |  | Zone Substation | None
Murraylands | Pellaring Flat 11kV | Hrs > 95% of Peak | Hrs | 2028 |  | Zone Substation | None
Metro North | Penfield 11kV | Hrs > 95% of Peak | Hrs | 2028 | 1 | Zone Substation | None
Metro South | Penneshaw 11kV | Hrs > 95% of Peak | Hrs | 2028 | 40.5 | Zone Substation | None
South East | Penola 11kV | Hrs > 95% of Peak | Hrs | 2028 | 0.5 | Zone Substation | None
South East | Penola West 33kV | Hrs > 95% of Peak | Hrs | 2028 |  | Connection Point | None
Upper North | Peterborough 11kV | Hrs > 95% of Peak | Hrs | 2028 | 11 | Zone Substation | None
Eastern Hills | Piccadilly 11kV | Hrs > 95% of Peak | Hrs | 2028 | 4.5 | Zone Substation | None
Murraylands | Pinnaroo 11kV | Hrs > 95% of Peak | Hrs | 2028 | 3 | Zone Substation | None
Murraylands | Pinnaroo South 11kV | Hrs > 95% of Peak | Hrs | 2028 | 1.5 | Zone Substation | None
Metro South | Plympton 11kV | Hrs > 95% of Peak | Hrs | 2028 | 5 | Zone Substation | None
Eyre Peninsula | Point Boston 11kV | Hrs > 95% of Peak | Hrs | 2028 | 225.5 | Zone Substation | None
Eyre Peninsula | Polda 11kV | Hrs > 95% of Peak | Hrs | 2028 | 6 | Zone Substation | None
Eyre Peninsula | Poonindie 11kV | Hrs > 95% of Peak | Hrs | 2028 | 2 | Zone Substation | None
Metro West | Port Adelaide 11kV | Hrs > 95% of Peak | Hrs | 2028 | 9 | Zone Substation | None
Metro West | Port Adelaide North 11kV | Hrs > 95% of Peak | Hrs | 2028 | 1 | Zone Substation | None
Upper North | Port Augusta 11kV | Hrs > 95% of Peak | Hrs | 2028 | 2.5 | Zone Substation | None
Upper North | Port Augusta West TF1 11kV | Hrs > 95% of Peak | Hrs | 2028 | 2.5 | Zone Substation | None
Upper North | Port Augusta West TF2 11kV | Hrs > 95% of Peak | Hrs | 2028 | 2 | Zone Substation | None
Upper North | Port Broughton 11kV | Hrs > 95% of Peak | Hrs | 2028 | 2 | Zone Substation | None
Yorke Peninsula | Port Clinton 11kV | Hrs > 95% of Peak | Hrs | 2028 | 1.5 | Zone Substation | None
Upper North | Port Germein 11kV | Hrs > 95% of Peak | Hrs | 2028 | 3 | Zone Substation | None
Yorke Peninsula | Port Giles 11kV | Hrs > 95% of Peak | Hrs | 2028 | 1 | Zone Substation | None
Yorke Peninsula | Port Julia 11kV | Hrs > 95% of Peak | Hrs | 2028 | 9.5 | Zone Substation | None
Eyre Peninsula | Port Lincoln City 11kV | Hrs > 95% of Peak | Hrs | 2028 | 4.5 | Zone Substation | None
Eyre Peninsula | Port Lincoln Docks 11kV | Hrs > 95% of Peak | Hrs | 2028 | 2 | Zone Substation | None
Eyre Peninsula | Port Lincoln Marina 11kV | Hrs > 95% of Peak | Hrs | 2028 | 2 | Zone Substation | None
Eyre Peninsula | Port Lincoln Terminal 33kV | Hrs > 95% of Peak | Hrs | 2028 |  | Connection Point | None
Metro South | Port Noarlunga 11kV | Hrs > 95% of Peak | Hrs | 2028 | 2.5 | Zone Substation | None
Upper North | Port Pirie Bungama 33kV | Hrs > 95% of Peak | Hrs | 2028 |  | Connection Point | None
Upper North | Port Pirie South 11kV | Hrs > 95% of Peak | Hrs | 2028 | 4 | Zone Substation | None
Metro South | Port Stanvac 11kV | Hrs > 95% of Peak | Hrs | 2028 | 3.5 | Zone Substation | None
Metro South | Port Stanvac TF2 11kV | Hrs > 95% of Peak | Hrs | 2028 |  | Zone Substation | None
Yorke Peninsula | Port Vincent 11kV | Hrs > 95% of Peak | Hrs | 2028 | 0.5 | Zone Substation | None
Riverland | Portee 11kV | Hrs > 95% of Peak | Hrs | 2028 | 1 | Zone Substation | N
Metro East | Prospect 11kV | Hrs > 95% of Peak | Hrs | 2028 | 4 | Zone Substation | None
Murraylands | Punyelroo 11kV | Hrs > 95% of Peak | Hrs | 2028 | 1.5 | Zone Substation | None
Riverland | Pyap 11kV | Hrs > 95% of Peak | Hrs | 2028 | 2 | Zone Substation | None
Riverland | Qualco 11kV | Hrs > 95% of Peak | Hrs | 2028 | 3 | Zone Substation | N
Metro West | Queenstown 11kV | Hrs > 95% of Peak | Hrs | 2028 | 1.5 | Zone Substation | None
Upper North | Quorn 11kV | Hrs > 95% of Peak | Hrs | 2028 | 2 | Zone Substation | None
Riverland | Ramco 11kV | Hrs > 95% of Peak | Hrs | 2028 | 3 | Zone Substation | None
Metro South | Rapid Bay 11kV | Hrs > 95% of Peak | Hrs | 2028 | 1 | Zone Substation | None
Riverland | Renmark 11kV | Hrs > 95% of Peak | Hrs | 2028 | 3 | Zone Substation | None
Mid North | Riverton 11kV | Hrs > 95% of Peak | Hrs | 2028 | 1 | Zone Substation | None
South East | Robe 7.6kV | Hrs > 95% of Peak | Hrs | 2028 | 2.5 | Zone Substation | None
Mid North | Robertstown 11kV | Hrs > 95% of Peak | Hrs | 2028 | 2.5 | Zone Substation | None
Riverland | Roonka 11kV | Hrs > 95% of Peak | Hrs | 2028 | 2 | Zone Substation | None
Eyre Peninsula | Rudall 11kV | Hrs > 95% of Peak | Hrs | 2028 |  | Zone Substation | None
Metro North | Salisbury 11kV | Hrs > 95% of Peak | Hrs | 2028 | 4.5 | Zone Substation | N
Metro South | Salt Cliffs 11kV | Hrs > 95% of Peak | Hrs | 2028 |  | Zone Substation | None
Mid North | Sandy Creek 11kV | Hrs > 95% of Peak | Hrs | 2028 | 2.5 | Zone Substation | None
Metro South | Seacombe 11kV | Hrs > 95% of Peak | Hrs | 2028 | 3 | Zone Substation | None
Metro South | Seaford 11kV | Hrs > 95% of Peak | Hrs | 2028 | 0.5 | Zone Substation | None
Metro South | Second Valley 11kV | Hrs > 95% of Peak | Hrs | 2028 | 0.5 | Zone Substation | None
Metro South | Sheidow Park 11kV | Hrs > 95% of Peak | Hrs | 2028 | 2 | Zone Substation | Reverse N-1
Murraylands | Sherlock 11kV | Hrs > 95% of Peak | Hrs | 2028 |  | Zone Substation | None
Metro North | Smithfield West 11kV | Hrs > 95% of Peak | Hrs | 2028 | 2.5 | Zone Substation | N-1
South East | Snuggery Rural 33kV | Hrs > 95% of Peak | Hrs | 2028 |  | Connection Point | None
South East | South End 11kV | Hrs > 95% of Peak | Hrs | 2028 | 1 | Zone Substation | Reverse N-1
Mid North | Spalding 11kV | Hrs > 95% of Peak | Hrs | 2028 | 4.5 | Zone Substation | None
Metro South | Square Water Hole 11kV | Hrs > 95% of Peak | Hrs | 2028 | 3 | Zone Substation | None
Yorke Peninsula | Stansbury 11kV | Hrs > 95% of Peak | Hrs | 2028 | 0.5 | Zone Substation | None
Eastern Hills | Stirling East 11kV | Hrs > 95% of Peak | Hrs | 2028 | 2 | Zone Substation | None
Upper North | Stirling North 1 11kV | Hrs > 95% of Peak | Hrs | 2028 | 4 | Zone Substation | None
Upper North | Stirling North 2 11kV | Hrs > 95% of Peak | Hrs | 2028 | 2 | Zone Substation | None
Mid North | Stockwell TF1 11kV | Hrs > 95% of Peak | Hrs | 2028 | 11.5 | Zone Substation | None
Mid North | Stockwell TF2 11kV | Hrs > 95% of Peak | Hrs | 2028 | 7 | Zone Substation | None
Eyre Peninsula | Stony Point 11kV | Hrs > 95% of Peak | Hrs | 2028 |  | Connection Point | None
Eastern Hills | Strathalbyn 11kV | Hrs > 95% of Peak | Hrs | 2028 | 0.5 | Zone Substation | None
Eyre Peninsula | Streaky Bay 11kV | Hrs > 95% of Peak | Hrs | 2028 | 83.5 | Zone Substation | Reverse N-1
Riverland | Swan Reach 11kV | Hrs > 95% of Peak | Hrs | 2028 | 8 | Zone Substation | None
Riverland | Swan Reach 33kV | Hrs > 95% of Peak | Hrs | 2028 | 0.5 | Zone Substation | None
Murraylands | Tailem Bend 33kV | Hrs > 95% of Peak | Hrs | 2028 |  | Connection Point | None
Murraylands | Tailem Bend Town 11kV | Hrs > 95% of Peak | Hrs | 2028 | 5 | Zone Substation | None
South East | Tantanoola 11kV | Hrs > 95% of Peak | Hrs | 2028 | 4 | Zone Substation | None
Eyre Peninsula | Tarlton 11kV | Hrs > 95% of Peak | Hrs | 2028 | 4.5 | Zone Substation | None
South East | Tarpeena South 11kV | Hrs > 95% of Peak | Hrs | 2028 | 3.5 | Zone Substation | N-1
Metro East | Tea Tree Gully 11kV | Hrs > 95% of Peak | Hrs | 2028 | 4.5 | Zone Substation | None
Murraylands | Teal Flat 11kV | Hrs > 95% of Peak | Hrs | 2028 | 1 | Zone Substation | None
Upper North | Telowie 11kV | Hrs > 95% of Peak | Hrs | 2028 | 2 | Zone Substation | None
Mid North | Templers 33kV | Hrs > 95% of Peak | Hrs | 2028 |  | Connection Point | None
Metro West | Thebarton 11kV | Hrs > 95% of Peak | Hrs | 2028 | 1.5 | Zone Substation | None
South East | Tintinara 11kV | Hrs > 95% of Peak | Hrs | 2028 | 4 | Zone Substation | None
Metro South | Tonsley Park 11kV | Hrs > 95% of Peak | Hrs | 2028 | 1 | Zone Substation | None
Eyre Peninsula | Tumby Bay 11kV | Hrs > 95% of Peak | Hrs | 2028 | 6.5 | Zone Substation | None
Metro North | Two Wells 11kV | Hrs > 95% of Peak | Hrs | 2028 | 2 | Zone Substation | N-1
Eyre Peninsula | Uley 11kV | Hrs > 95% of Peak | Hrs | 2028 | 2 | Zone Substation | None
Eyre Peninsula | Uley South 11kV | Hrs > 95% of Peak | Hrs | 2028 | 22 | Zone Substation | None
Eastern Hills | Uraidla 11kV | Hrs > 95% of Peak | Hrs | 2028 | 3.5 | Zone Substation | None
Eastern Hills | Uraidla 33kV | Hrs > 95% of Peak | Hrs | 2028 | 16.5 | Zone Substation | None
Eastern Hills | Verdun 11kV | Hrs > 95% of Peak | Hrs | 2028 | 4 | Zone Substation | None
Metro South | Victor Harbor 11kV | Hrs > 95% of Peak | Hrs | 2028 | 1 | Zone Substation | None
Metro North | Virginia 11kV | Hrs > 95% of Peak | Hrs | 2028 | 1.5 | Zone Substation | None
Riverland | Waikerie 11kV | Hrs > 95% of Peak | Hrs | 2028 | 2 | Zone Substation | None
Murraylands | Walker Flat 11kV | Hrs > 95% of Peak | Hrs | 2028 | 3 | Zone Substation | None
Yorke Peninsula | Wallaroo 11kV | Hrs > 95% of Peak | Hrs | 2028 | 1.5 | Zone Substation | None
Yorke Peninsula | Warooka 11kV | Hrs > 95% of Peak | Hrs | 2028 | 2 | Zone Substation | None
Mid North | Wasleys 11kV | Hrs > 95% of Peak | Hrs | 2028 | 1 | Zone Substation | None
Mid North | Waterloo 33kV | Hrs > 95% of Peak | Hrs | 2028 |  | Connection Point | None
Mid North | Waterloo Town 11kV | Hrs > 95% of Peak | Hrs | 2028 | 6.5 | Zone Substation | None
Murraylands | White Sands 11kV | Hrs > 95% of Peak | Hrs | 2028 | 11 | Zone Substation | None
Adelaide Central | Whitmore Square 11kV | Hrs > 95% of Peak | Hrs | 2028 | 5 | Zone Substation | None
Eyre Peninsula | Whyalla Central 33kV | Hrs > 95% of Peak | Hrs | 2028 |  | Connection Point | None
Eyre Peninsula | Whyalla City 11kV | Hrs > 95% of Peak | Hrs | 2028 | 1 | Zone Substation | None
Eyre Peninsula | Whyalla North 11kV | Hrs > 95% of Peak | Hrs | 2028 | 0.5 | Zone Substation | None
Eyre Peninsula | Whyalla Stuart 11kV | Hrs > 95% of Peak | Hrs | 2028 | 0.5 | Zone Substation | None
Mid North | Williamstown 11kV | Hrs > 95% of Peak | Hrs | 2028 | 0.5 | Zone Substation | None
Mid North | Williamstown South 11kV | Hrs > 95% of Peak | Hrs | 2028 | 1.5 | Zone Substation | None
Metro South | Willunga 11kV | Hrs > 95% of Peak | Hrs | 2028 | 92 | Zone Substation | None
Metro South | Willunga 33kV | Hrs > 95% of Peak | Hrs | 2028 | 0.5 | Zone Substation | None
Upper North | Wilmington 11kV | Hrs > 95% of Peak | Hrs | 2028 | 2 | Zone Substation | None
Upper North | Wirrabara Forest 11kV | Hrs > 95% of Peak | Hrs | 2028 | 20 | Zone Substation | None
Upper North | Wirrabara South 11kV | Hrs > 95% of Peak | Hrs | 2028 |  | Zone Substation | None
Metro South | Wirrina Cove 11kV | Hrs > 95% of Peak | Hrs | 2028 |  | Zone Substation | None
Upper North | Wongyarra 11kV | Hrs > 95% of Peak | Hrs | 2028 |  | Zone Substation | None
Metro East | Woodforde 11kV | Hrs > 95% of Peak | Hrs | 2028 | 0.5 | Zone Substation | None
Murraylands | Woods Point 11kV | Hrs > 95% of Peak | Hrs | 2028 | 2.5 | Zone Substation | None
Eastern Hills | Woodside 11kV | Hrs > 95% of Peak | Hrs | 2028 | 2 | Zone Substation | Reverse N-1
Metro West | Woodville 11kV | Hrs > 95% of Peak | Hrs | 2028 | 2 | Zone Substation | None
Metro West | Woodville 33kV | Hrs > 95% of Peak | Hrs | 2028 | 11231.5 | Zone Substation | None
Riverland | Woolpunda 11kV | Hrs > 95% of Peak | Hrs | 2028 | 10.5 | Zone Substation | None
Eyre Peninsula | Wudinna 11kV | Hrs > 95% of Peak | Hrs | 2028 | 5.5 | Zone Substation | None
Eyre Peninsula | Wudinna 66kV | Hrs > 95% of Peak | Hrs | 2028 |  | Connection Point | None
Eyre Peninsula | Yadnarie 66kV | Hrs > 95% of Peak | Hrs | 2028 |  | Connection Point | None
Metro South | Yankalilla 11kV | Hrs > 95% of Peak | Hrs | 2028 | 1.5 | Zone Substation | None
Metro South | Yankalilla 33kV | Hrs > 95% of Peak | Hrs | 2028 | 0.5 | Zone Substation | None
Metro South | Yankalilla Hill 11kV | Hrs > 95% of Peak | Hrs | 2028 |  | Zone Substation | None
Upper North | Yongala 11kV | Hrs > 95% of Peak | Hrs | 2028 | 8 | Zone Substation | None
Yorke Peninsula | Yorketown 11kV | Hrs > 95% of Peak | Hrs | 2028 | 1 | Zone Substation | None
Adelaide Central | ACR 66kV | Hrs > 95% of Peak | Hrs | 2029 |  | Connection Point | None
Eastern Hills | Aldgate 11kV | Hrs > 95% of Peak | Hrs | 2029 | 7.5 | Zone Substation | None
Metro South | Aldinga 11kV | Hrs > 95% of Peak | Hrs | 2029 | 1.5 | Zone Substation | None
South East | Allendale East 11kV | Hrs > 95% of Peak | Hrs | 2029 | 1.5 | Zone Substation | None
Mid North | Alma 11kV | Hrs > 95% of Peak | Hrs | 2029 |  | Zone Substation | None
Metro South | American River 11kV | Hrs > 95% of Peak | Hrs | 2029 | 0.5 | Zone Substation | None
Eastern Hills | Angas Creek 33kV | Hrs > 95% of Peak | Hrs | 2029 |  | Connection Point | None
Mid North | Angaston 11kV | Hrs > 95% of Peak | Hrs | 2029 | 7 | Zone Substation | None
Metro North | Angle Vale 11kV | Hrs > 95% of Peak | Hrs | 2029 | 5 | Zone Substation | None
Yorke Peninsula | Ardrossan 11kV | Hrs > 95% of Peak | Hrs | 2029 | 1 | Zone Substation | None
Yorke Peninsula | Ardrossan West 33kV | Hrs > 95% of Peak | Hrs | 2029 |  | Connection Point | None
Eyre Peninsula | Arno Bay 11kV | Hrs > 95% of Peak | Hrs | 2029 | 2.5 | Zone Substation | None
Metro South | Ascot Park 11kV | Hrs > 95% of Peak | Hrs | 2029 | 1 | Zone Substation | N
Metro West | Athol Park 11kV | Hrs > 95% of Peak | Hrs | 2029 | 1 | Zone Substation | None
Mid North | Auburn 11kV | Hrs > 95% of Peak | Hrs | 2029 | 0.5 | Zone Substation | None
Yorke Peninsula | Balaklava 7.6kV | Hrs > 95% of Peak | Hrs | 2029 | 1.5 | Zone Substation | None
Eastern Hills | Balhannah 33kV | Hrs > 95% of Peak | Hrs | 2029 | 4 | Zone Substation | None
Upper North | Baroota 33kV | Hrs > 95% of Peak | Hrs | 2029 |  | Connection Point | None
Upper North | Baroota Town 11kV | Hrs > 95% of Peak | Hrs | 2029 | 5.5 | Zone Substation | None
Mid North | Barossa South TF1 11kV | Hrs > 95% of Peak | Hrs | 2029 | 2 | Zone Substation | None
Mid North | Barossa South TF2 11kV | Hrs > 95% of Peak | Hrs | 2029 | 1.5 | Zone Substation | None
South East | Beachport 11kV | Hrs > 95% of Peak | Hrs | 2029 | 1 | Zone Substation | None
Murraylands | Belvedere Road 7.6kV | Hrs > 95% of Peak | Hrs | 2029 | 7 | Zone Substation | None
Riverland | Berri 11kV | Hrs > 95% of Peak | Hrs | 2029 | 2 | Zone Substation | None
Riverland | Berri 66kV | Hrs > 95% of Peak | Hrs | 2029 |  | Connection Point | None
Murraylands | Binnies 11kV | Hrs > 95% of Peak | Hrs | 2029 | 8 | Zone Substation | None
Eastern Hills | Birdwood 11kV | Hrs > 95% of Peak | Hrs | 2029 | 0.5 | Zone Substation | None
Yorke Peninsula | Black Point 11kV | Hrs > 95% of Peak | Hrs | 2029 |  | Zone Substation | None
Metro West | Blackpool 11kV | Hrs > 95% of Peak | Hrs | 2029 | 2.5 | Zone Substation | None
Metro South | Blackwood 11kV | Hrs > 95% of Peak | Hrs | 2029 | 2 | Zone Substation | None
South East | Blanche 33kV | Hrs > 95% of Peak | Hrs | 2029 |  | Connection Point | None
Upper North | Booleroo Centre 11kV | Hrs > 95% of Peak | Hrs | 2029 | 4 | Zone Substation | None
Eyre Peninsula | Boothby 33kV | Hrs > 95% of Peak | Hrs | 2029 | 4 | Zone Substation | N-1
Upper North | Booyoolie 11kV | Hrs > 95% of Peak | Hrs | 2029 |  | Zone Substation | None
South East | Bordertown 11kV | Hrs > 95% of Peak | Hrs | 2029 | 2 | Zone Substation | N-1
Mid North | Brinkworth 33kV | Hrs > 95% of Peak | Hrs | 2029 |  | Connection Point | None
Mid North | Brinkworth Town 11kV | Hrs > 95% of Peak | Hrs | 2029 | 3 | Zone Substation | None
Eastern Hills | Brukunga 11kV | Hrs > 95% of Peak | Hrs | 2029 | 6 | Zone Substation | None
Upper North | Bungama Napperby 11kV | Hrs > 95% of Peak | Hrs | 2029 | 2 | Zone Substation | None
Metro East | Burnside 11kV | Hrs > 95% of Peak | Hrs | 2029 | 1 | Zone Substation | None
Mid North | Burra TF2 11kV | Hrs > 95% of Peak | Hrs | 2029 | 1 | Zone Substation | None
Riverland | Cadell 11kV | Hrs > 95% of Peak | Hrs | 2029 | 6 | Zone Substation | None
Murraylands | Caloote 11kV | Hrs > 95% of Peak | Hrs | 2029 | 4.5 | Zone Substation | None
Upper North | Caltowie 11kV | Hrs > 95% of Peak | Hrs | 2029 | 1 | Zone Substation | None
Murraylands | Cambrai 11kV | Hrs > 95% of Peak | Hrs | 2029 | 6.5 | Zone Substation | None
Murraylands | Campbell Park 11kV | Hrs > 95% of Peak | Hrs | 2029 | 6 | Zone Substation | None
Metro East | Campbelltown 11kV | Hrs > 95% of Peak | Hrs | 2029 | 6 | Zone Substation | None
Metro South | Cape Jervis 11kV | Hrs > 95% of Peak | Hrs | 2029 | 2 | Zone Substation | None
Metro South | Cape Jervis 33kV | Hrs > 95% of Peak | Hrs | 2029 | 10.5 | Zone Substation | N-1
Eyre Peninsula | Caralue 11kV | Hrs > 95% of Peak | Hrs | 2029 | 2 | Zone Substation | None
Metro West | Cavan 11kV | Hrs > 95% of Peak | Hrs | 2029 | 0.5 | Zone Substation | None
Adelaide Central | CBD 33kV | Hrs > 95% of Peak | Hrs | 2029 | 2 | Zone Substation | None
Eyre Peninsula | Ceduna 11kV | Hrs > 95% of Peak | Hrs | 2029 | 3 | Zone Substation | None
Eastern Hills | Chain of Ponds 11kV | Hrs > 95% of Peak | Hrs | 2029 | 1 | Zone Substation | None
Metro West | Cheltenham 11kV | Hrs > 95% of Peak | Hrs | 2029 | 1.5 | Zone Substation | None
Metro West | Cheltenham 33kV | Hrs > 95% of Peak | Hrs | 2029 | 2.5 | Zone Substation | None
Mid North | Clare 11kV | Hrs > 95% of Peak | Hrs | 2029 | 9 | Zone Substation | None
Mid North | Clare North 33kV | Hrs > 95% of Peak | Hrs | 2029 |  | Connection Point | None
Metro South | Clarence Gardens 11kV | Hrs > 95% of Peak | Hrs | 2029 | 3 | Zone Substation | None
Metro South | Clarendon 11kV | Hrs > 95% of Peak | Hrs | 2029 | 1 | Zone Substation | None
Metro East | Clearview 11kV | Hrs > 95% of Peak | Hrs | 2029 | 4.5 | Zone Substation | N
Eyre Peninsula | Cleve 11kV | Hrs > 95% of Peak | Hrs | 2029 | 3 | Zone Substation | None
Eyre Peninsula | Cleve 33kV | Hrs > 95% of Peak | Hrs | 2029 | 1.5 | Zone Substation | N-1
Eyre Peninsula | Coffin Bay 11kV | Hrs > 95% of Peak | Hrs | 2029 | 1.5 | Zone Substation | None
Mid North | Collinsfield 11kV | Hrs > 95% of Peak | Hrs | 2029 | 4 | Zone Substation | None
Murraylands | Coomandook 11kV | Hrs > 95% of Peak | Hrs | 2029 | 1.5 | Zone Substation | None
Murraylands | Coonalpyn 11kV | Hrs > 95% of Peak | Hrs | 2029 | 5.5 | Zone Substation | None
South East | Coonawarra 11kV | Hrs > 95% of Peak | Hrs | 2029 | 1.5 | Zone Substation | None
Upper North | Copley Nepabunna 33kV | Hrs > 95% of Peak | Hrs | 2029 | 2458 | Zone Substation | N-1
Riverland | Cordola 11kV | Hrs > 95% of Peak | Hrs | 2029 | 2 | Zone Substation | None
Adelaide Central | Coromandel Place 11kV | Hrs > 95% of Peak | Hrs | 2029 | 9 | Zone Substation | None
Eyre Peninsula | Cowell 11kV | Hrs > 95% of Peak | Hrs | 2029 | 3.5 | Zone Substation | None
Metro West | Croydon 11kV | Hrs > 95% of Peak | Hrs | 2029 | 5 | Zone Substation | None
Metro West | Croydon Park 11kV | Hrs > 95% of Peak | Hrs | 2029 | 5.5 | Zone Substation | None
Upper North | Crystal Brook 11kV | Hrs > 95% of Peak | Hrs | 2029 | 1.5 | Zone Substation | None
Metro South | Cudmore Park 11kV | Hrs > 95% of Peak | Hrs | 2029 | 3 | Zone Substation | None
Eyre Peninsula | Cummins 11kV | Hrs > 95% of Peak | Hrs | 2029 | 0.5 | Zone Substation | None
Yorke Peninsula | Curramulka 7.6kV | Hrs > 95% of Peak | Hrs | 2029 |  | Zone Substation | None
Yorke Peninsula | Curramulka South 11kV | Hrs > 95% of Peak | Hrs | 2029 |  | Zone Substation | None
Yorke Peninsula | Dalrymple 33kV | Hrs > 95% of Peak | Hrs | 2029 |  | Connection Point | None
Eyre Peninsula | Darke Peak 11kV | Hrs > 95% of Peak | Hrs | 2029 | 1.5 | Zone Substation | None
Upper North | Davenport West 33kV | Hrs > 95% of Peak | Hrs | 2029 |  | Connection Point | None
Eastern Hills | Deloraine 11kV | Hrs > 95% of Peak | Hrs | 2029 |  | Zone Substation | None
Metro North | Direk 11kV | Hrs > 95% of Peak | Hrs | 2029 | 2 | Zone Substation | None
Mid North | Dorrien 33kV | Hrs > 95% of Peak | Hrs | 2029 |  | Connection Point | None
Mid North | Dorrien TF4 11kV | Hrs > 95% of Peak | Hrs | 2029 | 1 | Zone Substation | None
Mid North | Dorrien TF5 11kV | Hrs > 95% of Peak | Hrs | 2029 | 1 | Zone Substation | None
Yorke Peninsula | Dowlingville 11kV | Hrs > 95% of Peak | Hrs | 2029 |  | Zone Substation | None
Adelaide Central | East Terrace 11kV | Hrs > 95% of Peak | Hrs | 2029 | 5 | Zone Substation | None
Metro North | Edinburgh 11kV | Hrs > 95% of Peak | Hrs | 2029 | 9 | Zone Substation | None
Yorke Peninsula | Edithburgh 11kV | Hrs > 95% of Peak | Hrs | 2029 | 1 | Zone Substation | None
Metro North | Elizabeth Downs 11kV | Hrs > 95% of Peak | Hrs | 2029 | 2 | Zone Substation | None
Metro North | Elizabeth Heights 11kV | Hrs > 95% of Peak | Hrs | 2029 | 3.5 | Zone Substation | None
Metro North | Elizabeth South 11kV | Hrs > 95% of Peak | Hrs | 2029 | 5 | Zone Substation | None
Mid North | Eudunda 11kV | Hrs > 95% of Peak | Hrs | 2029 | 0.5 | Zone Substation | None
Metro North | Evanston 11kV | Hrs > 95% of Peak | Hrs | 2029 | 7 | Zone Substation | N-1
Metro North | Evanston 33kV | Hrs > 95% of Peak | Hrs | 2029 | 10981.5 | Zone Substation | None
Metro West | Findon 11kV | Hrs > 95% of Peak | Hrs | 2029 | 3.5 | Zone Substation | None
Metro West | Flinders Park 11kV | Hrs > 95% of Peak | Hrs | 2029 | 3 | Zone Substation | None
Mid North | Florieton SWER 19kV | Hrs > 95% of Peak | Hrs | 2029 |  | Connection Point | None
Eastern Hills | Forreston 11kV | Hrs > 95% of Peak | Hrs | 2029 | 1.5 | Zone Substation | None
Mid North | Freeling 11kV | Hrs > 95% of Peak | Hrs | 2029 | 3 | Zone Substation | None
Mid North | Freeling North 11kV | Hrs > 95% of Peak | Hrs | 2029 | 3 | Zone Substation | None
Metro West | Fulham Gardens 11kV | Hrs > 95% of Peak | Hrs | 2029 | 2.5 | Zone Substation | None
Upper North | Fullerville 11kV | Hrs > 95% of Peak | Hrs | 2029 |  | Zone Substation | None
Mid North | Gawler Belt TF1 11kV | Hrs > 95% of Peak | Hrs | 2029 | 0.5 | Zone Substation | None
Mid North | Gawler Belt TF2 11kV | Hrs > 95% of Peak | Hrs | 2029 | 2 | Zone Substation | None
Mid North | Georgetown 11kV | Hrs > 95% of Peak | Hrs | 2029 | 0.5 | Zone Substation | None
Murraylands | Geranium 11kV | Hrs > 95% of Peak | Hrs | 2029 | 2.5 | Zone Substation | None
Upper North | Gladstone 11kV | Hrs > 95% of Peak | Hrs | 2029 | 4 | Zone Substation | None
Metro West | Glanville 11kV | Hrs > 95% of Peak | Hrs | 2029 | 2.5 | Zone Substation | None
South East | Glencoe 11kV | Hrs > 95% of Peak | Hrs | 2029 | 7 | Zone Substation | None
Metro South | Glenelg North 11kV | Hrs > 95% of Peak | Hrs | 2029 | 2 | Zone Substation | None
Riverland | Glossop 11kV | Hrs > 95% of Peak | Hrs | 2029 | 10 | Zone Substation | None
Metro East | Golden Grove 11kV | Hrs > 95% of Peak | Hrs | 2029 | 3.5 | Zone Substation | None
Mid North | Gomersal North 11kV | Hrs > 95% of Peak | Hrs | 2029 | 3 | Zone Substation | None
Metro South | Goolwa 11kV | Hrs > 95% of Peak | Hrs | 2029 | 1.5 | Zone Substation | None
Mid North | Gulnare 11kV | Hrs > 95% of Peak | Hrs | 2029 |  | Zone Substation | None
Eastern Hills | Gumeracha 11kV | Hrs > 95% of Peak | Hrs | 2029 |  | Zone Substation | None
Eastern Hills | Gumeracha Weir 11kV | Hrs > 95% of Peak | Hrs | 2029 |  | Zone Substation | None
Eastern Hills | Gumhaven 11kV | Hrs > 95% of Peak | Hrs | 2029 |  | Zone Substation | None
Metro South | Hackham 11kV | Hrs > 95% of Peak | Hrs | 2029 | 7.5 | Zone Substation | N-1
Eastern Hills | Hahndorf 11kV | Hrs > 95% of Peak | Hrs | 2029 | 5 | Zone Substation | None
Mid North | Halbury 11kV | Hrs > 95% of Peak | Hrs | 2029 |  | Zone Substation | None
Mid North | Hamley Bridge 11kV | Hrs > 95% of Peak | Hrs | 2029 | 6.5 | Zone Substation | None
Metro South | Happy Valley 11kV | Hrs > 95% of Peak | Hrs | 2029 | 3 | Zone Substation | None
Metro East | Harrow 11kV | Hrs > 95% of Peak | Hrs | 2029 | 3 | Zone Substation | None
South East | Hatherleigh 11kV | Hrs > 95% of Peak | Hrs | 2029 |  | Zone Substation | None
Upper North | Hawker 11kV | Hrs > 95% of Peak | Hrs | 2029 | 3 | Zone Substation | None
Metro South | Hay Flat 11kV | Hrs > 95% of Peak | Hrs | 2029 |  | Zone Substation | None
Metro West | Henley South 11kV | Hrs > 95% of Peak | Hrs | 2029 | 1 | Zone Substation | None
Eastern Hills | Hermitage 11kV | Hrs > 95% of Peak | Hrs | 2029 | 2 | Zone Substation | None
Metro East | Hillcrest 11kV | Hrs > 95% of Peak | Hrs | 2029 | 3 | Zone Substation | None
Adelaide Central | Hindley Street 11kV | Hrs > 95% of Peak | Hrs | 2029 | 7.5 | Zone Substation | None
Metro East | Holden Hill 11kV | Hrs > 95% of Peak | Hrs | 2029 | 2 | Zone Substation | None
Metro East | Hope Valley 11kV | Hrs > 95% of Peak | Hrs | 2029 | 3 | Zone Substation | None
Eastern Hills | Houghton 7.6kV | Hrs > 95% of Peak | Hrs | 2029 | 4 | Zone Substation | None
Mid North | Hoyleton 11kV | Hrs > 95% of Peak | Hrs | 2029 | 3 | Zone Substation | None
Yorke Peninsula | Hummocks 33kV | Hrs > 95% of Peak | Hrs | 2029 |  | Connection Point | None
Metro East | Ingle Farm 11kV | Hrs > 95% of Peak | Hrs | 2029 | 4.5 | Zone Substation | None
South East | Inverness 11kV | Hrs > 95% of Peak | Hrs | 2029 | 7 | Zone Substation | None
Murraylands | Jabuk 11kV | Hrs > 95% of Peak | Hrs | 2029 |  | Zone Substation | None
Yorke Peninsula | James Well 11kV | Hrs > 95% of Peak | Hrs | 2029 |  | Zone Substation | None
Upper North | Jamestown 11kV | Hrs > 95% of Peak | Hrs | 2029 | 1.5 | Zone Substation | Reverse N-1
Murraylands | Jervois 11kV | Hrs > 95% of Peak | Hrs | 2029 | 9.5 | Zone Substation | None
Yorke Peninsula | Kadina 11kV | Hrs > 95% of Peak | Hrs | 2029 | 1.5 | Zone Substation | None
Yorke Peninsula | Kadina East 33kV | Hrs > 95% of Peak | Hrs | 2029 |  | Connection Point | None
South East | Kalangadoo 11kV | Hrs > 95% of Peak | Hrs | 2029 |  | Zone Substation | None
South East | Kalangadoo West 11kV | Hrs > 95% of Peak | Hrs | 2029 | 1.5 | Zone Substation | None
Eastern Hills | Kanmantoo Copper Mine 11kV | Hrs > 95% of Peak | Hrs | 2029 |  | Connection Point | None
Mid North | Kapunda TF1 11kV | Hrs > 95% of Peak | Hrs | 2029 | 0.5 | Zone Substation | None
Mid North | Kapunda TF2 11kV | Hrs > 95% of Peak | Hrs | 2029 | 1 | Zone Substation | None
Murraylands | Karoonda 11kV | Hrs > 95% of Peak | Hrs | 2029 |  | Zone Substation | Reverse N
South East | Keith 11kV | Hrs > 95% of Peak | Hrs | 2029 | 5.5 | Zone Substation | None
South East | Keith 33kV | Hrs > 95% of Peak | Hrs | 2029 |  | Connection Point | None
Metro East | Kent Town 11kV | Hrs > 95% of Peak | Hrs | 2029 | 1.5 | Zone Substation | None
Eastern Hills | Kersbrook 11kV | Hrs > 95% of Peak | Hrs | 2029 | 4 | Zone Substation | None
Metro South | Keswick 11kV | Hrs > 95% of Peak | Hrs | 2029 | 2.5 | Zone Substation | None
Murraylands | Ki Ki 11kV | Hrs > 95% of Peak | Hrs | 2029 |  | Zone Substation | None
Metro West | Kilburn 11kV | Hrs > 95% of Peak | Hrs | 2029 | 9 | Zone Substation | None
Metro East | Kilburn South 11kV | Hrs > 95% of Peak | Hrs | 2029 | 2.5 | Zone Substation | None
Metro West | Kilkenny 11kV | Hrs > 95% of Peak | Hrs | 2029 | 10.5 | Zone Substation | None
South East | Kincraig 33kV | Hrs > 95% of Peak | Hrs | 2029 |  | Connection Point | None
Metro South | Kingscote 11kV | Hrs > 95% of Peak | Hrs | 2029 | 8 | Zone Substation | None
South East | Kingston SE 11kV | Hrs > 95% of Peak | Hrs | 2029 | 1.5 | Zone Substation | None
Metro South | Kingswood 11kV | Hrs > 95% of Peak | Hrs | 2029 | 5.5 | Zone Substation | None
South East | Kongorong 11kV | Hrs > 95% of Peak | Hrs | 2029 | 3 | Zone Substation | None
South East | Kumorna 11kV | Hrs > 95% of Peak | Hrs | 2029 | 10 | Zone Substation | None
Mid North | Kybunga 11kV | Hrs > 95% of Peak | Hrs | 2029 | 0.5 | Zone Substation | None
Murraylands | Lameroo 11kV | Hrs > 95% of Peak | Hrs | 2029 | 0.5 | Zone Substation | None
Eastern Hills | Langhorne Creek 11kV | Hrs > 95% of Peak | Hrs | 2029 | 4.5 | Zone Substation | None
Metro West | Largs North 11kV | Hrs > 95% of Peak | Hrs | 2029 | 2.5 | Zone Substation | None
Metro West | Lefevre 11kV | Hrs > 95% of Peak | Hrs | 2029 | 0.5 | Zone Substation | None
Upper North | Leigh Creek South 33kV | Hrs > 95% of Peak | Hrs | 2029 |  | Connection Point | None
Metro East | Linden Park 11kV | Hrs > 95% of Peak | Hrs | 2029 | 3.5 | Zone Substation | None
Eyre Peninsula | Little Swamp 11kV | Hrs > 95% of Peak | Hrs | 2029 | 1 | Zone Substation | None
Eastern Hills | Lobethal 11kV | Hrs > 95% of Peak | Hrs | 2029 | 6.5 | Zone Substation | None
Eyre Peninsula | Lock 11kV | Hrs > 95% of Peak | Hrs | 2029 | 0.5 | Zone Substation | None
Riverland | Loveday 11kV | Hrs > 95% of Peak | Hrs | 2029 | 29.5 | Zone Substation | None
Metro South | Lower Mitcham 11kV | Hrs > 95% of Peak | Hrs | 2029 | 3.5 | Zone Substation | None
Riverland | Loxton 11kV | Hrs > 95% of Peak | Hrs | 2029 | 6 | Zone Substation | None
South East | Lucindale 11kV | Hrs > 95% of Peak | Hrs | 2029 | 1.5 | Zone Substation | None
Mid North | Lyndoch 11kV | Hrs > 95% of Peak | Hrs | 2029 | 2.5 | Zone Substation | None
Mid North | Lyndoch South 7.6kV | Hrs > 95% of Peak | Hrs | 2029 | 1.5 | Zone Substation | None
Riverland | Lyrup 11kV | Hrs > 95% of Peak | Hrs | 2029 | 6.5 | Zone Substation | None
Metro South | MacGillivray 11kV | Hrs > 95% of Peak | Hrs | 2029 | 1 | Zone Substation | None
Yorke Peninsula | Maitland 11kV | Hrs > 95% of Peak | Hrs | 2029 | 1.5 | Zone Substation | None
Mid North | Mallala 11kV | Hrs > 95% of Peak | Hrs | 2029 | 1.5 | Zone Substation | None
Murraylands | Mannum 33kV | Hrs > 95% of Peak | Hrs | 2029 |  | Connection Point | None
Murraylands | Mannum Town 7.6kV | Hrs > 95% of Peak | Hrs | 2029 | 2 | Zone Substation | None
Yorke Peninsula | Marion Bay 11kV | Hrs > 95% of Peak | Hrs | 2029 | 1.5 | Zone Substation | None
Mid North | Marrabel 11kV | Hrs > 95% of Peak | Hrs | 2029 | 0.5 | Zone Substation | None
Metro South | McLaren Flat TF1 11kV | Hrs > 95% of Peak | Hrs | 2029 | 1.5 | Zone Substation | None
Metro South | McLaren Flat TF2 11kV | Hrs > 95% of Peak | Hrs | 2029 | 0.5 | Zone Substation | None
Metro South | McLaren Vale 11kV | Hrs > 95% of Peak | Hrs | 2029 | 1 | Zone Substation | None
Metro South | McLaren Vale Vineyard 11kV | Hrs > 95% of Peak | Hrs | 2029 |  | Zone Substation | None
Eastern Hills | Meadows 11kV | Hrs > 95% of Peak | Hrs | 2029 | 3 | Zone Substation | Reverse N-1
Upper North | Melrose 11kV | Hrs > 95% of Peak | Hrs | 2029 | 0.5 | Zone Substation | None
Murraylands | Meningie 11kV | Hrs > 95% of Peak | Hrs | 2029 | 2 | Zone Substation | None
Metro East | Metro East 66kV | Hrs > 95% of Peak | Hrs | 2029 |  | Connection Point | None
Metro North | Metro North 66kV | Hrs > 95% of Peak | Hrs | 2029 |  | Connection Point | None
Metro South | Metro South 66kV | Hrs > 95% of Peak | Hrs | 2029 |  | Connection Point | None
Metro West | Metro West 66kV | Hrs > 95% of Peak | Hrs | 2029 |  | Connection Point | None
Eastern Hills | Milang 11kV | Hrs > 95% of Peak | Hrs | 2029 | 2.5 | Zone Substation | None
South East | Millicent 11kV | Hrs > 95% of Peak | Hrs | 2029 | 12.5 | Zone Substation | None
Yorke Peninsula | Minlaton 11kV | Hrs > 95% of Peak | Hrs | 2029 | 1.5 | Zone Substation | None
Murraylands | Mobilong 33kV | Hrs > 95% of Peak | Hrs | 2029 |  | Connection Point | None
Murraylands | Monarto Central 11kV | Hrs > 95% of Peak | Hrs | 2029 | 1 | Zone Substation | None
Murraylands | Monarto South 11kV | Hrs > 95% of Peak | Hrs | 2029 | 3.5 | Zone Substation | None
Yorke Peninsula | Moonta 11kV | Hrs > 95% of Peak | Hrs | 2029 | 1 | Zone Substation | N-1
Eyre Peninsula | Moorkitabie 11kV | Hrs > 95% of Peak | Hrs | 2029 | 3.5 | Zone Substation | None
Riverland | Morgan 11kV | Hrs > 95% of Peak | Hrs | 2029 | 2.5 | Zone Substation | N
Metro South | Morphett Vale East 11kV | Hrs > 95% of Peak | Hrs | 2029 | 4.5 | Zone Substation | None
Metro South | Morphettville 11kV | Hrs > 95% of Peak | Hrs | 2029 | 40.5 | Zone Substation | None
Eastern Hills | Mount Barker 11kV | Hrs > 95% of Peak | Hrs | 2029 | 6.5 | Zone Substation | None
Eastern Hills | Mount Barker 66kV | Hrs > 95% of Peak | Hrs | 2029 |  | Connection Point | None
South East | Mount Burr 11kV | Hrs > 95% of Peak | Hrs | 2029 |  | Zone Substation | None
South East | Mount Gambier 11kV | Hrs > 95% of Peak | Hrs | 2029 | 5.5 | Zone Substation | None
South East | Mount Gambier 33kV | Hrs > 95% of Peak | Hrs | 2029 |  | Connection Point | None
South East | Mount Gambier North 11kV | Hrs > 95% of Peak | Hrs | 2029 | 2 | Zone Substation | N-1
South East | Mount Gambier West 11kV | Hrs > 95% of Peak | Hrs | 2029 | 13 | Zone Substation | None
Upper North | Mount Gunson 33kV | Hrs > 95% of Peak | Hrs | 2029 |  | Connection Point | None
Eastern Hills | Mount Pleasant 11kV | Hrs > 95% of Peak | Hrs | 2029 | 1.5 | Zone Substation | None
South East | Mount Schank 11kV | Hrs > 95% of Peak | Hrs | 2029 | 5.5 | Zone Substation | None
Murraylands | Murray Bridge North 11kV | Hrs > 95% of Peak | Hrs | 2029 | 1 | Zone Substation | None
Murraylands | Murray Bridge South 11kV | Hrs > 95% of Peak | Hrs | 2029 | 1.5 | Zone Substation | None
Eastern Hills | Mylor 11kV | Hrs > 95% of Peak | Hrs | 2029 | 5 | Zone Substation | None
Murraylands | Mypolonga 11kV | Hrs > 95% of Peak | Hrs | 2029 | 3.5 | Zone Substation | None
Metro South | Myponga 11kV | Hrs > 95% of Peak | Hrs | 2029 | 1.5 | Zone Substation | None
Eastern Hills | Nairne 11kV | Hrs > 95% of Peak | Hrs | 2029 | 0.5 | Zone Substation | Reverse N-1
South East | Nangwarry 11kV | Hrs > 95% of Peak | Hrs | 2029 | 2.5 | Zone Substation | None
South East | Naracoorte 11kV | Hrs > 95% of Peak | Hrs | 2029 | 0.5 | Zone Substation | None
South East | Naracoorte East 11kV | Hrs > 95% of Peak | Hrs | 2029 | 7 | Zone Substation | None
Murraylands | Narrung 11kV | Hrs > 95% of Peak | Hrs | 2029 | 7 | Zone Substation | None
Upper North | Neuroodla 33kV | Hrs > 95% of Peak | Hrs | 2029 |  | Connection Point | None
Metro West | New Osborne 11kV | Hrs > 95% of Peak | Hrs | 2029 | 4.5 | Zone Substation | None
Metro West | New Richmond 11kV | Hrs > 95% of Peak | Hrs | 2029 | 0.5 | Zone Substation | None
Murraylands | Nildottie 11kV | Hrs > 95% of Peak | Hrs | 2029 | 14 | Zone Substation | None
Yorke Peninsula | Ninnes 11kV | Hrs > 95% of Peak | Hrs | 2029 |  | Zone Substation | None
Metro South | Noarlunga Centre 11kV | Hrs > 95% of Peak | Hrs | 2029 | 1 | Zone Substation | None
Metro East | North Adelaide 11kV | Hrs > 95% of Peak | Hrs | 2029 | 4.5 | Zone Substation | None
Metro South | North Unley 11kV | Hrs > 95% of Peak | Hrs | 2029 | 2 | Zone Substation | None
Riverland | North West Bend 66kV | Hrs > 95% of Peak | Hrs | 2029 |  | Connection Point | None
Metro East | Northfield 11kV | Hrs > 95% of Peak | Hrs | 2029 | 4 | Zone Substation | N
Metro East | Norwood 11kV | Hrs > 95% of Peak | Hrs | 2029 | 6.5 | Zone Substation | None
Mid North | Nuriootpa 11kV | Hrs > 95% of Peak | Hrs | 2029 | 2 | Zone Substation | None
Metro South | Oaklands 11kV | Hrs > 95% of Peak | Hrs | 2029 | 3 | Zone Substation | None
Upper North | Orroroo 11kV | Hrs > 95% of Peak | Hrs | 2029 | 7 | Zone Substation | None
South East | Padthaway 11kV | Hrs > 95% of Peak | Hrs | 2029 | 1.5 | Zone Substation | None
Murraylands | Palmer 11kV | Hrs > 95% of Peak | Hrs | 2029 |  | Zone Substation | None
Metro South | Panorama 11kV | Hrs > 95% of Peak | Hrs | 2029 | 3.5 | Zone Substation | None
Metro North | Parafield Gardens 11kV | Hrs > 95% of Peak | Hrs | 2029 | 2 | Zone Substation | None
Metro North | Paralowie 11kV | Hrs > 95% of Peak | Hrs | 2029 | 4 | Zone Substation | None
Murraylands | Parilla 11kV | Hrs > 95% of Peak | Hrs | 2029 | 0.5 | Zone Substation | None
Riverland | Paringa 11kV | Hrs > 95% of Peak | Hrs | 2029 | 3 | Zone Substation | None
Riverland | Paringa 33kV | Hrs > 95% of Peak | Hrs | 2029 | 12 | Zone Substation | None
Yorke Peninsula | Paskeville 11kV | Hrs > 95% of Peak | Hrs | 2029 | 1 | Zone Substation | None
Murraylands | Peake 11kV | Hrs > 95% of Peak | Hrs | 2029 |  | Zone Substation | None
Murraylands | Pellaring Flat 11kV | Hrs > 95% of Peak | Hrs | 2029 |  | Zone Substation | None
Metro North | Penfield 11kV | Hrs > 95% of Peak | Hrs | 2029 | 1 | Zone Substation | None
Metro South | Penneshaw 11kV | Hrs > 95% of Peak | Hrs | 2029 | 40.5 | Zone Substation | None
South East | Penola 11kV | Hrs > 95% of Peak | Hrs | 2029 | 0.5 | Zone Substation | None
South East | Penola West 33kV | Hrs > 95% of Peak | Hrs | 2029 |  | Connection Point | None
Upper North | Peterborough 11kV | Hrs > 95% of Peak | Hrs | 2029 | 11 | Zone Substation | None
Eastern Hills | Piccadilly 11kV | Hrs > 95% of Peak | Hrs | 2029 | 4.5 | Zone Substation | None
Murraylands | Pinnaroo 11kV | Hrs > 95% of Peak | Hrs | 2029 | 3 | Zone Substation | None
Murraylands | Pinnaroo South 11kV | Hrs > 95% of Peak | Hrs | 2029 | 1.5 | Zone Substation | None
Metro South | Plympton 11kV | Hrs > 95% of Peak | Hrs | 2029 | 5 | Zone Substation | None
Eyre Peninsula | Point Boston 11kV | Hrs > 95% of Peak | Hrs | 2029 | 225.5 | Zone Substation | None
Eyre Peninsula | Polda 11kV | Hrs > 95% of Peak | Hrs | 2029 | 6 | Zone Substation | None
Eyre Peninsula | Poonindie 11kV | Hrs > 95% of Peak | Hrs | 2029 | 2 | Zone Substation | None
Metro West | Port Adelaide 11kV | Hrs > 95% of Peak | Hrs | 2029 | 9 | Zone Substation | None
Metro West | Port Adelaide North 11kV | Hrs > 95% of Peak | Hrs | 2029 | 1 | Zone Substation | None
Upper North | Port Augusta 11kV | Hrs > 95% of Peak | Hrs | 2029 | 2.5 | Zone Substation | None
Upper North | Port Augusta West TF1 11kV | Hrs > 95% of Peak | Hrs | 2029 | 2.5 | Zone Substation | None
Upper North | Port Augusta West TF2 11kV | Hrs > 95% of Peak | Hrs | 2029 | 2 | Zone Substation | None
Upper North | Port Broughton 11kV | Hrs > 95% of Peak | Hrs | 2029 | 2 | Zone Substation | None
Yorke Peninsula | Port Clinton 11kV | Hrs > 95% of Peak | Hrs | 2029 | 1.5 | Zone Substation | None
Upper North | Port Germein 11kV | Hrs > 95% of Peak | Hrs | 2029 | 3 | Zone Substation | None
Yorke Peninsula | Port Giles 11kV | Hrs > 95% of Peak | Hrs | 2029 | 1 | Zone Substation | None
Yorke Peninsula | Port Julia 11kV | Hrs > 95% of Peak | Hrs | 2029 | 9.5 | Zone Substation | None
Eyre Peninsula | Port Lincoln City 11kV | Hrs > 95% of Peak | Hrs | 2029 | 4.5 | Zone Substation | None
Eyre Peninsula | Port Lincoln Docks 11kV | Hrs > 95% of Peak | Hrs | 2029 | 2 | Zone Substation | None
Eyre Peninsula | Port Lincoln Marina 11kV | Hrs > 95% of Peak | Hrs | 2029 | 2 | Zone Substation | None
Eyre Peninsula | Port Lincoln Terminal 33kV | Hrs > 95% of Peak | Hrs | 2029 |  | Connection Point | None
Metro South | Port Noarlunga 11kV | Hrs > 95% of Peak | Hrs | 2029 | 2.5 | Zone Substation | None
Upper North | Port Pirie Bungama 33kV | Hrs > 95% of Peak | Hrs | 2029 |  | Connection Point | None
Upper North | Port Pirie South 11kV | Hrs > 95% of Peak | Hrs | 2029 | 4 | Zone Substation | None
Metro South | Port Stanvac 11kV | Hrs > 95% of Peak | Hrs | 2029 | 3.5 | Zone Substation | None
Metro South | Port Stanvac TF2 11kV | Hrs > 95% of Peak | Hrs | 2029 |  | Zone Substation | None
Yorke Peninsula | Port Vincent 11kV | Hrs > 95% of Peak | Hrs | 2029 | 0.5 | Zone Substation | None
Riverland | Portee 11kV | Hrs > 95% of Peak | Hrs | 2029 | 1 | Zone Substation | N
Metro East | Prospect 11kV | Hrs > 95% of Peak | Hrs | 2029 | 4 | Zone Substation | None
Murraylands | Punyelroo 11kV | Hrs > 95% of Peak | Hrs | 2029 | 1.5 | Zone Substation | None
Riverland | Pyap 11kV | Hrs > 95% of Peak | Hrs | 2029 | 2 | Zone Substation | None
Riverland | Qualco 11kV | Hrs > 95% of Peak | Hrs | 2029 | 3 | Zone Substation | N
Metro West | Queenstown 11kV | Hrs > 95% of Peak | Hrs | 2029 | 1.5 | Zone Substation | None
Upper North | Quorn 11kV | Hrs > 95% of Peak | Hrs | 2029 | 2 | Zone Substation | None
Riverland | Ramco 11kV | Hrs > 95% of Peak | Hrs | 2029 | 3 | Zone Substation | None
Metro South | Rapid Bay 11kV | Hrs > 95% of Peak | Hrs | 2029 | 1 | Zone Substation | None
Riverland | Renmark 11kV | Hrs > 95% of Peak | Hrs | 2029 | 3 | Zone Substation | None
Mid North | Riverton 11kV | Hrs > 95% of Peak | Hrs | 2029 | 1 | Zone Substation | None
South East | Robe 7.6kV | Hrs > 95% of Peak | Hrs | 2029 | 2.5 | Zone Substation | None
Mid North | Robertstown 11kV | Hrs > 95% of Peak | Hrs | 2029 | 2.5 | Zone Substation | None
Riverland | Roonka 11kV | Hrs > 95% of Peak | Hrs | 2029 | 2 | Zone Substation | None
Eyre Peninsula | Rudall 11kV | Hrs > 95% of Peak | Hrs | 2029 |  | Zone Substation | None
Metro North | Salisbury 11kV | Hrs > 95% of Peak | Hrs | 2029 | 4.5 | Zone Substation | N
Metro South | Salt Cliffs 11kV | Hrs > 95% of Peak | Hrs | 2029 |  | Zone Substation | None
Mid North | Sandy Creek 11kV | Hrs > 95% of Peak | Hrs | 2029 | 2.5 | Zone Substation | None
Metro South | Seacombe 11kV | Hrs > 95% of Peak | Hrs | 2029 | 3 | Zone Substation | None
Metro South | Seaford 11kV | Hrs > 95% of Peak | Hrs | 2029 | 0.5 | Zone Substation | None
Metro South | Second Valley 11kV | Hrs > 95% of Peak | Hrs | 2029 | 0.5 | Zone Substation | None
Metro South | Sheidow Park 11kV | Hrs > 95% of Peak | Hrs | 2029 | 2 | Zone Substation | Reverse N-1
Murraylands | Sherlock 11kV | Hrs > 95% of Peak | Hrs | 2029 |  | Zone Substation | None
Metro North | Smithfield West 11kV | Hrs > 95% of Peak | Hrs | 2029 | 2.5 | Zone Substation | N-1
South East | Snuggery Rural 33kV | Hrs > 95% of Peak | Hrs | 2029 |  | Connection Point | None
South East | South End 11kV | Hrs > 95% of Peak | Hrs | 2029 | 1 | Zone Substation | Reverse N-1
Mid North | Spalding 11kV | Hrs > 95% of Peak | Hrs | 2029 | 4.5 | Zone Substation | None
Metro South | Square Water Hole 11kV | Hrs > 95% of Peak | Hrs | 2029 | 3 | Zone Substation | None
Yorke Peninsula | Stansbury 11kV | Hrs > 95% of Peak | Hrs | 2029 | 0.5 | Zone Substation | None
Eastern Hills | Stirling East 11kV | Hrs > 95% of Peak | Hrs | 2029 | 2 | Zone Substation | None
Upper North | Stirling North 1 11kV | Hrs > 95% of Peak | Hrs | 2029 | 4 | Zone Substation | None
Upper North | Stirling North 2 11kV | Hrs > 95% of Peak | Hrs | 2029 | 2 | Zone Substation | None
Mid North | Stockwell TF1 11kV | Hrs > 95% of Peak | Hrs | 2029 | 11.5 | Zone Substation | None
Mid North | Stockwell TF2 11kV | Hrs > 95% of Peak | Hrs | 2029 | 7 | Zone Substation | None
Eyre Peninsula | Stony Point 11kV | Hrs > 95% of Peak | Hrs | 2029 |  | Connection Point | None
Eastern Hills | Strathalbyn 11kV | Hrs > 95% of Peak | Hrs | 2029 | 0.5 | Zone Substation | None
Eyre Peninsula | Streaky Bay 11kV | Hrs > 95% of Peak | Hrs | 2029 | 83.5 | Zone Substation | Reverse N-1
Riverland | Swan Reach 11kV | Hrs > 95% of Peak | Hrs | 2029 | 8 | Zone Substation | None
Riverland | Swan Reach 33kV | Hrs > 95% of Peak | Hrs | 2029 | 0.5 | Zone Substation | None
Murraylands | Tailem Bend 33kV | Hrs > 95% of Peak | Hrs | 2029 |  | Connection Point | None
Murraylands | Tailem Bend Town 11kV | Hrs > 95% of Peak | Hrs | 2029 | 5 | Zone Substation | None
South East | Tantanoola 11kV | Hrs > 95% of Peak | Hrs | 2029 | 4 | Zone Substation | None
Eyre Peninsula | Tarlton 11kV | Hrs > 95% of Peak | Hrs | 2029 | 4.5 | Zone Substation | None
South East | Tarpeena South 11kV | Hrs > 95% of Peak | Hrs | 2029 | 3.5 | Zone Substation | N-1
Metro East | Tea Tree Gully 11kV | Hrs > 95% of Peak | Hrs | 2029 | 4.5 | Zone Substation | None
Murraylands | Teal Flat 11kV | Hrs > 95% of Peak | Hrs | 2029 | 1 | Zone Substation | None
Upper North | Telowie 11kV | Hrs > 95% of Peak | Hrs | 2029 | 2 | Zone Substation | None
Mid North | Templers 33kV | Hrs > 95% of Peak | Hrs | 2029 |  | Connection Point | None
Metro West | Thebarton 11kV | Hrs > 95% of Peak | Hrs | 2029 | 1.5 | Zone Substation | None
South East | Tintinara 11kV | Hrs > 95% of Peak | Hrs | 2029 | 4 | Zone Substation | None
Metro South | Tonsley Park 11kV | Hrs > 95% of Peak | Hrs | 2029 | 1 | Zone Substation | None
Eyre Peninsula | Tumby Bay 11kV | Hrs > 95% of Peak | Hrs | 2029 | 6.5 | Zone Substation | None
Metro North | Two Wells 11kV | Hrs > 95% of Peak | Hrs | 2029 | 2 | Zone Substation | N-1
Eyre Peninsula | Uley 11kV | Hrs > 95% of Peak | Hrs | 2029 | 2 | Zone Substation | None
Eyre Peninsula | Uley South 11kV | Hrs > 95% of Peak | Hrs | 2029 | 22 | Zone Substation | None
Eastern Hills | Uraidla 11kV | Hrs > 95% of Peak | Hrs | 2029 | 3.5 | Zone Substation | None
Eastern Hills | Uraidla 33kV | Hrs > 95% of Peak | Hrs | 2029 | 16.5 | Zone Substation | None
Eastern Hills | Verdun 11kV | Hrs > 95% of Peak | Hrs | 2029 | 4 | Zone Substation | None
Metro South | Victor Harbor 11kV | Hrs > 95% of Peak | Hrs | 2029 | 1 | Zone Substation | None
Metro North | Virginia 11kV | Hrs > 95% of Peak | Hrs | 2029 | 1.5 | Zone Substation | None
Riverland | Waikerie 11kV | Hrs > 95% of Peak | Hrs | 2029 | 2 | Zone Substation | None
Murraylands | Walker Flat 11kV | Hrs > 95% of Peak | Hrs | 2029 | 3 | Zone Substation | None
Yorke Peninsula | Wallaroo 11kV | Hrs > 95% of Peak | Hrs | 2029 | 1.5 | Zone Substation | None
Yorke Peninsula | Warooka 11kV | Hrs > 95% of Peak | Hrs | 2029 | 2 | Zone Substation | None
Mid North | Wasleys 11kV | Hrs > 95% of Peak | Hrs | 2029 | 1 | Zone Substation | None
Mid North | Waterloo 33kV | Hrs > 95% of Peak | Hrs | 2029 |  | Connection Point | None
Mid North | Waterloo Town 11kV | Hrs > 95% of Peak | Hrs | 2029 | 6.5 | Zone Substation | None
Murraylands | White Sands 11kV | Hrs > 95% of Peak | Hrs | 2029 | 11 | Zone Substation | None
Adelaide Central | Whitmore Square 11kV | Hrs > 95% of Peak | Hrs | 2029 | 5 | Zone Substation | None
Eyre Peninsula | Whyalla Central 33kV | Hrs > 95% of Peak | Hrs | 2029 |  | Connection Point | None
Eyre Peninsula | Whyalla City 11kV | Hrs > 95% of Peak | Hrs | 2029 | 1 | Zone Substation | None
Eyre Peninsula | Whyalla North 11kV | Hrs > 95% of Peak | Hrs | 2029 | 0.5 | Zone Substation | None
Eyre Peninsula | Whyalla Stuart 11kV | Hrs > 95% of Peak | Hrs | 2029 | 0.5 | Zone Substation | None
Mid North | Williamstown 11kV | Hrs > 95% of Peak | Hrs | 2029 | 0.5 | Zone Substation | None
Mid North | Williamstown South 11kV | Hrs > 95% of Peak | Hrs | 2029 | 1.5 | Zone Substation | None
Metro South | Willunga 11kV | Hrs > 95% of Peak | Hrs | 2029 | 92 | Zone Substation | None
Metro South | Willunga 33kV | Hrs > 95% of Peak | Hrs | 2029 | 0.5 | Zone Substation | None
Upper North | Wilmington 11kV | Hrs > 95% of Peak | Hrs | 2029 | 2 | Zone Substation | None
Upper North | Wirrabara Forest 11kV | Hrs > 95% of Peak | Hrs | 2029 | 20 | Zone Substation | None
Upper North | Wirrabara South 11kV | Hrs > 95% of Peak | Hrs | 2029 |  | Zone Substation | None
Metro South | Wirrina Cove 11kV | Hrs > 95% of Peak | Hrs | 2029 |  | Zone Substation | None
Upper North | Wongyarra 11kV | Hrs > 95% of Peak | Hrs | 2029 |  | Zone Substation | None
Metro East | Woodforde 11kV | Hrs > 95% of Peak | Hrs | 2029 | 0.5 | Zone Substation | None
Murraylands | Woods Point 11kV | Hrs > 95% of Peak | Hrs | 2029 | 2.5 | Zone Substation | None
Eastern Hills | Woodside 11kV | Hrs > 95% of Peak | Hrs | 2029 | 2 | Zone Substation | Reverse N-1
Metro West | Woodville 11kV | Hrs > 95% of Peak | Hrs | 2029 | 2 | Zone Substation | None
Metro West | Woodville 33kV | Hrs > 95% of Peak | Hrs | 2029 | 11231.5 | Zone Substation | None
Riverland | Woolpunda 11kV | Hrs > 95% of Peak | Hrs | 2029 | 10.5 | Zone Substation | None
Eyre Peninsula | Wudinna 11kV | Hrs > 95% of Peak | Hrs | 2029 | 5.5 | Zone Substation | None
Eyre Peninsula | Wudinna 66kV | Hrs > 95% of Peak | Hrs | 2029 |  | Connection Point | None
Eyre Peninsula | Yadnarie 66kV | Hrs > 95% of Peak | Hrs | 2029 |  | Connection Point | None
Metro South | Yankalilla 11kV | Hrs > 95% of Peak | Hrs | 2029 | 1.5 | Zone Substation | None
Metro South | Yankalilla 33kV | Hrs > 95% of Peak | Hrs | 2029 | 0.5 | Zone Substation | None
Metro South | Yankalilla Hill 11kV | Hrs > 95% of Peak | Hrs | 2029 |  | Zone Substation | None
Upper North | Yongala 11kV | Hrs > 95% of Peak | Hrs | 2029 | 8 | Zone Substation | None
Yorke Peninsula | Yorketown 11kV | Hrs > 95% of Peak | Hrs | 2029 | 1 | Zone Substation | None
Adelaide Central | ACR 66kV | Minimum Forecast | MW | 2025 | 51.6879 | Connection Point | None | Minimum
Eastern Hills | Aldgate 11kV | Minimum Forecast | MW | 2025 | -3.3877 | Zone Substation | None | Minimum
Metro South | Aldinga 11kV | Minimum Forecast | MW | 2025 | -11.6689 | Zone Substation | None | Minimum
South East | Allendale East 11kV | Minimum Forecast | MW | 2025 | -0.63447 | Zone Substation | None | Minimum
Mid North | Alma 11kV | Minimum Forecast | MW | 2025 | -0.00086233 | Zone Substation | None | Minimum
Metro South | American River 11kV | Minimum Forecast | MW | 2025 | -0.32804 | Zone Substation | None | Minimum
Eastern Hills | Angas Creek 33kV | Minimum Forecast | MW | 2025 | -9.337 | Connection Point | None | Minimum
Mid North | Angaston 11kV | Minimum Forecast | MW | 2025 | -2.8125 | Zone Substation | None | Minimum
Metro North | Angle Vale 11kV | Minimum Forecast | MW | 2025 | -10.2944 | Zone Substation | None | Minimum
Yorke Peninsula | Ardrossan 11kV | Minimum Forecast | MW | 2025 | -1.2322 | Zone Substation | None | Minimum
Yorke Peninsula | Ardrossan West 33kV | Minimum Forecast | MW | 2025 | -4.8032 | Connection Point | None | Minimum
Eyre Peninsula | Arno Bay 11kV | Minimum Forecast | MW | 2025 | 0.033393 | Zone Substation | None | Minimum
Metro South | Ascot Park 11kV | Minimum Forecast | MW | 2025 | -9.0126 | Zone Substation | N | Minimum
Metro West | Athol Park 11kV | Minimum Forecast | MW | 2025 | -8.0761 | Zone Substation | None | Minimum
Mid North | Auburn 11kV | Minimum Forecast | MW | 2025 | -1.0143 | Zone Substation | None | Minimum
Yorke Peninsula | Balaklava 7.6kV | Minimum Forecast | MW | 2025 | -1.2687 | Zone Substation | None | Minimum
Eastern Hills | Balhannah 33kV | Minimum Forecast | MW | 2025 | -12.266 | Zone Substation | None | Minimum
Upper North | Baroota 33kV | Minimum Forecast | MW | 2025 | -8.3514 | Connection Point | None | Minimum
Upper North | Baroota Town 11kV | Minimum Forecast | MW | 2025 | -0.057243 | Zone Substation | None | Minimum
Mid North | Barossa South TF1 11kV | Minimum Forecast | MW | 2025 | -0.30638 | Zone Substation | None | Minimum
Mid North | Barossa South TF2 11kV | Minimum Forecast | MW | 2025 | -0.9181 | Zone Substation | None | Minimum
South East | Beachport 11kV | Minimum Forecast | MW | 2025 | -0.56812 | Zone Substation | None | Minimum
Murraylands | Belvedere Road 7.6kV | Minimum Forecast | MW | 2025 | -0.01438 | Zone Substation | None | Minimum
Riverland | Berri 11kV | Minimum Forecast | MW | 2025 | -7.607 | Zone Substation | None | Minimum
Riverland | Berri 66kV | Minimum Forecast | MW | 2025 | -13.3741 | Connection Point | None | Minimum
Murraylands | Binnies 11kV | Minimum Forecast | MW | 2025 | 0.14359 | Zone Substation | None | Minimum
Eastern Hills | Birdwood 11kV | Minimum Forecast | MW | 2025 | -1.8691 | Zone Substation | None | Minimum
Yorke Peninsula | Black Point 11kV | Minimum Forecast | MW | 2025 | -0.017795 | Zone Substation | None | Minimum
Metro West | Blackpool 11kV | Minimum Forecast | MW | 2025 | -5.5089 | Zone Substation | None | Minimum
Metro South | Blackwood 11kV | Minimum Forecast | MW | 2025 | -13.4532 | Zone Substation | None | Minimum
South East | Blanche 33kV | Minimum Forecast | MW | 2025 | -1.2751 | Connection Point | None | Minimum
Upper North | Booleroo Centre 11kV | Minimum Forecast | MW | 2025 | -0.25872 | Zone Substation | None | Minimum
Eyre Peninsula | Boothby 33kV | Minimum Forecast | MW | 2025 | -0.025517 | Zone Substation | N-1 | Minimum
Upper North | Booyoolie 11kV | Minimum Forecast | MW | 2025 | -0.0004818 | Zone Substation | None | Minimum
South East | Bordertown 11kV | Minimum Forecast | MW | 2025 | -2.0228 | Zone Substation | N-1 | Minimum
Mid North | Brinkworth 33kV | Minimum Forecast | MW | 2025 | -1.7533 | Connection Point | None | Minimum
Mid North | Brinkworth Town 11kV | Minimum Forecast | MW | 2025 | -0.37561 | Zone Substation | None | Minimum
Eastern Hills | Brukunga 11kV | Minimum Forecast | MW | 2025 | -0.24966 | Zone Substation | None | Minimum
Upper North | Bungama Napperby 11kV | Minimum Forecast | MW | 2025 | -0.062961 | Zone Substation | None | Minimum
Metro East | Burnside 11kV | Minimum Forecast | MW | 2025 | -4.2535 | Zone Substation | None | Minimum
Mid North | Burra TF2 11kV | Minimum Forecast | MW | 2025 | -0.70816 | Zone Substation | None | Minimum
Riverland | Cadell 11kV | Minimum Forecast | MW | 2025 | -1.0525 | Zone Substation | None | Minimum
Murraylands | Caloote 11kV | Minimum Forecast | MW | 2025 | -0.72514 | Zone Substation | None | Minimum
Upper North | Caltowie 11kV | Minimum Forecast | MW | 2025 | -0.12021 | Zone Substation | None | Minimum
Murraylands | Cambrai 11kV | Minimum Forecast | MW | 2025 | -0.35039 | Zone Substation | None | Minimum
Murraylands | Campbell Park 11kV | Minimum Forecast | MW | 2025 | -0.15032 | Zone Substation | None | Minimum
Metro East | Campbelltown 11kV | Minimum Forecast | MW | 2025 | -19.3537 | Zone Substation | None | Minimum
Metro South | Cape Jervis 11kV | Minimum Forecast | MW | 2025 | -0.62959 | Zone Substation | None | Minimum
Metro South | Cape Jervis 33kV | Minimum Forecast | MW | 2025 | -29.4781 | Zone Substation | N-1 | Minimum
Eyre Peninsula | Caralue 11kV | Minimum Forecast | MW | 2025 | -0.74638 | Zone Substation | None | Minimum
Metro West | Cavan 11kV | Minimum Forecast | MW | 2025 | -1.9847 | Zone Substation | None | Minimum
Adelaide Central | CBD 33kV | Minimum Forecast | MW | 2025 | 2.1211 | Zone Substation | None | Minimum
Eyre Peninsula | Ceduna 11kV | Minimum Forecast | MW | 2025 | -1.4345 | Zone Substation | None | Minimum
Eastern Hills | Chain of Ponds 11kV | Minimum Forecast | MW | 2025 | -0.21274 | Zone Substation | None | Minimum
Metro West | Cheltenham 11kV | Minimum Forecast | MW | 2025 | -3.6331 | Zone Substation | None | Minimum
Metro West | Cheltenham 33kV | Minimum Forecast | MW | 2025 | 0.1353 | Zone Substation | None | Minimum
Mid North | Clare 11kV | Minimum Forecast | MW | 2025 | -3.3421 | Zone Substation | None | Minimum
Mid North | Clare North 33kV | Minimum Forecast | MW | 2025 | -3.1122 | Connection Point | None | Minimum
Metro South | Clarence Gardens 11kV | Minimum Forecast | MW | 2025 | -7.7823 | Zone Substation | None | Minimum
Metro South | Clarendon 11kV | Minimum Forecast | MW | 2025 | -1.854 | Zone Substation | None | Minimum
Metro East | Clearview 11kV | Minimum Forecast | MW | 2025 | -11.9186 | Zone Substation | N | Minimum
Eyre Peninsula | Cleve 11kV | Minimum Forecast | MW | 2025 | -0.90132 | Zone Substation | None | Minimum
Eyre Peninsula | Cleve 33kV | Minimum Forecast | MW | 2025 | -0.94335 | Zone Substation | N-1 | Minimum
Eyre Peninsula | Coffin Bay 11kV | Minimum Forecast | MW | 2025 | -0.80597 | Zone Substation | None | Minimum
Mid North | Collinsfield 11kV | Minimum Forecast | MW | 2025 | -0.12614 | Zone Substation | None | Minimum
Murraylands | Coomandook 11kV | Minimum Forecast | MW | 2025 | 0.012374 | Zone Substation | None | Minimum
Murraylands | Coonalpyn 11kV | Minimum Forecast | MW | 2025 | -0.20149 | Zone Substation | None | Minimum
South East | Coonawarra 11kV | Minimum Forecast | MW | 2025 | -0.42585 | Zone Substation | None | Minimum
Upper North | Copley Nepabunna 33kV | Minimum Forecast | MW | 2025 | -0.019762 | Zone Substation | N-1 | Minimum
Riverland | Cordola 11kV | Minimum Forecast | MW | 2025 | -0.26803 | Zone Substation | None | Minimum
Adelaide Central | Coromandel Place 11kV | Minimum Forecast | MW | 2025 | 13.5911 | Zone Substation | None | Minimum
Eyre Peninsula | Cowell 11kV | Minimum Forecast | MW | 2025 | -0.92998 | Zone Substation | None | Minimum
Metro West | Croydon 11kV | Minimum Forecast | MW | 2025 | -5.3976 | Zone Substation | None | Minimum
Metro West | Croydon Park 11kV | Minimum Forecast | MW | 2025 | -5.745 | Zone Substation | None | Minimum
Upper North | Crystal Brook 11kV | Minimum Forecast | MW | 2025 | -0.7706 | Zone Substation | None | Minimum
Metro South | Cudmore Park 11kV | Minimum Forecast | MW | 2025 | -4.3176 | Zone Substation | None | Minimum
Eyre Peninsula | Cummins 11kV | Minimum Forecast | MW | 2025 | -1.2776 | Zone Substation | None | Minimum
Yorke Peninsula | Curramulka 7.6kV | Minimum Forecast | MW | 2025 | -0.019082 | Zone Substation | None | Minimum
Yorke Peninsula | Curramulka South 11kV | Minimum Forecast | MW | 2025 | -0.0013472 | Zone Substation | None | Minimum
Yorke Peninsula | Dalrymple 33kV | Minimum Forecast | MW | 2025 | -3.9686 | Connection Point | None | Minimum
Eyre Peninsula | Darke Peak 11kV | Minimum Forecast | MW | 2025 | -0.082618 | Zone Substation | None | Minimum
Upper North | Davenport West 33kV | Minimum Forecast | MW | 2025 | -13.534 | Connection Point | None | Minimum
Eastern Hills | Deloraine 11kV | Minimum Forecast | MW | 2025 | -0.23124 | Zone Substation | None | Minimum
Metro North | Direk 11kV | Minimum Forecast | MW | 2025 | -3.3968 | Zone Substation | None | Minimum
Mid North | Dorrien 33kV | Minimum Forecast | MW | 2025 | -14.5496 | Connection Point | None | Minimum
Mid North | Dorrien TF4 11kV | Minimum Forecast | MW | 2025 | -3.1064 | Zone Substation | None | Minimum
Mid North | Dorrien TF5 11kV | Minimum Forecast | MW | 2025 | -1.6158 | Zone Substation | None | Minimum
Yorke Peninsula | Dowlingville 11kV | Minimum Forecast | MW | 2025 | -0.02111 | Zone Substation | None | Minimum
Adelaide Central | East Terrace 11kV | Minimum Forecast | MW | 2025 | 4.9578 | Zone Substation | None | Minimum
Metro North | Edinburgh 11kV | Minimum Forecast | MW | 2025 | -1.1354 | Zone Substation | None | Minimum
Yorke Peninsula | Edithburgh 11kV | Minimum Forecast | MW | 2025 | -1.1575 | Zone Substation | None | Minimum
Metro North | Elizabeth Downs 11kV | Minimum Forecast | MW | 2025 | -13.9034 | Zone Substation | None | Minimum
Metro North | Elizabeth Heights 11kV | Minimum Forecast | MW | 2025 | -6.7094 | Zone Substation | None | Minimum
Metro North | Elizabeth South 11kV | Minimum Forecast | MW | 2025 | -1.8997 | Zone Substation | None | Minimum
Mid North | Eudunda 11kV | Minimum Forecast | MW | 2025 | -0.77481 | Zone Substation | None | Minimum
Metro North | Evanston 11kV | Minimum Forecast | MW | 2025 | -16.961 | Zone Substation | N-1 | Minimum
Metro North | Evanston 33kV | Minimum Forecast | MW | 2025 | -0.011493 | Zone Substation | None | Minimum
Metro West | Findon 11kV | Minimum Forecast | MW | 2025 | -5.0153 | Zone Substation | None | Minimum
Metro West | Flinders Park 11kV | Minimum Forecast | MW | 2025 | -5.7524 | Zone Substation | None | Minimum
Mid North | Florieton SWER 19kV | Minimum Forecast | MW | 2025 | -0.0047774 | Connection Point | None | Minimum
Eastern Hills | Forreston 11kV | Minimum Forecast | MW | 2025 | -0.46941 | Zone Substation | None | Minimum
Mid North | Freeling 11kV | Minimum Forecast | MW | 2025 | -0.25922 | Zone Substation | None | Minimum
Mid North | Freeling North 11kV | Minimum Forecast | MW | 2025 | -2.105 | Zone Substation | None | Minimum
Metro West | Fulham Gardens 11kV | Minimum Forecast | MW | 2025 | -11.115 | Zone Substation | None | Minimum
Upper North | Fullerville 11kV | Minimum Forecast | MW | 2025 | 0 | Zone Substation | None | Minimum
Mid North | Gawler Belt TF1 11kV | Minimum Forecast | MW | 2025 | -3.0832 | Zone Substation | None | Minimum
Mid North | Gawler Belt TF2 11kV | Minimum Forecast | MW | 2025 | -2.8319 | Zone Substation | None | Minimum
Mid North | Georgetown 11kV | Minimum Forecast | MW | 2025 | -0.14277 | Zone Substation | None | Minimum
Murraylands | Geranium 11kV | Minimum Forecast | MW | 2025 | -0.06635 | Zone Substation | None | Minimum
Upper North | Gladstone 11kV | Minimum Forecast | MW | 2025 | -1.0146 | Zone Substation | None | Minimum
Metro West | Glanville 11kV | Minimum Forecast | MW | 2025 | -6.3515 | Zone Substation | None | Minimum
South East | Glencoe 11kV | Minimum Forecast | MW | 2025 | -0.34386 | Zone Substation | None | Minimum
Metro South | Glenelg North 11kV | Minimum Forecast | MW | 2025 | -3.809 | Zone Substation | None | Minimum
Riverland | Glossop 11kV | Minimum Forecast | MW | 2025 | -2.9185 | Zone Substation | None | Minimum
Metro East | Golden Grove 11kV | Minimum Forecast | MW | 2025 | -19.8842 | Zone Substation | None | Minimum
Mid North | Gomersal North 11kV | Minimum Forecast | MW | 2025 | 0.022774 | Zone Substation | None | Minimum
Metro South | Goolwa 11kV | Minimum Forecast | MW | 2025 | -10.7962 | Zone Substation | None | Minimum
Mid North | Gulnare 11kV | Minimum Forecast | MW | 2025 | -0.012104 | Zone Substation | None | Minimum
Eastern Hills | Gumeracha 11kV | Minimum Forecast | MW | 2025 | 0 | Zone Substation | None | Minimum
Eastern Hills | Gumeracha Weir 11kV | Minimum Forecast | MW | 2025 | -0.11718 | Zone Substation | None | Minimum
Eastern Hills | Gumhaven 11kV | Minimum Forecast | MW | 2025 | -0.0042642 | Zone Substation | None | Minimum
Metro South | Hackham 11kV | Minimum Forecast | MW | 2025 | -9.1867 | Zone Substation | N-1 | Minimum
Eastern Hills | Hahndorf 11kV | Minimum Forecast | MW | 2025 | -2.2975 | Zone Substation | None | Minimum
Mid North | Halbury 11kV | Minimum Forecast | MW | 2025 | -0.032874 | Zone Substation | None | Minimum
Mid North | Hamley Bridge 11kV | Minimum Forecast | MW | 2025 | -0.34566 | Zone Substation | None | Minimum
Metro South | Happy Valley 11kV | Minimum Forecast | MW | 2025 | -17.1139 | Zone Substation | None | Minimum
Metro East | Harrow 11kV | Minimum Forecast | MW | 2025 | -7.2303 | Zone Substation | None | Minimum
South East | Hatherleigh 11kV | Minimum Forecast | MW | 2025 | -0.0066139 | Zone Substation | None | Minimum
Upper North | Hawker 11kV | Minimum Forecast | MW | 2025 | -0.11274 | Zone Substation | None | Minimum
Metro South | Hay Flat 11kV | Minimum Forecast | MW | 2025 | -0.0013966 | Zone Substation | None | Minimum
Metro West | Henley South 11kV | Minimum Forecast | MW | 2025 | -9.4261 | Zone Substation | None | Minimum
Eastern Hills | Hermitage 11kV | Minimum Forecast | MW | 2025 | -0.084187 | Zone Substation | None | Minimum
Metro East | Hillcrest 11kV | Minimum Forecast | MW | 2025 | -11.9671 | Zone Substation | None | Minimum
Adelaide Central | Hindley Street 11kV | Minimum Forecast | MW | 2025 | 14.2231 | Zone Substation | None | Minimum
Metro East | Holden Hill 11kV | Minimum Forecast | MW | 2025 | -10.393 | Zone Substation | None | Minimum
Metro East | Hope Valley 11kV | Minimum Forecast | MW | 2025 | -9.3894 | Zone Substation | None | Minimum
Eastern Hills | Houghton 7.6kV | Minimum Forecast | MW | 2025 | -1.5285 | Zone Substation | None | Minimum
Mid North | Hoyleton 11kV | Minimum Forecast | MW | 2025 | -0.055926 | Zone Substation | None | Minimum
Yorke Peninsula | Hummocks 33kV | Minimum Forecast | MW | 2025 | -15.7224 | Connection Point | None | Minimum
Metro East | Ingle Farm 11kV | Minimum Forecast | MW | 2025 | -14.2603 | Zone Substation | None | Minimum
South East | Inverness 11kV | Minimum Forecast | MW | 2025 | 0.01682 | Zone Substation | None | Minimum
Murraylands | Jabuk 11kV | Minimum Forecast | MW | 2025 | -0.0022357 | Zone Substation | None | Minimum
Yorke Peninsula | James Well 11kV | Minimum Forecast | MW | 2025 | -0.017947 | Zone Substation | None | Minimum
Upper North | Jamestown 11kV | Minimum Forecast | MW | 2025 | -1.3939 | Zone Substation | Reverse N-1 | Minimum
Murraylands | Jervois 11kV | Minimum Forecast | MW | 2025 | -0.077826 | Zone Substation | None | Minimum
Yorke Peninsula | Kadina 11kV | Minimum Forecast | MW | 2025 | -3.8626 | Zone Substation | None | Minimum
Yorke Peninsula | Kadina East 33kV | Minimum Forecast | MW | 2025 | -36.5873 | Connection Point | None | Minimum
South East | Kalangadoo 11kV | Minimum Forecast | MW | 2025 | 0 | Zone Substation | None | Minimum
South East | Kalangadoo West 11kV | Minimum Forecast | MW | 2025 | -0.15843 | Zone Substation | None | Minimum
Eastern Hills | Kanmantoo Copper Mine 11kV | Minimum Forecast | MW | 2025 | -0.44519 | Connection Point | None | Minimum
Mid North | Kapunda TF1 11kV | Minimum Forecast | MW | 2025 | -0.86531 | Zone Substation | None | Minimum
Mid North | Kapunda TF2 11kV | Minimum Forecast | MW | 2025 | -1.6803 | Zone Substation | None | Minimum
Murraylands | Karoonda 11kV | Minimum Forecast | MW | 2025 | -0.36634 | Zone Substation | Reverse N | Minimum
South East | Keith 11kV | Minimum Forecast | MW | 2025 | -0.43311 | Zone Substation | None | Minimum
South East | Keith 33kV | Minimum Forecast | MW | 2025 | -3.3327 | Connection Point | None | Minimum
Metro East | Kent Town 11kV | Minimum Forecast | MW | 2025 | -2.169 | Zone Substation | None | Minimum
Eastern Hills | Kersbrook 11kV | Minimum Forecast | MW | 2025 | -0.352 | Zone Substation | None | Minimum
Metro South | Keswick 11kV | Minimum Forecast | MW | 2025 | 0.76614 | Zone Substation | None | Minimum
Murraylands | Ki Ki 11kV | Minimum Forecast | MW | 2025 | -0.001945 | Zone Substation | None | Minimum
Metro West | Kilburn 11kV | Minimum Forecast | MW | 2025 | -4.983 | Zone Substation | None | Minimum
Metro East | Kilburn South 11kV | Minimum Forecast | MW | 2025 | -2.9125 | Zone Substation | None | Minimum
Metro West | Kilkenny 11kV | Minimum Forecast | MW | 2025 | 0.16138 | Zone Substation | None | Minimum
South East | Kincraig 33kV | Minimum Forecast | MW | 2025 | -10.3021 | Connection Point | None | Minimum
Metro South | Kingscote 11kV | Minimum Forecast | MW | 2025 | 0.18942 | Zone Substation | None | Minimum
South East | Kingston SE 11kV | Minimum Forecast | MW | 2025 | -0.89577 | Zone Substation | None | Minimum
Metro South | Kingswood 11kV | Minimum Forecast | MW | 2025 | -10.6083 | Zone Substation | None | Minimum
South East | Kongorong 11kV | Minimum Forecast | MW | 2025 | -0.12495 | Zone Substation | None | Minimum
South East | Kumorna 11kV | Minimum Forecast | MW | 2025 | -0.064272 | Zone Substation | None | Minimum
Mid North | Kybunga 11kV | Minimum Forecast | MW | 2025 | -0.047064 | Zone Substation | None | Minimum
Murraylands | Lameroo 11kV | Minimum Forecast | MW | 2025 | -0.2819 | Zone Substation | None | Minimum
Eastern Hills | Langhorne Creek 11kV | Minimum Forecast | MW | 2025 | -1.3121 | Zone Substation | None | Minimum
Metro West | Largs North 11kV | Minimum Forecast | MW | 2025 | -5.63 | Zone Substation | None | Minimum
Metro West | Lefevre 11kV | Minimum Forecast | MW | 2025 | 1.7748 | Zone Substation | None | Minimum
Upper North | Leigh Creek South 33kV | Minimum Forecast | MW | 2025 | 0.043418 | Connection Point | None | Minimum
Metro East | Linden Park 11kV | Minimum Forecast | MW | 2025 | -11.9037 | Zone Substation | None | Minimum
Eyre Peninsula | Little Swamp 11kV | Minimum Forecast | MW | 2025 | -0.15107 | Zone Substation | None | Minimum
Eastern Hills | Lobethal 11kV | Minimum Forecast | MW | 2025 | -3.7774 | Zone Substation | None | Minimum
Eyre Peninsula | Lock 11kV | Minimum Forecast | MW | 2025 | -0.12604 | Zone Substation | None | Minimum
Riverland | Loveday 11kV | Minimum Forecast | MW | 2025 | -5.699 | Zone Substation | None | Minimum
Metro South | Lower Mitcham 11kV | Minimum Forecast | MW | 2025 | -6.7366 | Zone Substation | None | Minimum
Riverland | Loxton 11kV | Minimum Forecast | MW | 2025 | -1.499 | Zone Substation | None | Minimum
South East | Lucindale 11kV | Minimum Forecast | MW | 2025 | -0.10459 | Zone Substation | None | Minimum
Mid North | Lyndoch 11kV | Minimum Forecast | MW | 2025 | -1.5302 | Zone Substation | None | Minimum
Mid North | Lyndoch South 7.6kV | Minimum Forecast | MW | 2025 | -0.09016 | Zone Substation | None | Minimum
Riverland | Lyrup 11kV | Minimum Forecast | MW | 2025 | -1.1724 | Zone Substation | None | Minimum
Metro South | MacGillivray 11kV | Minimum Forecast | MW | 2025 | -0.17001 | Zone Substation | None | Minimum
Yorke Peninsula | Maitland 11kV | Minimum Forecast | MW | 2025 | -1.9747 | Zone Substation | None | Minimum
Mid North | Mallala 11kV | Minimum Forecast | MW | 2025 | -1.5041 | Zone Substation | None | Minimum
Murraylands | Mannum 33kV | Minimum Forecast | MW | 2025 | -38 | Connection Point | None | Minimum
Murraylands | Mannum Town 7.6kV | Minimum Forecast | MW | 2025 | -2.2168 | Zone Substation | None | Minimum
Yorke Peninsula | Marion Bay 11kV | Minimum Forecast | MW | 2025 | -0.29423 | Zone Substation | None | Minimum
Mid North | Marrabel 11kV | Minimum Forecast | MW | 2025 | -0.47668 | Zone Substation | None | Minimum
Metro South | McLaren Flat TF1 11kV | Minimum Forecast | MW | 2025 | -2.2064 | Zone Substation | None | Minimum
Metro South | McLaren Flat TF2 11kV | Minimum Forecast | MW | 2025 | -0.63111 | Zone Substation | None | Minimum
Metro South | McLaren Vale 11kV | Minimum Forecast | MW | 2025 | -0.75821 | Zone Substation | None | Minimum
Metro South | McLaren Vale Vineyard 11kV | Minimum Forecast | MW | 2025 | 0 | Zone Substation | None | Minimum
Eastern Hills | Meadows 11kV | Minimum Forecast | MW | 2025 | -5.4923 | Zone Substation | Reverse N-1 | Minimum
Upper North | Melrose 11kV | Minimum Forecast | MW | 2025 | -0.067064 | Zone Substation | None | Minimum
Murraylands | Meningie 11kV | Minimum Forecast | MW | 2025 | -0.72207 | Zone Substation | None | Minimum
Metro East | Metro East 66kV | Minimum Forecast | MW | 2025 | -113.8144 | Connection Point | None | Minimum
Metro North | Metro North 66kV | Minimum Forecast | MW | 2025 | -95.9419 | Connection Point | None | Minimum
Metro South | Metro South 66kV | Minimum Forecast | MW | 2025 | -224.1599 | Connection Point | None | Minimum
Metro West | Metro West 66kV | Minimum Forecast | MW | 2025 | -63.7079 | Connection Point | None | Minimum
Eastern Hills | Milang 11kV | Minimum Forecast | MW | 2025 | -1.8609 | Zone Substation | None | Minimum
South East | Millicent 11kV | Minimum Forecast | MW | 2025 | -2.3116 | Zone Substation | None | Minimum
Yorke Peninsula | Minlaton 11kV | Minimum Forecast | MW | 2025 | -0.463 | Zone Substation | None | Minimum
Murraylands | Mobilong 33kV | Minimum Forecast | MW | 2025 | -16.2266 | Connection Point | None | Minimum
Murraylands | Monarto Central 11kV | Minimum Forecast | MW | 2025 | 0.20227 | Zone Substation | None | Minimum
Murraylands | Monarto South 11kV | Minimum Forecast | MW | 2025 | -0.43681 | Zone Substation | None | Minimum
Yorke Peninsula | Moonta 11kV | Minimum Forecast | MW | 2025 | -5.6418 | Zone Substation | N-1 | Minimum
Eyre Peninsula | Moorkitabie 11kV | Minimum Forecast | MW | 2025 | -0.15017 | Zone Substation | None | Minimum
Riverland | Morgan 11kV | Minimum Forecast | MW | 2025 | -0.51718 | Zone Substation | N | Minimum
Metro South | Morphett Vale East 11kV | Minimum Forecast | MW | 2025 | -17.9615 | Zone Substation | None | Minimum
Metro South | Morphettville 11kV | Minimum Forecast | MW | 2025 | -5.611 | Zone Substation | None | Minimum
Eastern Hills | Mount Barker 11kV | Minimum Forecast | MW | 2025 | -17.3892 | Zone Substation | None | Minimum
Eastern Hills | Mount Barker 66kV | Minimum Forecast | MW | 2025 | -53.3448 | Connection Point | None | Minimum
South East | Mount Burr 11kV | Minimum Forecast | MW | 2025 | -0.03047 | Zone Substation | None | Minimum
South East | Mount Gambier 11kV | Minimum Forecast | MW | 2025 | -3.9267 | Zone Substation | None | Minimum
South East | Mount Gambier 33kV | Minimum Forecast | MW | 2025 | -2.5124 | Connection Point | None | Minimum
South East | Mount Gambier North 11kV | Minimum Forecast | MW | 2025 | -1.1265 | Zone Substation | N-1 | Minimum
South East | Mount Gambier West 11kV | Minimum Forecast | MW | 2025 | -1.538 | Zone Substation | None | Minimum
Upper North | Mount Gunson 33kV | Minimum Forecast | MW | 2025 | 0.001 | Connection Point | None | Minimum
Eastern Hills | Mount Pleasant 11kV | Minimum Forecast | MW | 2025 | -1.0214 | Zone Substation | None | Minimum
South East | Mount Schank 11kV | Minimum Forecast | MW | 2025 | -0.022159 | Zone Substation | None | Minimum
Murraylands | Murray Bridge North 11kV | Minimum Forecast | MW | 2025 | -3.8672 | Zone Substation | None | Minimum
Murraylands | Murray Bridge South 11kV | Minimum Forecast | MW | 2025 | -6.1529 | Zone Substation | None | Minimum
Eastern Hills | Mylor 11kV | Minimum Forecast | MW | 2025 | -2.2601 | Zone Substation | None | Minimum
Murraylands | Mypolonga 11kV | Minimum Forecast | MW | 2025 | -1.4247 | Zone Substation | None | Minimum
Metro South | Myponga 11kV | Minimum Forecast | MW | 2025 | -2.8332 | Zone Substation | None | Minimum
Eastern Hills | Nairne 11kV | Minimum Forecast | MW | 2025 | -4.4857 | Zone Substation | Reverse N-1 | Minimum
South East | Nangwarry 11kV | Minimum Forecast | MW | 2025 | -0.26561 | Zone Substation | None | Minimum
South East | Naracoorte 11kV | Minimum Forecast | MW | 2025 | -3.0087 | Zone Substation | None | Minimum
South East | Naracoorte East 11kV | Minimum Forecast | MW | 2025 | 0.076746 | Zone Substation | None | Minimum
Murraylands | Narrung 11kV | Minimum Forecast | MW | 2025 | -0.035392 | Zone Substation | None | Minimum
Upper North | Neuroodla 33kV | Minimum Forecast | MW | 2025 | -0.10199 | Connection Point | None | Minimum
Metro West | New Osborne 11kV | Minimum Forecast | MW | 2025 | -0.6697 | Zone Substation | None | Minimum
Metro West | New Richmond 11kV | Minimum Forecast | MW | 2025 | -4.0076 | Zone Substation | None | Minimum
Murraylands | Nildottie 11kV | Minimum Forecast | MW | 2025 | -0.095794 | Zone Substation | None | Minimum
Yorke Peninsula | Ninnes 11kV | Minimum Forecast | MW | 2025 | -0.059103 | Zone Substation | None | Minimum
Metro South | Noarlunga Centre 11kV | Minimum Forecast | MW | 2025 | -2.4439 | Zone Substation | None | Minimum
Metro East | North Adelaide 11kV | Minimum Forecast | MW | 2025 | 0.41522 | Zone Substation | None | Minimum
Metro South | North Unley 11kV | Minimum Forecast | MW | 2025 | -2.518 | Zone Substation | None | Minimum
Riverland | North West Bend 66kV | Minimum Forecast | MW | 2025 | -3.8058 | Connection Point | None | Minimum
Metro East | Northfield 11kV | Minimum Forecast | MW | 2025 | -7.0623 | Zone Substation | N | Minimum
Metro East | Norwood 11kV | Minimum Forecast | MW | 2025 | -14.1533 | Zone Substation | None | Minimum
Mid North | Nuriootpa 11kV | Minimum Forecast | MW | 2025 | -3.9973 | Zone Substation | None | Minimum
Metro South | Oaklands 11kV | Minimum Forecast | MW | 2025 | -10.1484 | Zone Substation | None | Minimum
Upper North | Orroroo 11kV | Minimum Forecast | MW | 2025 | -0.73815 | Zone Substation | None | Minimum
South East | Padthaway 11kV | Minimum Forecast | MW | 2025 | -0.11075 | Zone Substation | None | Minimum
Murraylands | Palmer 11kV | Minimum Forecast | MW | 2025 | -0.011095 | Zone Substation | None | Minimum
Metro South | Panorama 11kV | Minimum Forecast | MW | 2025 | -7.2946 | Zone Substation | None | Minimum
Metro North | Parafield Gardens 11kV | Minimum Forecast | MW | 2025 | -17.424 | Zone Substation | None | Minimum
Metro North | Paralowie 11kV | Minimum Forecast | MW | 2025 | -4.5038 | Zone Substation | None | Minimum
Murraylands | Parilla 11kV | Minimum Forecast | MW | 2025 | -0.051862 | Zone Substation | None | Minimum
Riverland | Paringa 11kV | Minimum Forecast | MW | 2025 | -0.86446 | Zone Substation | None | Minimum
Riverland | Paringa 33kV | Minimum Forecast | MW | 2025 | -0.75184 | Zone Substation | None | Minimum
Yorke Peninsula | Paskeville 11kV | Minimum Forecast | MW | 2025 | -0.14185 | Zone Substation | None | Minimum
Murraylands | Peake 11kV | Minimum Forecast | MW | 2025 | -0.014533 | Zone Substation | None | Minimum
Murraylands | Pellaring Flat 11kV | Minimum Forecast | MW | 2025 | -0.003879 | Zone Substation | None | Minimum
Metro North | Penfield 11kV | Minimum Forecast | MW | 2025 | -6.5934 | Zone Substation | None | Minimum
Metro South | Penneshaw 11kV | Minimum Forecast | MW | 2025 | -0.16464 | Zone Substation | None | Minimum
South East | Penola 11kV | Minimum Forecast | MW | 2025 | -0.80118 | Zone Substation | None | Minimum
South East | Penola West 33kV | Minimum Forecast | MW | 2025 | 0.09802 | Connection Point | None | Minimum
Upper North | Peterborough 11kV | Minimum Forecast | MW | 2025 | -0.79748 | Zone Substation | None | Minimum
Eastern Hills | Piccadilly 11kV | Minimum Forecast | MW | 2025 | -0.76762 | Zone Substation | None | Minimum
Murraylands | Pinnaroo 11kV | Minimum Forecast | MW | 2025 | 0.18439 | Zone Substation | None | Minimum
Murraylands | Pinnaroo South 11kV | Minimum Forecast | MW | 2025 | -0.0090665 | Zone Substation | None | Minimum
Metro South | Plympton 11kV | Minimum Forecast | MW | 2025 | -5.5986 | Zone Substation | None | Minimum
Eyre Peninsula | Point Boston 11kV | Minimum Forecast | MW | 2025 | -0.040989 | Zone Substation | None | Minimum
Eyre Peninsula | Polda 11kV | Minimum Forecast | MW | 2025 | -0.41962 | Zone Substation | None | Minimum
Eyre Peninsula | Poonindie 11kV | Minimum Forecast | MW | 2025 | -0.21815 | Zone Substation | None | Minimum
Metro West | Port Adelaide 11kV | Minimum Forecast | MW | 2025 | -2.518 | Zone Substation | None | Minimum
Metro West | Port Adelaide North 11kV | Minimum Forecast | MW | 2025 | -2.8257 | Zone Substation | None | Minimum
Upper North | Port Augusta 11kV | Minimum Forecast | MW | 2025 | -1.0145 | Zone Substation | None | Minimum
Upper North | Port Augusta West TF1 11kV | Minimum Forecast | MW | 2025 | -1.0026 | Zone Substation | None | Minimum
Upper North | Port Augusta West TF2 11kV | Minimum Forecast | MW | 2025 | -1.9039 | Zone Substation | None | Minimum
Upper North | Port Broughton 11kV | Minimum Forecast | MW | 2025 | -1.198 | Zone Substation | None | Minimum
Yorke Peninsula | Port Clinton 11kV | Minimum Forecast | MW | 2025 | -0.39185 | Zone Substation | None | Minimum
Upper North | Port Germein 11kV | Minimum Forecast | MW | 2025 | -0.57841 | Zone Substation | None | Minimum
Yorke Peninsula | Port Giles 11kV | Minimum Forecast | MW | 2025 | -0.19322 | Zone Substation | None | Minimum
Yorke Peninsula | Port Julia 11kV | Minimum Forecast | MW | 2025 | -0.11302 | Zone Substation | None | Minimum
Eyre Peninsula | Port Lincoln City 11kV | Minimum Forecast | MW | 2025 | -5.2014 | Zone Substation | None | Minimum
Eyre Peninsula | Port Lincoln Docks 11kV | Minimum Forecast | MW | 2025 | -0.57903 | Zone Substation | None | Minimum
Eyre Peninsula | Port Lincoln Marina 11kV | Minimum Forecast | MW | 2025 | -2.1395 | Zone Substation | None | Minimum
Eyre Peninsula | Port Lincoln Terminal 33kV | Minimum Forecast | MW | 2025 | -8.0264 | Connection Point | None | Minimum
Metro South | Port Noarlunga 11kV | Minimum Forecast | MW | 2025 | -18.0312 | Zone Substation | None | Minimum
Upper North | Port Pirie Bungama 33kV | Minimum Forecast | MW | 2025 | -10.7255 | Connection Point | None | Minimum
Upper North | Port Pirie South 11kV | Minimum Forecast | MW | 2025 | -6.4518 | Zone Substation | None | Minimum
Metro South | Port Stanvac 11kV | Minimum Forecast | MW | 2025 | -12.5032 | Zone Substation | None | Minimum
Metro South | Port Stanvac TF2 11kV | Minimum Forecast | MW | 2025 | -9.6731 | Zone Substation | None | Minimum
Yorke Peninsula | Port Vincent 11kV | Minimum Forecast | MW | 2025 | -0.72747 | Zone Substation | None | Minimum
Riverland | Portee 11kV | Minimum Forecast | MW | 2025 | -0.1217 | Zone Substation | N | Minimum
Metro East | Prospect 11kV | Minimum Forecast | MW | 2025 | -5.8413 | Zone Substation | None | Minimum
Murraylands | Punyelroo 11kV | Minimum Forecast | MW | 2025 | -0.10678 | Zone Substation | None | Minimum
Riverland | Pyap 11kV | Minimum Forecast | MW | 2025 | -3.2863 | Zone Substation | None | Minimum
Riverland | Qualco 11kV | Minimum Forecast | MW | 2025 | -0.073199 | Zone Substation | N | Minimum
Metro West | Queenstown 11kV | Minimum Forecast | MW | 2025 | -5.4418 | Zone Substation | None | Minimum
Upper North | Quorn 11kV | Minimum Forecast | MW | 2025 | -0.85404 | Zone Substation | None | Minimum
Riverland | Ramco 11kV | Minimum Forecast | MW | 2025 | -1.1827 | Zone Substation | None | Minimum
Metro South | Rapid Bay 11kV | Minimum Forecast | MW | 2025 | 0.0077788 | Zone Substation | None | Minimum
Riverland | Renmark 11kV | Minimum Forecast | MW | 2025 | -10.1008 | Zone Substation | None | Minimum
Mid North | Riverton 11kV | Minimum Forecast | MW | 2025 | -0.62774 | Zone Substation | None | Minimum
South East | Robe 7.6kV | Minimum Forecast | MW | 2025 | -0.94179 | Zone Substation | None | Minimum
Mid North | Robertstown 11kV | Minimum Forecast | MW | 2025 | -0.29207 | Zone Substation | None | Minimum
Riverland | Roonka 11kV | Minimum Forecast | MW | 2025 | -1.027 | Zone Substation | None | Minimum
Eyre Peninsula | Rudall 11kV | Minimum Forecast | MW | 2025 | -0.0072021 | Zone Substation | None | Minimum
Metro North | Salisbury 11kV | Minimum Forecast | MW | 2025 | -14.3105 | Zone Substation | N | Minimum
Metro South | Salt Cliffs 11kV | Minimum Forecast | MW | 2025 | -0.087275 | Zone Substation | None | Minimum
Mid North | Sandy Creek 11kV | Minimum Forecast | MW | 2025 | -1.3323 | Zone Substation | None | Minimum
Metro South | Seacombe 11kV | Minimum Forecast | MW | 2025 | -13.6223 | Zone Substation | None | Minimum
Metro South | Seaford 11kV | Minimum Forecast | MW | 2025 | -8.3906 | Zone Substation | None | Minimum
Metro South | Second Valley 11kV | Minimum Forecast | MW | 2025 | -0.21285 | Zone Substation | None | Minimum
Metro South | Sheidow Park 11kV | Minimum Forecast | MW | 2025 | -14.3348 | Zone Substation | Reverse N-1 | Minimum
Murraylands | Sherlock 11kV | Minimum Forecast | MW | 2025 | -0.003577 | Zone Substation | None | Minimum
Metro North | Smithfield West 11kV | Minimum Forecast | MW | 2025 | -13.0977 | Zone Substation | N-1 | Minimum
South East | Snuggery Rural 33kV | Minimum Forecast | MW | 2025 | -8.6487 | Connection Point | None | Minimum
South East | South End 11kV | Minimum Forecast | MW | 2025 | -0.29039 | Zone Substation | Reverse N-1 | Minimum
Mid North | Spalding 11kV | Minimum Forecast | MW | 2025 | -0.33976 | Zone Substation | None | Minimum
Metro South | Square Water Hole 11kV | Minimum Forecast | MW | 2025 | -2.3656 | Zone Substation | None | Minimum
Yorke Peninsula | Stansbury 11kV | Minimum Forecast | MW | 2025 | -0.60349 | Zone Substation | None | Minimum
Eastern Hills | Stirling East 11kV | Minimum Forecast | MW | 2025 | -3.1858 | Zone Substation | None | Minimum
Upper North | Stirling North 1 11kV | Minimum Forecast | MW | 2025 | -0.97647 | Zone Substation | None | Minimum
Upper North | Stirling North 2 11kV | Minimum Forecast | MW | 2025 | -1.0039 | Zone Substation | None | Minimum
Mid North | Stockwell TF1 11kV | Minimum Forecast | MW | 2025 | -1.2894 | Zone Substation | None | Minimum
Mid North | Stockwell TF2 11kV | Minimum Forecast | MW | 2025 | -0.071084 | Zone Substation | None | Minimum
Eyre Peninsula | Stony Point 11kV | Minimum Forecast | MW | 2025 | -0.050218 | Connection Point | None | Minimum
Eastern Hills | Strathalbyn 11kV | Minimum Forecast | MW | 2025 | -7.0599 | Zone Substation | None | Minimum
Eyre Peninsula | Streaky Bay 11kV | Minimum Forecast | MW | 2025 | -3.9385 | Zone Substation | Reverse N-1 | Minimum
Riverland | Swan Reach 11kV | Minimum Forecast | MW | 2025 | -0.23364 | Zone Substation | None | Minimum
Riverland | Swan Reach 33kV | Minimum Forecast | MW | 2025 | -0.94878 | Zone Substation | None | Minimum
Murraylands | Tailem Bend 33kV | Minimum Forecast | MW | 2025 | -8.4095 | Connection Point | None | Minimum
Murraylands | Tailem Bend Town 11kV | Minimum Forecast | MW | 2025 | -1.1738 | Zone Substation | None | Minimum
South East | Tantanoola 11kV | Minimum Forecast | MW | 2025 | -0.049703 | Zone Substation | None | Minimum
Eyre Peninsula | Tarlton 11kV | Minimum Forecast | MW | 2025 | -0.0963 | Zone Substation | None | Minimum
South East | Tarpeena South 11kV | Minimum Forecast | MW | 2025 | 0.23433 | Zone Substation | N-1 | Minimum
Metro East | Tea Tree Gully 11kV | Minimum Forecast | MW | 2025 | -11.9863 | Zone Substation | None | Minimum
Murraylands | Teal Flat 11kV | Minimum Forecast | MW | 2025 | -0.55791 | Zone Substation | None | Minimum
Upper North | Telowie 11kV | Minimum Forecast | MW | 2025 | -0.41643 | Zone Substation | None | Minimum
Mid North | Templers 33kV | Minimum Forecast | MW | 2025 | -11.9911 | Connection Point | None | Minimum
Metro West | Thebarton 11kV | Minimum Forecast | MW | 2025 | -3.1163 | Zone Substation | None | Minimum
South East | Tintinara 11kV | Minimum Forecast | MW | 2025 | -0.20549 | Zone Substation | None | Minimum
Metro South | Tonsley Park 11kV | Minimum Forecast | MW | 2025 | -6.2407 | Zone Substation | None | Minimum
Eyre Peninsula | Tumby Bay 11kV | Minimum Forecast | MW | 2025 | -1.2822 | Zone Substation | None | Minimum
Metro North | Two Wells 11kV | Minimum Forecast | MW | 2025 | -4.5571 | Zone Substation | N-1 | Minimum
Eyre Peninsula | Uley 11kV | Minimum Forecast | MW | 2025 | -0.13934 | Zone Substation | None | Minimum
Eyre Peninsula | Uley South 11kV | Minimum Forecast | MW | 2025 | 0.0060333 | Zone Substation | None | Minimum
Eastern Hills | Uraidla 11kV | Minimum Forecast | MW | 2025 | -3.389 | Zone Substation | None | Minimum
Eastern Hills | Uraidla 33kV | Minimum Forecast | MW | 2025 | -7.4972 | Zone Substation | None | Minimum
Eastern Hills | Verdun 11kV | Minimum Forecast | MW | 2025 | -0.62443 | Zone Substation | None | Minimum
Metro South | Victor Harbor 11kV | Minimum Forecast | MW | 2025 | -13.9714 | Zone Substation | None | Minimum
Metro North | Virginia 11kV | Minimum Forecast | MW | 2025 | -4.4621 | Zone Substation | None | Minimum
Riverland | Waikerie 11kV | Minimum Forecast | MW | 2025 | -2.2664 | Zone Substation | None | Minimum
Murraylands | Walker Flat 11kV | Minimum Forecast | MW | 2025 | -0.38011 | Zone Substation | None | Minimum
Yorke Peninsula | Wallaroo 11kV | Minimum Forecast | MW | 2025 | -4.1296 | Zone Substation | None | Minimum
Yorke Peninsula | Warooka 11kV | Minimum Forecast | MW | 2025 | -1.4237 | Zone Substation | None | Minimum
Mid North | Wasleys 11kV | Minimum Forecast | MW | 2025 | -1.15 | Zone Substation | None | Minimum
Mid North | Waterloo 33kV | Minimum Forecast | MW | 2025 | -3.0294 | Connection Point | None | Minimum
Mid North | Waterloo Town 11kV | Minimum Forecast | MW | 2025 | -0.012743 | Zone Substation | None | Minimum
Murraylands | White Sands 11kV | Minimum Forecast | MW | 2025 | -0.291 | Zone Substation | None | Minimum
Adelaide Central | Whitmore Square 11kV | Minimum Forecast | MW | 2025 | 7.0549 | Zone Substation | None | Minimum
Eyre Peninsula | Whyalla Central 33kV | Minimum Forecast | MW | 2025 | 1.2072 | Connection Point | None | Minimum
Eyre Peninsula | Whyalla City 11kV | Minimum Forecast | MW | 2025 | -5.7884 | Zone Substation | None | Minimum
Eyre Peninsula | Whyalla North 11kV | Minimum Forecast | MW | 2025 | -0.098593 | Zone Substation | None | Minimum
Eyre Peninsula | Whyalla Stuart 11kV | Minimum Forecast | MW | 2025 | -4.3452 | Zone Substation | None | Minimum
Mid North | Williamstown 11kV | Minimum Forecast | MW | 2025 | -0.47254 | Zone Substation | None | Minimum
Mid North | Williamstown South 11kV | Minimum Forecast | MW | 2025 | -1.1519 | Zone Substation | None | Minimum
Metro South | Willunga 11kV | Minimum Forecast | MW | 2025 | -2.9478 | Zone Substation | None | Minimum
Metro South | Willunga 33kV | Minimum Forecast | MW | 2025 | -1.3544 | Zone Substation | None | Minimum
Upper North | Wilmington 11kV | Minimum Forecast | MW | 2025 | -0.42067 | Zone Substation | None | Minimum
Upper North | Wirrabara Forest 11kV | Minimum Forecast | MW | 2025 | 0.05943 | Zone Substation | None | Minimum
Upper North | Wirrabara South 11kV | Minimum Forecast | MW | 2025 | -0.0012712 | Zone Substation | None | Minimum
Metro South | Wirrina Cove 11kV | Minimum Forecast | MW | 2025 | -0.026765 | Zone Substation | None | Minimum
Upper North | Wongyarra 11kV | Minimum Forecast | MW | 2025 | -0.0032854 | Zone Substation | None | Minimum
Metro East | Woodforde 11kV | Minimum Forecast | MW | 2025 | -15.0586 | Zone Substation | None | Minimum
Murraylands | Woods Point 11kV | Minimum Forecast | MW | 2025 | -0.40339 | Zone Substation | None | Minimum
Eastern Hills | Woodside 11kV | Minimum Forecast | MW | 2025 | -4.7357 | Zone Substation | Reverse N-1 | Minimum
Metro West | Woodville 11kV | Minimum Forecast | MW | 2025 | -1.5473 | Zone Substation | None | Minimum
Metro West | Woodville 33kV | Minimum Forecast | MW | 2025 | 0 | Zone Substation | None | Minimum
Riverland | Woolpunda 11kV | Minimum Forecast | MW | 2025 | 0.32734 | Zone Substation | None | Minimum
Eyre Peninsula | Wudinna 11kV | Minimum Forecast | MW | 2025 | -1.2334 | Zone Substation | None | Minimum
Eyre Peninsula | Wudinna 66kV | Minimum Forecast | MW | 2025 | -6.4915 | Connection Point | None | Minimum
Eyre Peninsula | Yadnarie 66kV | Minimum Forecast | MW | 2025 | -2.5174 | Connection Point | None | Minimum
Metro South | Yankalilla 11kV | Minimum Forecast | MW | 2025 | -4.231 | Zone Substation | None | Minimum
Metro South | Yankalilla 33kV | Minimum Forecast | MW | 2025 | -1.4832 | Zone Substation | None | Minimum
Metro South | Yankalilla Hill 11kV | Minimum Forecast | MW | 2025 | 0 | Zone Substation | None | Minimum
Upper North | Yongala 11kV | Minimum Forecast | MW | 2025 | -0.052293 | Zone Substation | None | Minimum
Yorke Peninsula | Yorketown 11kV | Minimum Forecast | MW | 2025 | -0.27732 | Zone Substation | None | Minimum
Adelaide Central | ACR 66kV | Minimum Forecast | MW | 2026 | 49.7007 | Connection Point | None | Minimum
Eastern Hills | Aldgate 11kV | Minimum Forecast | MW | 2026 | -4.0311 | Zone Substation | None | Minimum
Metro South | Aldinga 11kV | Minimum Forecast | MW | 2026 | -12.9344 | Zone Substation | None | Minimum
South East | Allendale East 11kV | Minimum Forecast | MW | 2026 | -0.81157 | Zone Substation | None | Minimum
Mid North | Alma 11kV | Minimum Forecast | MW | 2026 | -0.0017214 | Zone Substation | None | Minimum
Metro South | American River 11kV | Minimum Forecast | MW | 2026 | -0.37444 | Zone Substation | None | Minimum
Eastern Hills | Angas Creek 33kV | Minimum Forecast | MW | 2026 | -10.92 | Connection Point | None | Minimum
Mid North | Angaston 11kV | Minimum Forecast | MW | 2026 | -3.4933 | Zone Substation | None | Minimum
Metro North | Angle Vale 11kV | Minimum Forecast | MW | 2026 | -11.2178 | Zone Substation | None | Minimum
Yorke Peninsula | Ardrossan 11kV | Minimum Forecast | MW | 2026 | -1.3832 | Zone Substation | None | Minimum
Yorke Peninsula | Ardrossan West 33kV | Minimum Forecast | MW | 2026 | -5.4778 | Connection Point | None | Minimum
Eyre Peninsula | Arno Bay 11kV | Minimum Forecast | MW | 2026 | -0.0094057 | Zone Substation | None | Minimum
Metro South | Ascot Park 11kV | Minimum Forecast | MW | 2026 | -10.3966 | Zone Substation | N | Minimum
Metro West | Athol Park 11kV | Minimum Forecast | MW | 2026 | -9.2488 | Zone Substation | None | Minimum
Mid North | Auburn 11kV | Minimum Forecast | MW | 2026 | -1.2359 | Zone Substation | None | Minimum
Yorke Peninsula | Balaklava 7.6kV | Minimum Forecast | MW | 2026 | -1.4724 | Zone Substation | None | Minimum
Eastern Hills | Balhannah 33kV | Minimum Forecast | MW | 2026 | -14.1294 | Zone Substation | None | Minimum
Upper North | Baroota 33kV | Minimum Forecast | MW | 2026 | -8.9792 | Connection Point | None | Minimum
Upper North | Baroota Town 11kV | Minimum Forecast | MW | 2026 | -0.064073 | Zone Substation | None | Minimum
Mid North | Barossa South TF1 11kV | Minimum Forecast | MW | 2026 | -0.38122 | Zone Substation | None | Minimum
Mid North | Barossa South TF2 11kV | Minimum Forecast | MW | 2026 | -0.92615 | Zone Substation | None | Minimum
South East | Beachport 11kV | Minimum Forecast | MW | 2026 | -0.6816 | Zone Substation | None | Minimum
Murraylands | Belvedere Road 7.6kV | Minimum Forecast | MW | 2026 | -0.015649 | Zone Substation | None | Minimum
Riverland | Berri 11kV | Minimum Forecast | MW | 2026 | -8.1457 | Zone Substation | None | Minimum
Riverland | Berri 66kV | Minimum Forecast | MW | 2026 | -16.49 | Connection Point | None | Minimum
Murraylands | Binnies 11kV | Minimum Forecast | MW | 2026 | 0.13968 | Zone Substation | None | Minimum
Eastern Hills | Birdwood 11kV | Minimum Forecast | MW | 2026 | -2.1055 | Zone Substation | None | Minimum
Yorke Peninsula | Black Point 11kV | Minimum Forecast | MW | 2026 | -0.034919 | Zone Substation | None | Minimum
Metro West | Blackpool 11kV | Minimum Forecast | MW | 2026 | -6.5221 | Zone Substation | None | Minimum
Metro South | Blackwood 11kV | Minimum Forecast | MW | 2026 | -15.7442 | Zone Substation | None | Minimum
South East | Blanche 33kV | Minimum Forecast | MW | 2026 | -3.4451 | Connection Point | None | Minimum
Upper North | Booleroo Centre 11kV | Minimum Forecast | MW | 2026 | -0.2937 | Zone Substation | None | Minimum
Eyre Peninsula | Boothby 33kV | Minimum Forecast | MW | 2026 | -0.085831 | Zone Substation | N-1 | Minimum
Upper North | Booyoolie 11kV | Minimum Forecast | MW | 2026 | -0.00095593 | Zone Substation | None | Minimum
South East | Bordertown 11kV | Minimum Forecast | MW | 2026 | -2.5274 | Zone Substation | N-1 | Minimum
Mid North | Brinkworth 33kV | Minimum Forecast | MW | 2026 | -2.168 | Connection Point | None | Minimum
Mid North | Brinkworth Town 11kV | Minimum Forecast | MW | 2026 | -0.45487 | Zone Substation | None | Minimum
Eastern Hills | Brukunga 11kV | Minimum Forecast | MW | 2026 | -0.28579 | Zone Substation | None | Minimum
Upper North | Bungama Napperby 11kV | Minimum Forecast | MW | 2026 | -0.14374 | Zone Substation | None | Minimum
Metro East | Burnside 11kV | Minimum Forecast | MW | 2026 | -5.056 | Zone Substation | None | Minimum
Mid North | Burra TF2 11kV | Minimum Forecast | MW | 2026 | -0.91681 | Zone Substation | None | Minimum
Riverland | Cadell 11kV | Minimum Forecast | MW | 2026 | -1.1041 | Zone Substation | None | Minimum
Murraylands | Caloote 11kV | Minimum Forecast | MW | 2026 | -0.84587 | Zone Substation | None | Minimum
Upper North | Caltowie 11kV | Minimum Forecast | MW | 2026 | -0.12993 | Zone Substation | None | Minimum
Murraylands | Cambrai 11kV | Minimum Forecast | MW | 2026 | -0.41504 | Zone Substation | None | Minimum
Murraylands | Campbell Park 11kV | Minimum Forecast | MW | 2026 | -0.16991 | Zone Substation | None | Minimum
Metro East | Campbelltown 11kV | Minimum Forecast | MW | 2026 | -22.8667 | Zone Substation | None | Minimum
Metro South | Cape Jervis 11kV | Minimum Forecast | MW | 2026 | -0.68365 | Zone Substation | None | Minimum
Metro South | Cape Jervis 33kV | Minimum Forecast | MW | 2026 | -30.024 | Zone Substation | N-1 | Minimum
Eyre Peninsula | Caralue 11kV | Minimum Forecast | MW | 2026 | -0.95997 | Zone Substation | None | Minimum
Metro West | Cavan 11kV | Minimum Forecast | MW | 2026 | -2.9858 | Zone Substation | None | Minimum
Adelaide Central | CBD 33kV | Minimum Forecast | MW | 2026 | 2.0951 | Zone Substation | None | Minimum
Eyre Peninsula | Ceduna 11kV | Minimum Forecast | MW | 2026 | -1.7875 | Zone Substation | None | Minimum
Eastern Hills | Chain of Ponds 11kV | Minimum Forecast | MW | 2026 | -0.25599 | Zone Substation | None | Minimum
Metro West | Cheltenham 11kV | Minimum Forecast | MW | 2026 | -4.3306 | Zone Substation | None | Minimum
Metro West | Cheltenham 33kV | Minimum Forecast | MW | 2026 | 0.1353 | Zone Substation | None | Minimum
Mid North | Clare 11kV | Minimum Forecast | MW | 2026 | -3.9514 | Zone Substation | None | Minimum
Mid North | Clare North 33kV | Minimum Forecast | MW | 2026 | -3.9451 | Connection Point | None | Minimum
Metro South | Clarence Gardens 11kV | Minimum Forecast | MW | 2026 | -9.0233 | Zone Substation | None | Minimum
Metro South | Clarendon 11kV | Minimum Forecast | MW | 2026 | -2.094 | Zone Substation | None | Minimum
Metro East | Clearview 11kV | Minimum Forecast | MW | 2026 | -13.7122 | Zone Substation | N | Minimum
Eyre Peninsula | Cleve 11kV | Minimum Forecast | MW | 2026 | -1.0639 | Zone Substation | None | Minimum
Eyre Peninsula | Cleve 33kV | Minimum Forecast | MW | 2026 | -1.0875 | Zone Substation | N-1 | Minimum
Eyre Peninsula | Coffin Bay 11kV | Minimum Forecast | MW | 2026 | -0.90985 | Zone Substation | None | Minimum
Mid North | Collinsfield 11kV | Minimum Forecast | MW | 2026 | -0.16744 | Zone Substation | None | Minimum
Murraylands | Coomandook 11kV | Minimum Forecast | MW | 2026 | -0.0014156 | Zone Substation | None | Minimum
Murraylands | Coonalpyn 11kV | Minimum Forecast | MW | 2026 | -0.24392 | Zone Substation | None | Minimum
South East | Coonawarra 11kV | Minimum Forecast | MW | 2026 | -0.54851 | Zone Substation | None | Minimum
Upper North | Copley Nepabunna 33kV | Minimum Forecast | MW | 2026 | -0.039021 | Zone Substation | N-1 | Minimum
Riverland | Cordola 11kV | Minimum Forecast | MW | 2026 | -0.29777 | Zone Substation | None | Minimum
Adelaide Central | Coromandel Place 11kV | Minimum Forecast | MW | 2026 | 13.4297 | Zone Substation | None | Minimum
Eyre Peninsula | Cowell 11kV | Minimum Forecast | MW | 2026 | -1.0572 | Zone Substation | None | Minimum
Metro West | Croydon 11kV | Minimum Forecast | MW | 2026 | -6.7971 | Zone Substation | None | Minimum
Metro West | Croydon Park 11kV | Minimum Forecast | MW | 2026 | -6.6304 | Zone Substation | None | Minimum
Upper North | Crystal Brook 11kV | Minimum Forecast | MW | 2026 | -0.90298 | Zone Substation | None | Minimum
Metro South | Cudmore Park 11kV | Minimum Forecast | MW | 2026 | -5.1194 | Zone Substation | None | Minimum
Eyre Peninsula | Cummins 11kV | Minimum Forecast | MW | 2026 | -1.4563 | Zone Substation | None | Minimum
Yorke Peninsula | Curramulka 7.6kV | Minimum Forecast | MW | 2026 | -0.039068 | Zone Substation | None | Minimum
Yorke Peninsula | Curramulka South 11kV | Minimum Forecast | MW | 2026 | -0.002788 | Zone Substation | None | Minimum
Yorke Peninsula | Dalrymple 33kV | Minimum Forecast | MW | 2026 | -4.4788 | Connection Point | None | Minimum
Eyre Peninsula | Darke Peak 11kV | Minimum Forecast | MW | 2026 | -0.10004 | Zone Substation | None | Minimum
Upper North | Davenport West 33kV | Minimum Forecast | MW | 2026 | -14.7746 | Connection Point | None | Minimum
Eastern Hills | Deloraine 11kV | Minimum Forecast | MW | 2026 | -0.25877 | Zone Substation | None | Minimum
Metro North | Direk 11kV | Minimum Forecast | MW | 2026 | -4.4951 | Zone Substation | None | Minimum
Mid North | Dorrien 33kV | Minimum Forecast | MW | 2026 | -17.4781 | Connection Point | None | Minimum
Mid North | Dorrien TF4 11kV | Minimum Forecast | MW | 2026 | -3.5581 | Zone Substation | None | Minimum
Mid North | Dorrien TF5 11kV | Minimum Forecast | MW | 2026 | -1.9061 | Zone Substation | None | Minimum
Yorke Peninsula | Dowlingville 11kV | Minimum Forecast | MW | 2026 | -0.023123 | Zone Substation | None | Minimum
Adelaide Central | East Terrace 11kV | Minimum Forecast | MW | 2026 | 4.3033 | Zone Substation | None | Minimum
Metro North | Edinburgh 11kV | Minimum Forecast | MW | 2026 | -1.5513 | Zone Substation | None | Minimum
Yorke Peninsula | Edithburgh 11kV | Minimum Forecast | MW | 2026 | -1.2662 | Zone Substation | None | Minimum
Metro North | Elizabeth Downs 11kV | Minimum Forecast | MW | 2026 | -16.4541 | Zone Substation | None | Minimum
Metro North | Elizabeth Heights 11kV | Minimum Forecast | MW | 2026 | -7.9291 | Zone Substation | None | Minimum
Metro North | Elizabeth South 11kV | Minimum Forecast | MW | 2026 | -2.3488 | Zone Substation | None | Minimum
Mid North | Eudunda 11kV | Minimum Forecast | MW | 2026 | -0.91599 | Zone Substation | None | Minimum
Metro North | Evanston 11kV | Minimum Forecast | MW | 2026 | -19.5536 | Zone Substation | N-1 | Minimum
Metro North | Evanston 33kV | Minimum Forecast | MW | 2026 | -0.023637 | Zone Substation | None | Minimum
Metro West | Findon 11kV | Minimum Forecast | MW | 2026 | -6.0715 | Zone Substation | None | Minimum
Metro West | Flinders Park 11kV | Minimum Forecast | MW | 2026 | -6.9141 | Zone Substation | None | Minimum
Mid North | Florieton SWER 19kV | Minimum Forecast | MW | 2026 | -0.0076694 | Connection Point | None | Minimum
Eastern Hills | Forreston 11kV | Minimum Forecast | MW | 2026 | -0.5539 | Zone Substation | None | Minimum
Mid North | Freeling 11kV | Minimum Forecast | MW | 2026 | -0.28903 | Zone Substation | None | Minimum
Mid North | Freeling North 11kV | Minimum Forecast | MW | 2026 | -2.3701 | Zone Substation | None | Minimum
Metro West | Fulham Gardens 11kV | Minimum Forecast | MW | 2026 | -13.2031 | Zone Substation | None | Minimum
Upper North | Fullerville 11kV | Minimum Forecast | MW | 2026 | 0 | Zone Substation | None | Minimum
Mid North | Gawler Belt TF1 11kV | Minimum Forecast | MW | 2026 | -3.3059 | Zone Substation | None | Minimum
Mid North | Gawler Belt TF2 11kV | Minimum Forecast | MW | 2026 | -3.1637 | Zone Substation | None | Minimum
Mid North | Georgetown 11kV | Minimum Forecast | MW | 2026 | -0.16453 | Zone Substation | None | Minimum
Murraylands | Geranium 11kV | Minimum Forecast | MW | 2026 | -0.073942 | Zone Substation | None | Minimum
Upper North | Gladstone 11kV | Minimum Forecast | MW | 2026 | -1.18 | Zone Substation | None | Minimum
Metro West | Glanville 11kV | Minimum Forecast | MW | 2026 | -7.4055 | Zone Substation | None | Minimum
South East | Glencoe 11kV | Minimum Forecast | MW | 2026 | -0.4148 | Zone Substation | None | Minimum
Metro South | Glenelg North 11kV | Minimum Forecast | MW | 2026 | -4.8012 | Zone Substation | None | Minimum
Riverland | Glossop 11kV | Minimum Forecast | MW | 2026 | -3.1339 | Zone Substation | None | Minimum
Metro East | Golden Grove 11kV | Minimum Forecast | MW | 2026 | -23.0691 | Zone Substation | None | Minimum
Mid North | Gomersal North 11kV | Minimum Forecast | MW | 2026 | 0.021596 | Zone Substation | None | Minimum
Metro South | Goolwa 11kV | Minimum Forecast | MW | 2026 | -11.8928 | Zone Substation | None | Minimum
Mid North | Gulnare 11kV | Minimum Forecast | MW | 2026 | -0.026348 | Zone Substation | None | Minimum
Eastern Hills | Gumeracha 11kV | Minimum Forecast | MW | 2026 | 0 | Zone Substation | None | Minimum
Eastern Hills | Gumeracha Weir 11kV | Minimum Forecast | MW | 2026 | -0.13046 | Zone Substation | None | Minimum
Eastern Hills | Gumhaven 11kV | Minimum Forecast | MW | 2026 | -0.0087878 | Zone Substation | None | Minimum
Metro South | Hackham 11kV | Minimum Forecast | MW | 2026 | -10.417 | Zone Substation | N-1 | Minimum
Eastern Hills | Hahndorf 11kV | Minimum Forecast | MW | 2026 | -2.7483 | Zone Substation | None | Minimum
Mid North | Halbury 11kV | Minimum Forecast | MW | 2026 | -0.037655 | Zone Substation | None | Minimum
Mid North | Hamley Bridge 11kV | Minimum Forecast | MW | 2026 | -0.47498 | Zone Substation | None | Minimum
Metro South | Happy Valley 11kV | Minimum Forecast | MW | 2026 | -19.5686 | Zone Substation | None | Minimum
Metro East | Harrow 11kV | Minimum Forecast | MW | 2026 | -8.5031 | Zone Substation | None | Minimum
South East | Hatherleigh 11kV | Minimum Forecast | MW | 2026 | -0.013604 | Zone Substation | None | Minimum
Upper North | Hawker 11kV | Minimum Forecast | MW | 2026 | -0.15756 | Zone Substation | None | Minimum
Metro South | Hay Flat 11kV | Minimum Forecast | MW | 2026 | -0.0026355 | Zone Substation | None | Minimum
Metro West | Henley South 11kV | Minimum Forecast | MW | 2026 | -11.3777 | Zone Substation | None | Minimum
Eastern Hills | Hermitage 11kV | Minimum Forecast | MW | 2026 | -0.092972 | Zone Substation | None | Minimum
Metro East | Hillcrest 11kV | Minimum Forecast | MW | 2026 | -14.055 | Zone Substation | None | Minimum
Adelaide Central | Hindley Street 11kV | Minimum Forecast | MW | 2026 | 13.8635 | Zone Substation | None | Minimum
Metro East | Holden Hill 11kV | Minimum Forecast | MW | 2026 | -12.5898 | Zone Substation | None | Minimum
Metro East | Hope Valley 11kV | Minimum Forecast | MW | 2026 | -10.8027 | Zone Substation | None | Minimum
Eastern Hills | Houghton 7.6kV | Minimum Forecast | MW | 2026 | -1.688 | Zone Substation | None | Minimum
Mid North | Hoyleton 11kV | Minimum Forecast | MW | 2026 | -0.064685 | Zone Substation | None | Minimum
Yorke Peninsula | Hummocks 33kV | Minimum Forecast | MW | 2026 | -16.3204 | Connection Point | None | Minimum
Metro East | Ingle Farm 11kV | Minimum Forecast | MW | 2026 | -16.6584 | Zone Substation | None | Minimum
South East | Inverness 11kV | Minimum Forecast | MW | 2026 | 0.016617 | Zone Substation | None | Minimum
Murraylands | Jabuk 11kV | Minimum Forecast | MW | 2026 | -0.0044547 | Zone Substation | None | Minimum
Yorke Peninsula | James Well 11kV | Minimum Forecast | MW | 2026 | -0.035279 | Zone Substation | None | Minimum
Upper North | Jamestown 11kV | Minimum Forecast | MW | 2026 | -1.6286 | Zone Substation | Reverse N-1 | Minimum
Murraylands | Jervois 11kV | Minimum Forecast | MW | 2026 | -0.12484 | Zone Substation | None | Minimum
Yorke Peninsula | Kadina 11kV | Minimum Forecast | MW | 2026 | -4.4124 | Zone Substation | None | Minimum
Yorke Peninsula | Kadina East 33kV | Minimum Forecast | MW | 2026 | -37.9844 | Connection Point | None | Minimum
South East | Kalangadoo 11kV | Minimum Forecast | MW | 2026 | 0 | Zone Substation | None | Minimum
South East | Kalangadoo West 11kV | Minimum Forecast | MW | 2026 | -0.21525 | Zone Substation | None | Minimum
Eastern Hills | Kanmantoo Copper Mine 11kV | Minimum Forecast | MW | 2026 | -0.58456 | Connection Point | None | Minimum
Mid North | Kapunda TF1 11kV | Minimum Forecast | MW | 2026 | -0.99841 | Zone Substation | None | Minimum
Mid North | Kapunda TF2 11kV | Minimum Forecast | MW | 2026 | -1.9035 | Zone Substation | None | Minimum
Murraylands | Karoonda 11kV | Minimum Forecast | MW | 2026 | -0.49273 | Zone Substation | Reverse N | Minimum
South East | Keith 11kV | Minimum Forecast | MW | 2026 | -0.68207 | Zone Substation | None | Minimum
South East | Keith 33kV | Minimum Forecast | MW | 2026 | -4.323 | Connection Point | None | Minimum
Metro East | Kent Town 11kV | Minimum Forecast | MW | 2026 | -3.3832 | Zone Substation | None | Minimum
Eastern Hills | Kersbrook 11kV | Minimum Forecast | MW | 2026 | -0.39625 | Zone Substation | None | Minimum
Metro South | Keswick 11kV | Minimum Forecast | MW | 2026 | -0.26958 | Zone Substation | None | Minimum
Murraylands | Ki Ki 11kV | Minimum Forecast | MW | 2026 | -0.0038752 | Zone Substation | None | Minimum
Metro West | Kilburn 11kV | Minimum Forecast | MW | 2026 | -5.7504 | Zone Substation | None | Minimum
Metro East | Kilburn South 11kV | Minimum Forecast | MW | 2026 | -3.7554 | Zone Substation | None | Minimum
Metro West | Kilkenny 11kV | Minimum Forecast | MW | 2026 | -0.62821 | Zone Substation | None | Minimum
South East | Kincraig 33kV | Minimum Forecast | MW | 2026 | -11.4574 | Connection Point | None | Minimum
Metro South | Kingscote 11kV | Minimum Forecast | MW | 2026 | -0.037503 | Zone Substation | None | Minimum
South East | Kingston SE 11kV | Minimum Forecast | MW | 2026 | -1.1394 | Zone Substation | None | Minimum
Metro South | Kingswood 11kV | Minimum Forecast | MW | 2026 | -13.155 | Zone Substation | None | Minimum
South East | Kongorong 11kV | Minimum Forecast | MW | 2026 | -0.16432 | Zone Substation | None | Minimum
South East | Kumorna 11kV | Minimum Forecast | MW | 2026 | -0.076602 | Zone Substation | None | Minimum
Mid North | Kybunga 11kV | Minimum Forecast | MW | 2026 | -0.050221 | Zone Substation | None | Minimum
Murraylands | Lameroo 11kV | Minimum Forecast | MW | 2026 | -0.35354 | Zone Substation | None | Minimum
Eastern Hills | Langhorne Creek 11kV | Minimum Forecast | MW | 2026 | -1.5313 | Zone Substation | None | Minimum
Metro West | Largs North 11kV | Minimum Forecast | MW | 2026 | -6.6657 | Zone Substation | None | Minimum
Metro West | Lefevre 11kV | Minimum Forecast | MW | 2026 | 1.7463 | Zone Substation | None | Minimum
Upper North | Leigh Creek South 33kV | Minimum Forecast | MW | 2026 | -0.064512 | Connection Point | None | Minimum
Metro East | Linden Park 11kV | Minimum Forecast | MW | 2026 | -14.2217 | Zone Substation | None | Minimum
Eyre Peninsula | Little Swamp 11kV | Minimum Forecast | MW | 2026 | -0.17333 | Zone Substation | None | Minimum
Eastern Hills | Lobethal 11kV | Minimum Forecast | MW | 2026 | -4.406 | Zone Substation | None | Minimum
Eyre Peninsula | Lock 11kV | Minimum Forecast | MW | 2026 | -0.19272 | Zone Substation | None | Minimum
Riverland | Loveday 11kV | Minimum Forecast | MW | 2026 | -6.1399 | Zone Substation | None | Minimum
Metro South | Lower Mitcham 11kV | Minimum Forecast | MW | 2026 | -7.9695 | Zone Substation | None | Minimum
Riverland | Loxton 11kV | Minimum Forecast | MW | 2026 | -1.8946 | Zone Substation | None | Minimum
South East | Lucindale 11kV | Minimum Forecast | MW | 2026 | -0.1954 | Zone Substation | None | Minimum
Mid North | Lyndoch 11kV | Minimum Forecast | MW | 2026 | -1.7567 | Zone Substation | None | Minimum
Mid North | Lyndoch South 7.6kV | Minimum Forecast | MW | 2026 | -0.10877 | Zone Substation | None | Minimum
Riverland | Lyrup 11kV | Minimum Forecast | MW | 2026 | -1.2401 | Zone Substation | None | Minimum
Metro South | MacGillivray 11kV | Minimum Forecast | MW | 2026 | -0.28185 | Zone Substation | None | Minimum
Yorke Peninsula | Maitland 11kV | Minimum Forecast | MW | 2026 | -2.2117 | Zone Substation | None | Minimum
Mid North | Mallala 11kV | Minimum Forecast | MW | 2026 | -1.7608 | Zone Substation | None | Minimum
Murraylands | Mannum 33kV | Minimum Forecast | MW | 2026 | -38 | Connection Point | None | Minimum
Murraylands | Mannum Town 7.6kV | Minimum Forecast | MW | 2026 | -2.4676 | Zone Substation | None | Minimum
Yorke Peninsula | Marion Bay 11kV | Minimum Forecast | MW | 2026 | -0.31653 | Zone Substation | None | Minimum
Mid North | Marrabel 11kV | Minimum Forecast | MW | 2026 | -0.5678 | Zone Substation | None | Minimum
Metro South | McLaren Flat TF1 11kV | Minimum Forecast | MW | 2026 | -2.6227 | Zone Substation | None | Minimum
Metro South | McLaren Flat TF2 11kV | Minimum Forecast | MW | 2026 | -0.75557 | Zone Substation | None | Minimum
Metro South | McLaren Vale 11kV | Minimum Forecast | MW | 2026 | -0.90156 | Zone Substation | None | Minimum
Metro South | McLaren Vale Vineyard 11kV | Minimum Forecast | MW | 2026 | 0 | Zone Substation | None | Minimum
Eastern Hills | Meadows 11kV | Minimum Forecast | MW | 2026 | -6.0747 | Zone Substation | Reverse N-1 | Minimum
Upper North | Melrose 11kV | Minimum Forecast | MW | 2026 | -0.086866 | Zone Substation | None | Minimum
Murraylands | Meningie 11kV | Minimum Forecast | MW | 2026 | -0.85366 | Zone Substation | None | Minimum
Metro East | Metro East 66kV | Minimum Forecast | MW | 2026 | -150.402 | Connection Point | None | Minimum
Metro North | Metro North 66kV | Minimum Forecast | MW | 2026 | -114.8722 | Connection Point | None | Minimum
Metro South | Metro South 66kV | Minimum Forecast | MW | 2026 | -267.9923 | Connection Point | None | Minimum
Metro West | Metro West 66kV | Minimum Forecast | MW | 2026 | -85.1677 | Connection Point | None | Minimum
Eastern Hills | Milang 11kV | Minimum Forecast | MW | 2026 | -2.0829 | Zone Substation | None | Minimum
South East | Millicent 11kV | Minimum Forecast | MW | 2026 | -2.8063 | Zone Substation | None | Minimum
Yorke Peninsula | Minlaton 11kV | Minimum Forecast | MW | 2026 | -0.56085 | Zone Substation | None | Minimum
Murraylands | Mobilong 33kV | Minimum Forecast | MW | 2026 | -18.0767 | Connection Point | None | Minimum
Murraylands | Monarto Central 11kV | Minimum Forecast | MW | 2026 | 0.17288 | Zone Substation | None | Minimum
Murraylands | Monarto South 11kV | Minimum Forecast | MW | 2026 | -0.52214 | Zone Substation | None | Minimum
Yorke Peninsula | Moonta 11kV | Minimum Forecast | MW | 2026 | -6.1226 | Zone Substation | N-1 | Minimum
Eyre Peninsula | Moorkitabie 11kV | Minimum Forecast | MW | 2026 | -0.20245 | Zone Substation | None | Minimum
Riverland | Morgan 11kV | Minimum Forecast | MW | 2026 | -0.56617 | Zone Substation | N | Minimum
Metro South | Morphett Vale East 11kV | Minimum Forecast | MW | 2026 | -20.6264 | Zone Substation | None | Minimum
Metro South | Morphettville 11kV | Minimum Forecast | MW | 2026 | -7.0657 | Zone Substation | None | Minimum
Eastern Hills | Mount Barker 11kV | Minimum Forecast | MW | 2026 | -19.686 | Zone Substation | None | Minimum
Eastern Hills | Mount Barker 66kV | Minimum Forecast | MW | 2026 | -61.884 | Connection Point | None | Minimum
South East | Mount Burr 11kV | Minimum Forecast | MW | 2026 | -0.063434 | Zone Substation | None | Minimum
South East | Mount Gambier 11kV | Minimum Forecast | MW | 2026 | -5.2274 | Zone Substation | None | Minimum
South East | Mount Gambier 33kV | Minimum Forecast | MW | 2026 | -3.8478 | Connection Point | None | Minimum
South East | Mount Gambier North 11kV | Minimum Forecast | MW | 2026 | -1.6983 | Zone Substation | N-1 | Minimum
South East | Mount Gambier West 11kV | Minimum Forecast | MW | 2026 | -2.6538 | Zone Substation | None | Minimum
Upper North | Mount Gunson 33kV | Minimum Forecast | MW | 2026 | 0.001 | Connection Point | None | Minimum
Eastern Hills | Mount Pleasant 11kV | Minimum Forecast | MW | 2026 | -1.2153 | Zone Substation | None | Minimum
South East | Mount Schank 11kV | Minimum Forecast | MW | 2026 | -0.13508 | Zone Substation | None | Minimum
Murraylands | Murray Bridge North 11kV | Minimum Forecast | MW | 2026 | -4.6319 | Zone Substation | None | Minimum
Murraylands | Murray Bridge South 11kV | Minimum Forecast | MW | 2026 | -6.929 | Zone Substation | None | Minimum
Eastern Hills | Mylor 11kV | Minimum Forecast | MW | 2026 | -2.5724 | Zone Substation | None | Minimum
Murraylands | Mypolonga 11kV | Minimum Forecast | MW | 2026 | -1.6192 | Zone Substation | None | Minimum
Metro South | Myponga 11kV | Minimum Forecast | MW | 2026 | -3.2087 | Zone Substation | None | Minimum
Eastern Hills | Nairne 11kV | Minimum Forecast | MW | 2026 | -5.1665 | Zone Substation | Reverse N-1 | Minimum
South East | Nangwarry 11kV | Minimum Forecast | MW | 2026 | -0.32039 | Zone Substation | None | Minimum
South East | Naracoorte 11kV | Minimum Forecast | MW | 2026 | -3.6647 | Zone Substation | None | Minimum
South East | Naracoorte East 11kV | Minimum Forecast | MW | 2026 | -0.035332 | Zone Substation | None | Minimum
Murraylands | Narrung 11kV | Minimum Forecast | MW | 2026 | -0.060232 | Zone Substation | None | Minimum
Upper North | Neuroodla 33kV | Minimum Forecast | MW | 2026 | -0.14707 | Connection Point | None | Minimum
Metro West | New Osborne 11kV | Minimum Forecast | MW | 2026 | -0.6697 | Zone Substation | None | Minimum
Metro West | New Richmond 11kV | Minimum Forecast | MW | 2026 | -5.3372 | Zone Substation | None | Minimum
Murraylands | Nildottie 11kV | Minimum Forecast | MW | 2026 | -0.13189 | Zone Substation | None | Minimum
Yorke Peninsula | Ninnes 11kV | Minimum Forecast | MW | 2026 | -0.11817 | Zone Substation | None | Minimum
Metro South | Noarlunga Centre 11kV | Minimum Forecast | MW | 2026 | -3.0714 | Zone Substation | None | Minimum
Metro East | North Adelaide 11kV | Minimum Forecast | MW | 2026 | -0.29974 | Zone Substation | None | Minimum
Metro South | North Unley 11kV | Minimum Forecast | MW | 2026 | -3.3423 | Zone Substation | None | Minimum
Riverland | North West Bend 66kV | Minimum Forecast | MW | 2026 | -4.6657 | Connection Point | None | Minimum
Metro East | Northfield 11kV | Minimum Forecast | MW | 2026 | -8.2805 | Zone Substation | N | Minimum
Metro East | Norwood 11kV | Minimum Forecast | MW | 2026 | -17.6844 | Zone Substation | None | Minimum
Mid North | Nuriootpa 11kV | Minimum Forecast | MW | 2026 | -4.5866 | Zone Substation | None | Minimum
Metro South | Oaklands 11kV | Minimum Forecast | MW | 2026 | -12.6197 | Zone Substation | None | Minimum
Upper North | Orroroo 11kV | Minimum Forecast | MW | 2026 | -0.86782 | Zone Substation | None | Minimum
South East | Padthaway 11kV | Minimum Forecast | MW | 2026 | -0.24579 | Zone Substation | None | Minimum
Murraylands | Palmer 11kV | Minimum Forecast | MW | 2026 | -0.026529 | Zone Substation | None | Minimum
Metro South | Panorama 11kV | Minimum Forecast | MW | 2026 | -8.9225 | Zone Substation | None | Minimum
Metro North | Parafield Gardens 11kV | Minimum Forecast | MW | 2026 | -19.4548 | Zone Substation | None | Minimum
Metro North | Paralowie 11kV | Minimum Forecast | MW | 2026 | -5.5451 | Zone Substation | None | Minimum
Murraylands | Parilla 11kV | Minimum Forecast | MW | 2026 | -0.072191 | Zone Substation | None | Minimum
Riverland | Paringa 11kV | Minimum Forecast | MW | 2026 | -0.98025 | Zone Substation | None | Minimum
Riverland | Paringa 33kV | Minimum Forecast | MW | 2026 | -0.89202 | Zone Substation | None | Minimum
Yorke Peninsula | Paskeville 11kV | Minimum Forecast | MW | 2026 | -0.16062 | Zone Substation | None | Minimum
Murraylands | Peake 11kV | Minimum Forecast | MW | 2026 | -0.030309 | Zone Substation | None | Minimum
Murraylands | Pellaring Flat 11kV | Minimum Forecast | MW | 2026 | -0.0079593 | Zone Substation | None | Minimum
Metro North | Penfield 11kV | Minimum Forecast | MW | 2026 | -7.3492 | Zone Substation | None | Minimum
Metro South | Penneshaw 11kV | Minimum Forecast | MW | 2026 | -0.28759 | Zone Substation | None | Minimum
South East | Penola 11kV | Minimum Forecast | MW | 2026 | -1.0314 | Zone Substation | None | Minimum
South East | Penola West 33kV | Minimum Forecast | MW | 2026 | -0.3102 | Connection Point | None | Minimum
Upper North | Peterborough 11kV | Minimum Forecast | MW | 2026 | -0.96452 | Zone Substation | None | Minimum
Eastern Hills | Piccadilly 11kV | Minimum Forecast | MW | 2026 | -0.96188 | Zone Substation | None | Minimum
Murraylands | Pinnaroo 11kV | Minimum Forecast | MW | 2026 | 0.10722 | Zone Substation | None | Minimum
Murraylands | Pinnaroo South 11kV | Minimum Forecast | MW | 2026 | -0.010186 | Zone Substation | None | Minimum
Metro South | Plympton 11kV | Minimum Forecast | MW | 2026 | -6.8223 | Zone Substation | None | Minimum
Eyre Peninsula | Point Boston 11kV | Minimum Forecast | MW | 2026 | -0.046785 | Zone Substation | None | Minimum
Eyre Peninsula | Polda 11kV | Minimum Forecast | MW | 2026 | -0.49699 | Zone Substation | None | Minimum
Eyre Peninsula | Poonindie 11kV | Minimum Forecast | MW | 2026 | -0.25935 | Zone Substation | None | Minimum
Metro West | Port Adelaide 11kV | Minimum Forecast | MW | 2026 | -3.3009 | Zone Substation | None | Minimum
Metro West | Port Adelaide North 11kV | Minimum Forecast | MW | 2026 | -3.2172 | Zone Substation | None | Minimum
Upper North | Port Augusta 11kV | Minimum Forecast | MW | 2026 | -1.4802 | Zone Substation | None | Minimum
Upper North | Port Augusta West TF1 11kV | Minimum Forecast | MW | 2026 | -1.2615 | Zone Substation | None | Minimum
Upper North | Port Augusta West TF2 11kV | Minimum Forecast | MW | 2026 | -2.0864 | Zone Substation | None | Minimum
Upper North | Port Broughton 11kV | Minimum Forecast | MW | 2026 | -1.3517 | Zone Substation | None | Minimum
Yorke Peninsula | Port Clinton 11kV | Minimum Forecast | MW | 2026 | -0.43996 | Zone Substation | None | Minimum
Upper North | Port Germein 11kV | Minimum Forecast | MW | 2026 | -0.6404 | Zone Substation | None | Minimum
Yorke Peninsula | Port Giles 11kV | Minimum Forecast | MW | 2026 | -0.20861 | Zone Substation | None | Minimum
Yorke Peninsula | Port Julia 11kV | Minimum Forecast | MW | 2026 | -0.13285 | Zone Substation | None | Minimum
Eyre Peninsula | Port Lincoln City 11kV | Minimum Forecast | MW | 2026 | -6.045 | Zone Substation | None | Minimum
Eyre Peninsula | Port Lincoln Docks 11kV | Minimum Forecast | MW | 2026 | -0.80505 | Zone Substation | None | Minimum
Eyre Peninsula | Port Lincoln Marina 11kV | Minimum Forecast | MW | 2026 | -2.6048 | Zone Substation | None | Minimum
Eyre Peninsula | Port Lincoln Terminal 33kV | Minimum Forecast | MW | 2026 | -10.2337 | Connection Point | None | Minimum
Metro South | Port Noarlunga 11kV | Minimum Forecast | MW | 2026 | -20.2742 | Zone Substation | None | Minimum
Upper North | Port Pirie Bungama 33kV | Minimum Forecast | MW | 2026 | -12.9178 | Connection Point | None | Minimum
Upper North | Port Pirie South 11kV | Minimum Forecast | MW | 2026 | -7.631 | Zone Substation | None | Minimum
Metro South | Port Stanvac 11kV | Minimum Forecast | MW | 2026 | -14.5541 | Zone Substation | None | Minimum
Metro South | Port Stanvac TF2 11kV | Minimum Forecast | MW | 2026 | -9.6731 | Zone Substation | None | Minimum
Yorke Peninsula | Port Vincent 11kV | Minimum Forecast | MW | 2026 | -0.78762 | Zone Substation | None | Minimum
Riverland | Portee 11kV | Minimum Forecast | MW | 2026 | -0.15159 | Zone Substation | N | Minimum
Metro East | Prospect 11kV | Minimum Forecast | MW | 2026 | -7.3642 | Zone Substation | None | Minimum
Murraylands | Punyelroo 11kV | Minimum Forecast | MW | 2026 | -0.12314 | Zone Substation | None | Minimum
Riverland | Pyap 11kV | Minimum Forecast | MW | 2026 | -3.6027 | Zone Substation | None | Minimum
Riverland | Qualco 11kV | Minimum Forecast | MW | 2026 | -0.08595 | Zone Substation | N | Minimum
Metro West | Queenstown 11kV | Minimum Forecast | MW | 2026 | -6.4934 | Zone Substation | None | Minimum
Upper North | Quorn 11kV | Minimum Forecast | MW | 2026 | -0.96095 | Zone Substation | None | Minimum
Riverland | Ramco 11kV | Minimum Forecast | MW | 2026 | -1.3475 | Zone Substation | None | Minimum
Metro South | Rapid Bay 11kV | Minimum Forecast | MW | 2026 | 0.0057135 | Zone Substation | None | Minimum
Riverland | Renmark 11kV | Minimum Forecast | MW | 2026 | -11.0627 | Zone Substation | None | Minimum
Mid North | Riverton 11kV | Minimum Forecast | MW | 2026 | -0.78009 | Zone Substation | None | Minimum
South East | Robe 7.6kV | Minimum Forecast | MW | 2026 | -1.1193 | Zone Substation | None | Minimum
Mid North | Robertstown 11kV | Minimum Forecast | MW | 2026 | -0.36262 | Zone Substation | None | Minimum
Riverland | Roonka 11kV | Minimum Forecast | MW | 2026 | -1.1399 | Zone Substation | None | Minimum
Eyre Peninsula | Rudall 11kV | Minimum Forecast | MW | 2026 | -0.014835 | Zone Substation | None | Minimum
Metro North | Salisbury 11kV | Minimum Forecast | MW | 2026 | -17.7447 | Zone Substation | N | Minimum
Metro South | Salt Cliffs 11kV | Minimum Forecast | MW | 2026 | -0.10608 | Zone Substation | None | Minimum
Mid North | Sandy Creek 11kV | Minimum Forecast | MW | 2026 | -1.4687 | Zone Substation | None | Minimum
Metro South | Seacombe 11kV | Minimum Forecast | MW | 2026 | -16.1851 | Zone Substation | None | Minimum
Metro South | Seaford 11kV | Minimum Forecast | MW | 2026 | -9.2052 | Zone Substation | None | Minimum
Metro South | Second Valley 11kV | Minimum Forecast | MW | 2026 | -0.24807 | Zone Substation | None | Minimum
Metro South | Sheidow Park 11kV | Minimum Forecast | MW | 2026 | -16.1526 | Zone Substation | Reverse N-1 | Minimum
Murraylands | Sherlock 11kV | Minimum Forecast | MW | 2026 | -0.0072423 | Zone Substation | None | Minimum
Metro North | Smithfield West 11kV | Minimum Forecast | MW | 2026 | -14.7117 | Zone Substation | N-1 | Minimum
South East | Snuggery Rural 33kV | Minimum Forecast | MW | 2026 | -9.6748 | Connection Point | None | Minimum
South East | South End 11kV | Minimum Forecast | MW | 2026 | -0.33902 | Zone Substation | Reverse N-1 | Minimum
Mid North | Spalding 11kV | Minimum Forecast | MW | 2026 | -0.42143 | Zone Substation | None | Minimum
Metro South | Square Water Hole 11kV | Minimum Forecast | MW | 2026 | -2.7324 | Zone Substation | None | Minimum
Yorke Peninsula | Stansbury 11kV | Minimum Forecast | MW | 2026 | -0.68422 | Zone Substation | None | Minimum
Eastern Hills | Stirling East 11kV | Minimum Forecast | MW | 2026 | -3.9029 | Zone Substation | None | Minimum
Upper North | Stirling North 1 11kV | Minimum Forecast | MW | 2026 | -1.0559 | Zone Substation | None | Minimum
Upper North | Stirling North 2 11kV | Minimum Forecast | MW | 2026 | -1.0831 | Zone Substation | None | Minimum
Mid North | Stockwell TF1 11kV | Minimum Forecast | MW | 2026 | -1.4457 | Zone Substation | None | Minimum
Mid North | Stockwell TF2 11kV | Minimum Forecast | MW | 2026 | -0.082278 | Zone Substation | None | Minimum
Eyre Peninsula | Stony Point 11kV | Minimum Forecast | MW | 2026 | -0.055279 | Connection Point | None | Minimum
Eastern Hills | Strathalbyn 11kV | Minimum Forecast | MW | 2026 | -7.9144 | Zone Substation | None | Minimum
Eyre Peninsula | Streaky Bay 11kV | Minimum Forecast | MW | 2026 | -4.1466 | Zone Substation | Reverse N-1 | Minimum
Riverland | Swan Reach 11kV | Minimum Forecast | MW | 2026 | -0.28123 | Zone Substation | None | Minimum
Riverland | Swan Reach 33kV | Minimum Forecast | MW | 2026 | -0.9965 | Zone Substation | None | Minimum
Murraylands | Tailem Bend 33kV | Minimum Forecast | MW | 2026 | -9.3959 | Connection Point | None | Minimum
Murraylands | Tailem Bend Town 11kV | Minimum Forecast | MW | 2026 | -1.2649 | Zone Substation | None | Minimum
South East | Tantanoola 11kV | Minimum Forecast | MW | 2026 | -0.07691 | Zone Substation | None | Minimum
Eyre Peninsula | Tarlton 11kV | Minimum Forecast | MW | 2026 | -0.13844 | Zone Substation | None | Minimum
South East | Tarpeena South 11kV | Minimum Forecast | MW | 2026 | 0.19965 | Zone Substation | N-1 | Minimum
Metro East | Tea Tree Gully 11kV | Minimum Forecast | MW | 2026 | -14.3216 | Zone Substation | None | Minimum
Murraylands | Teal Flat 11kV | Minimum Forecast | MW | 2026 | -0.6471 | Zone Substation | None | Minimum
Upper North | Telowie 11kV | Minimum Forecast | MW | 2026 | -0.46215 | Zone Substation | None | Minimum
Mid North | Templers 33kV | Minimum Forecast | MW | 2026 | -13.8943 | Connection Point | None | Minimum
Metro West | Thebarton 11kV | Minimum Forecast | MW | 2026 | -4.3514 | Zone Substation | None | Minimum
South East | Tintinara 11kV | Minimum Forecast | MW | 2026 | -0.27594 | Zone Substation | None | Minimum
Metro South | Tonsley Park 11kV | Minimum Forecast | MW | 2026 | -6.9746 | Zone Substation | None | Minimum
Eyre Peninsula | Tumby Bay 11kV | Minimum Forecast | MW | 2026 | -1.5136 | Zone Substation | None | Minimum
Metro North | Two Wells 11kV | Minimum Forecast | MW | 2026 | -4.9328 | Zone Substation | N-1 | Minimum
Eyre Peninsula | Uley 11kV | Minimum Forecast | MW | 2026 | -0.15862 | Zone Substation | None | Minimum
Eyre Peninsula | Uley South 11kV | Minimum Forecast | MW | 2026 | 0.0060333 | Zone Substation | None | Minimum
Eastern Hills | Uraidla 11kV | Minimum Forecast | MW | 2026 | -3.8844 | Zone Substation | None | Minimum
Eastern Hills | Uraidla 33kV | Minimum Forecast | MW | 2026 | -9.0519 | Zone Substation | None | Minimum
Eastern Hills | Verdun 11kV | Minimum Forecast | MW | 2026 | -0.73483 | Zone Substation | None | Minimum
Metro South | Victor Harbor 11kV | Minimum Forecast | MW | 2026 | -15.8864 | Zone Substation | None | Minimum
Metro North | Virginia 11kV | Minimum Forecast | MW | 2026 | -4.8788 | Zone Substation | None | Minimum
Riverland | Waikerie 11kV | Minimum Forecast | MW | 2026 | -2.6278 | Zone Substation | None | Minimum
Murraylands | Walker Flat 11kV | Minimum Forecast | MW | 2026 | -0.42543 | Zone Substation | None | Minimum
Yorke Peninsula | Wallaroo 11kV | Minimum Forecast | MW | 2026 | -4.4845 | Zone Substation | None | Minimum
Yorke Peninsula | Warooka 11kV | Minimum Forecast | MW | 2026 | -1.545 | Zone Substation | None | Minimum
Mid North | Wasleys 11kV | Minimum Forecast | MW | 2026 | -1.29 | Zone Substation | None | Minimum
Mid North | Waterloo 33kV | Minimum Forecast | MW | 2026 | -3.7473 | Connection Point | None | Minimum
Mid North | Waterloo Town 11kV | Minimum Forecast | MW | 2026 | -0.02683 | Zone Substation | None | Minimum
Murraylands | White Sands 11kV | Minimum Forecast | MW | 2026 | -0.291 | Zone Substation | None | Minimum
Adelaide Central | Whitmore Square 11kV | Minimum Forecast | MW | 2026 | 6.2692 | Zone Substation | None | Minimum
Eyre Peninsula | Whyalla Central 33kV | Minimum Forecast | MW | 2026 | -0.37793 | Connection Point | None | Minimum
Eyre Peninsula | Whyalla City 11kV | Minimum Forecast | MW | 2026 | -6.7311 | Zone Substation | None | Minimum
Eyre Peninsula | Whyalla North 11kV | Minimum Forecast | MW | 2026 | -0.10895 | Zone Substation | None | Minimum
Eyre Peninsula | Whyalla Stuart 11kV | Minimum Forecast | MW | 2026 | -4.9735 | Zone Substation | None | Minimum
Mid North | Williamstown 11kV | Minimum Forecast | MW | 2026 | -0.53163 | Zone Substation | None | Minimum
Mid North | Williamstown South 11kV | Minimum Forecast | MW | 2026 | -1.3128 | Zone Substation | None | Minimum
Metro South | Willunga 11kV | Minimum Forecast | MW | 2026 | -3.3297 | Zone Substation | None | Minimum
Metro South | Willunga 33kV | Minimum Forecast | MW | 2026 | -1.5124 | Zone Substation | None | Minimum
Upper North | Wilmington 11kV | Minimum Forecast | MW | 2026 | -0.49309 | Zone Substation | None | Minimum
Upper North | Wirrabara Forest 11kV | Minimum Forecast | MW | 2026 | 0.045326 | Zone Substation | None | Minimum
Upper North | Wirrabara South 11kV | Minimum Forecast | MW | 2026 | -0.0025277 | Zone Substation | None | Minimum
Metro South | Wirrina Cove 11kV | Minimum Forecast | MW | 2026 | -0.053327 | Zone Substation | None | Minimum
Upper North | Wongyarra 11kV | Minimum Forecast | MW | 2026 | -0.0064222 | Zone Substation | None | Minimum
Metro East | Woodforde 11kV | Minimum Forecast | MW | 2026 | -17.2989 | Zone Substation | None | Minimum
Murraylands | Woods Point 11kV | Minimum Forecast | MW | 2026 | -0.52784 | Zone Substation | None | Minimum
Eastern Hills | Woodside 11kV | Minimum Forecast | MW | 2026 | -5.4533 | Zone Substation | Reverse N-1 | Minimum
Metro West | Woodville 11kV | Minimum Forecast | MW | 2026 | -2.1141 | Zone Substation | None | Minimum
Metro West | Woodville 33kV | Minimum Forecast | MW | 2026 | 0 | Zone Substation | None | Minimum
Riverland | Woolpunda 11kV | Minimum Forecast | MW | 2026 | 0.28814 | Zone Substation | None | Minimum
Eyre Peninsula | Wudinna 11kV | Minimum Forecast | MW | 2026 | -1.3796 | Zone Substation | None | Minimum
Eyre Peninsula | Wudinna 66kV | Minimum Forecast | MW | 2026 | -7.3706 | Connection Point | None | Minimum
Eyre Peninsula | Yadnarie 66kV | Minimum Forecast | MW | 2026 | -3.1295 | Connection Point | None | Minimum
Metro South | Yankalilla 11kV | Minimum Forecast | MW | 2026 | -4.7114 | Zone Substation | None | Minimum
Metro South | Yankalilla 33kV | Minimum Forecast | MW | 2026 | -1.5676 | Zone Substation | None | Minimum
Metro South | Yankalilla Hill 11kV | Minimum Forecast | MW | 2026 | 0 | Zone Substation | None | Minimum
Upper North | Yongala 11kV | Minimum Forecast | MW | 2026 | -0.057415 | Zone Substation | None | Minimum
Yorke Peninsula | Yorketown 11kV | Minimum Forecast | MW | 2026 | -0.41517 | Zone Substation | None | Minimum
Adelaide Central | ACR 66kV | Minimum Forecast | MW | 2027 | 47.45 | Connection Point | None | Minimum
Eastern Hills | Aldgate 11kV | Minimum Forecast | MW | 2027 | -4.6751 | Zone Substation | None | Minimum
Metro South | Aldinga 11kV | Minimum Forecast | MW | 2027 | -14.1712 | Zone Substation | None | Minimum
South East | Allendale East 11kV | Minimum Forecast | MW | 2027 | -0.99397 | Zone Substation | None | Minimum
Mid North | Alma 11kV | Minimum Forecast | MW | 2027 | -0.002577 | Zone Substation | None | Minimum
Metro South | American River 11kV | Minimum Forecast | MW | 2027 | -0.42174 | Zone Substation | None | Minimum
Eastern Hills | Angas Creek 33kV | Minimum Forecast | MW | 2027 | -12.4745 | Connection Point | None | Minimum
Mid North | Angaston 11kV | Minimum Forecast | MW | 2027 | -4.1793 | Zone Substation | None | Minimum
Metro North | Angle Vale 11kV | Minimum Forecast | MW | 2027 | -12.0105 | Zone Substation | None | Minimum
Yorke Peninsula | Ardrossan 11kV | Minimum Forecast | MW | 2027 | -1.5367 | Zone Substation | None | Minimum
Yorke Peninsula | Ardrossan West 33kV | Minimum Forecast | MW | 2027 | -6.1509 | Connection Point | None | Minimum
Eyre Peninsula | Arno Bay 11kV | Minimum Forecast | MW | 2027 | -0.052763 | Zone Substation | None | Minimum
Metro South | Ascot Park 11kV | Minimum Forecast | MW | 2027 | -11.8062 | Zone Substation | N | Minimum
Metro West | Athol Park 11kV | Minimum Forecast | MW | 2027 | -10.3596 | Zone Substation | None | Minimum
Mid North | Auburn 11kV | Minimum Forecast | MW | 2027 | -1.4678 | Zone Substation | None | Minimum
Yorke Peninsula | Balaklava 7.6kV | Minimum Forecast | MW | 2027 | -1.6761 | Zone Substation | None | Minimum
Eastern Hills | Balhannah 33kV | Minimum Forecast | MW | 2027 | -15.9457 | Zone Substation | None | Minimum
Upper North | Baroota 33kV | Minimum Forecast | MW | 2027 | -9.6173 | Connection Point | None | Minimum
Upper North | Baroota Town 11kV | Minimum Forecast | MW | 2027 | -0.070524 | Zone Substation | None | Minimum
Mid North | Barossa South TF1 11kV | Minimum Forecast | MW | 2027 | -0.45435 | Zone Substation | None | Minimum
Mid North | Barossa South TF2 11kV | Minimum Forecast | MW | 2027 | -0.93412 | Zone Substation | None | Minimum
South East | Beachport 11kV | Minimum Forecast | MW | 2027 | -0.80066 | Zone Substation | None | Minimum
Murraylands | Belvedere Road 7.6kV | Minimum Forecast | MW | 2027 | -0.016814 | Zone Substation | None | Minimum
Riverland | Berri 11kV | Minimum Forecast | MW | 2027 | -8.692 | Zone Substation | None | Minimum
Riverland | Berri 66kV | Minimum Forecast | MW | 2027 | -19.6272 | Connection Point | None | Minimum
Murraylands | Binnies 11kV | Minimum Forecast | MW | 2027 | 0.13513 | Zone Substation | None | Minimum
Eastern Hills | Birdwood 11kV | Minimum Forecast | MW | 2027 | -2.3427 | Zone Substation | None | Minimum
Yorke Peninsula | Black Point 11kV | Minimum Forecast | MW | 2027 | -0.051439 | Zone Substation | None | Minimum
Metro West | Blackpool 11kV | Minimum Forecast | MW | 2027 | -7.5463 | Zone Substation | None | Minimum
Metro South | Blackwood 11kV | Minimum Forecast | MW | 2027 | -18.0356 | Zone Substation | None | Minimum
South East | Blanche 33kV | Minimum Forecast | MW | 2027 | -5.7509 | Connection Point | None | Minimum
Upper North | Booleroo Centre 11kV | Minimum Forecast | MW | 2027 | -0.32977 | Zone Substation | None | Minimum
Eyre Peninsula | Boothby 33kV | Minimum Forecast | MW | 2027 | -0.14711 | Zone Substation | N-1 | Minimum
Upper North | Booyoolie 11kV | Minimum Forecast | MW | 2027 | -0.001424 | Zone Substation | None | Minimum
South East | Bordertown 11kV | Minimum Forecast | MW | 2027 | -3.0592 | Zone Substation | N-1 | Minimum
Mid North | Brinkworth 33kV | Minimum Forecast | MW | 2027 | -2.6061 | Connection Point | None | Minimum
Mid North | Brinkworth Town 11kV | Minimum Forecast | MW | 2027 | -0.54012 | Zone Substation | None | Minimum
Eastern Hills | Brukunga 11kV | Minimum Forecast | MW | 2027 | -0.32132 | Zone Substation | None | Minimum
Upper North | Bungama Napperby 11kV | Minimum Forecast | MW | 2027 | -0.22436 | Zone Substation | None | Minimum
Metro East | Burnside 11kV | Minimum Forecast | MW | 2027 | -5.8222 | Zone Substation | None | Minimum
Mid North | Burra TF2 11kV | Minimum Forecast | MW | 2027 | -1.1592 | Zone Substation | None | Minimum
Riverland | Cadell 11kV | Minimum Forecast | MW | 2027 | -1.1551 | Zone Substation | None | Minimum
Murraylands | Caloote 11kV | Minimum Forecast | MW | 2027 | -0.97919 | Zone Substation | None | Minimum
Upper North | Caltowie 11kV | Minimum Forecast | MW | 2027 | -0.13988 | Zone Substation | None | Minimum
Murraylands | Cambrai 11kV | Minimum Forecast | MW | 2027 | -0.48132 | Zone Substation | None | Minimum
Murraylands | Campbell Park 11kV | Minimum Forecast | MW | 2027 | -0.19108 | Zone Substation | None | Minimum
Metro East | Campbelltown 11kV | Minimum Forecast | MW | 2027 | -26.4066 | Zone Substation | None | Minimum
Metro South | Cape Jervis 11kV | Minimum Forecast | MW | 2027 | -0.73458 | Zone Substation | None | Minimum
Metro South | Cape Jervis 33kV | Minimum Forecast | MW | 2027 | -30.6554 | Zone Substation | N-1 | Minimum
Eyre Peninsula | Caralue 11kV | Minimum Forecast | MW | 2027 | -1.1821 | Zone Substation | None | Minimum
Metro West | Cavan 11kV | Minimum Forecast | MW | 2027 | -3.9514 | Zone Substation | None | Minimum
Adelaide Central | CBD 33kV | Minimum Forecast | MW | 2027 | 2.0658 | Zone Substation | None | Minimum
Eyre Peninsula | Ceduna 11kV | Minimum Forecast | MW | 2027 | -2.1554 | Zone Substation | None | Minimum
Eastern Hills | Chain of Ponds 11kV | Minimum Forecast | MW | 2027 | -0.29884 | Zone Substation | None | Minimum
Metro West | Cheltenham 11kV | Minimum Forecast | MW | 2027 | -5.0285 | Zone Substation | None | Minimum
Metro West | Cheltenham 33kV | Minimum Forecast | MW | 2027 | 0.1353 | Zone Substation | None | Minimum
Mid North | Clare 11kV | Minimum Forecast | MW | 2027 | -4.5726 | Zone Substation | None | Minimum
Mid North | Clare North 33kV | Minimum Forecast | MW | 2027 | -4.8259 | Connection Point | None | Minimum
Metro South | Clarence Gardens 11kV | Minimum Forecast | MW | 2027 | -10.2776 | Zone Substation | None | Minimum
Metro South | Clarendon 11kV | Minimum Forecast | MW | 2027 | -2.3307 | Zone Substation | None | Minimum
Metro East | Clearview 11kV | Minimum Forecast | MW | 2027 | -15.4555 | Zone Substation | N | Minimum
Eyre Peninsula | Cleve 11kV | Minimum Forecast | MW | 2027 | -1.2294 | Zone Substation | None | Minimum
Eyre Peninsula | Cleve 33kV | Minimum Forecast | MW | 2027 | -1.2344 | Zone Substation | N-1 | Minimum
Eyre Peninsula | Coffin Bay 11kV | Minimum Forecast | MW | 2027 | -1.0159 | Zone Substation | None | Minimum
Mid North | Collinsfield 11kV | Minimum Forecast | MW | 2027 | -0.21159 | Zone Substation | None | Minimum
Murraylands | Coomandook 11kV | Minimum Forecast | MW | 2027 | -0.015504 | Zone Substation | None | Minimum
Murraylands | Coonalpyn 11kV | Minimum Forecast | MW | 2027 | -0.28887 | Zone Substation | None | Minimum
South East | Coonawarra 11kV | Minimum Forecast | MW | 2027 | -0.68162 | Zone Substation | None | Minimum
Upper North | Copley Nepabunna 33kV | Minimum Forecast | MW | 2027 | -0.058011 | Zone Substation | N-1 | Minimum
Riverland | Cordola 11kV | Minimum Forecast | MW | 2027 | -0.32378 | Zone Substation | None | Minimum
Adelaide Central | Coromandel Place 11kV | Minimum Forecast | MW | 2027 | 13.2471 | Zone Substation | None | Minimum
Eyre Peninsula | Cowell 11kV | Minimum Forecast | MW | 2027 | -1.1873 | Zone Substation | None | Minimum
Metro West | Croydon 11kV | Minimum Forecast | MW | 2027 | -8.2215 | Zone Substation | None | Minimum
Metro West | Croydon Park 11kV | Minimum Forecast | MW | 2027 | -7.4827 | Zone Substation | None | Minimum
Upper North | Crystal Brook 11kV | Minimum Forecast | MW | 2027 | -1.0394 | Zone Substation | None | Minimum
Metro South | Cudmore Park 11kV | Minimum Forecast | MW | 2027 | -5.9099 | Zone Substation | None | Minimum
Eyre Peninsula | Cummins 11kV | Minimum Forecast | MW | 2027 | -1.6365 | Zone Substation | None | Minimum
Yorke Peninsula | Curramulka 7.6kV | Minimum Forecast | MW | 2027 | -0.06022 | Zone Substation | None | Minimum
Yorke Peninsula | Curramulka South 11kV | Minimum Forecast | MW | 2027 | -0.0043512 | Zone Substation | None | Minimum
Yorke Peninsula | Dalrymple 33kV | Minimum Forecast | MW | 2027 | -4.9812 | Connection Point | None | Minimum
Eyre Peninsula | Darke Peak 11kV | Minimum Forecast | MW | 2027 | -0.11858 | Zone Substation | None | Minimum
Upper North | Davenport West 33kV | Minimum Forecast | MW | 2027 | -16.002 | Connection Point | None | Minimum
Eastern Hills | Deloraine 11kV | Minimum Forecast | MW | 2027 | -0.28559 | Zone Substation | None | Minimum
Metro North | Direk 11kV | Minimum Forecast | MW | 2027 | -5.5197 | Zone Substation | None | Minimum
Mid North | Dorrien 33kV | Minimum Forecast | MW | 2027 | -20.3573 | Connection Point | None | Minimum
Mid North | Dorrien TF4 11kV | Minimum Forecast | MW | 2027 | -3.9975 | Zone Substation | None | Minimum
Mid North | Dorrien TF5 11kV | Minimum Forecast | MW | 2027 | -2.1918 | Zone Substation | None | Minimum
Yorke Peninsula | Dowlingville 11kV | Minimum Forecast | MW | 2027 | -0.025049 | Zone Substation | None | Minimum
Adelaide Central | East Terrace 11kV | Minimum Forecast | MW | 2027 | 3.5614 | Zone Substation | None | Minimum
Metro North | Edinburgh 11kV | Minimum Forecast | MW | 2027 | -1.9668 | Zone Substation | None | Minimum
Yorke Peninsula | Edithburgh 11kV | Minimum Forecast | MW | 2027 | -1.3689 | Zone Substation | None | Minimum
Metro North | Elizabeth Downs 11kV | Minimum Forecast | MW | 2027 | -18.9067 | Zone Substation | None | Minimum
Metro North | Elizabeth Heights 11kV | Minimum Forecast | MW | 2027 | -9.1312 | Zone Substation | None | Minimum
Metro North | Elizabeth South 11kV | Minimum Forecast | MW | 2027 | -2.7993 | Zone Substation | None | Minimum
Mid North | Eudunda 11kV | Minimum Forecast | MW | 2027 | -1.0636 | Zone Substation | None | Minimum
Metro North | Evanston 11kV | Minimum Forecast | MW | 2027 | -22.0635 | Zone Substation | N-1 | Minimum
Metro North | Evanston 33kV | Minimum Forecast | MW | 2027 | -0.036417 | Zone Substation | None | Minimum
Metro West | Findon 11kV | Minimum Forecast | MW | 2027 | -7.1522 | Zone Substation | None | Minimum
Metro West | Flinders Park 11kV | Minimum Forecast | MW | 2027 | -8.1036 | Zone Substation | None | Minimum
Mid North | Florieton SWER 19kV | Minimum Forecast | MW | 2027 | -0.010683 | Connection Point | None | Minimum
Eastern Hills | Forreston 11kV | Minimum Forecast | MW | 2027 | -0.63671 | Zone Substation | None | Minimum
Mid North | Freeling 11kV | Minimum Forecast | MW | 2027 | -0.31637 | Zone Substation | None | Minimum
Mid North | Freeling North 11kV | Minimum Forecast | MW | 2027 | -2.6183 | Zone Substation | None | Minimum
Metro West | Fulham Gardens 11kV | Minimum Forecast | MW | 2027 | -15.3193 | Zone Substation | None | Minimum
Upper North | Fullerville 11kV | Minimum Forecast | MW | 2027 | 0 | Zone Substation | None | Minimum
Mid North | Gawler Belt TF1 11kV | Minimum Forecast | MW | 2027 | -3.5187 | Zone Substation | None | Minimum
Mid North | Gawler Belt TF2 11kV | Minimum Forecast | MW | 2027 | -3.4821 | Zone Substation | None | Minimum
Mid North | Georgetown 11kV | Minimum Forecast | MW | 2027 | -0.18745 | Zone Substation | None | Minimum
Murraylands | Geranium 11kV | Minimum Forecast | MW | 2027 | -0.08187 | Zone Substation | None | Minimum
Upper North | Gladstone 11kV | Minimum Forecast | MW | 2027 | -1.3486 | Zone Substation | None | Minimum
Metro West | Glanville 11kV | Minimum Forecast | MW | 2027 | -8.4858 | Zone Substation | None | Minimum
South East | Glencoe 11kV | Minimum Forecast | MW | 2027 | -0.48814 | Zone Substation | None | Minimum
Metro South | Glenelg North 11kV | Minimum Forecast | MW | 2027 | -5.8266 | Zone Substation | None | Minimum
Riverland | Glossop 11kV | Minimum Forecast | MW | 2027 | -3.3449 | Zone Substation | None | Minimum
Metro East | Golden Grove 11kV | Minimum Forecast | MW | 2027 | -26.26 | Zone Substation | None | Minimum
Mid North | Gomersal North 11kV | Minimum Forecast | MW | 2027 | 0.020467 | Zone Substation | None | Minimum
Metro South | Goolwa 11kV | Minimum Forecast | MW | 2027 | -12.9328 | Zone Substation | None | Minimum
Mid North | Gulnare 11kV | Minimum Forecast | MW | 2027 | -0.043146 | Zone Substation | None | Minimum
Eastern Hills | Gumeracha 11kV | Minimum Forecast | MW | 2027 | 0 | Zone Substation | None | Minimum
Eastern Hills | Gumeracha Weir 11kV | Minimum Forecast | MW | 2027 | -0.14381 | Zone Substation | None | Minimum
Eastern Hills | Gumhaven 11kV | Minimum Forecast | MW | 2027 | -0.01361 | Zone Substation | None | Minimum
Metro South | Hackham 11kV | Minimum Forecast | MW | 2027 | -11.6513 | Zone Substation | N-1 | Minimum
Eastern Hills | Hahndorf 11kV | Minimum Forecast | MW | 2027 | -3.1886 | Zone Substation | None | Minimum
Mid North | Halbury 11kV | Minimum Forecast | MW | 2027 | -0.042349 | Zone Substation | None | Minimum
Mid North | Hamley Bridge 11kV | Minimum Forecast | MW | 2027 | -0.60886 | Zone Substation | None | Minimum
Metro South | Happy Valley 11kV | Minimum Forecast | MW | 2027 | -22.0677 | Zone Substation | None | Minimum
Metro East | Harrow 11kV | Minimum Forecast | MW | 2027 | -9.7484 | Zone Substation | None | Minimum
South East | Hatherleigh 11kV | Minimum Forecast | MW | 2027 | -0.021069 | Zone Substation | None | Minimum
Upper North | Hawker 11kV | Minimum Forecast | MW | 2027 | -0.20631 | Zone Substation | None | Minimum
Metro South | Hay Flat 11kV | Minimum Forecast | MW | 2027 | -0.003731 | Zone Substation | None | Minimum
Metro West | Henley South 11kV | Minimum Forecast | MW | 2027 | -13.3514 | Zone Substation | None | Minimum
Eastern Hills | Hermitage 11kV | Minimum Forecast | MW | 2027 | -0.10139 | Zone Substation | None | Minimum
Metro East | Hillcrest 11kV | Minimum Forecast | MW | 2027 | -16.1006 | Zone Substation | None | Minimum
Adelaide Central | Hindley Street 11kV | Minimum Forecast | MW | 2027 | 13.4568 | Zone Substation | None | Minimum
Metro East | Holden Hill 11kV | Minimum Forecast | MW | 2027 | -14.8081 | Zone Substation | None | Minimum
Metro East | Hope Valley 11kV | Minimum Forecast | MW | 2027 | -12.2386 | Zone Substation | None | Minimum
Eastern Hills | Houghton 7.6kV | Minimum Forecast | MW | 2027 | -1.8379 | Zone Substation | None | Minimum
Mid North | Hoyleton 11kV | Minimum Forecast | MW | 2027 | -0.073287 | Zone Substation | None | Minimum
Yorke Peninsula | Hummocks 33kV | Minimum Forecast | MW | 2027 | -16.8979 | Connection Point | None | Minimum
Metro East | Ingle Farm 11kV | Minimum Forecast | MW | 2027 | -19.0552 | Zone Substation | None | Minimum
South East | Inverness 11kV | Minimum Forecast | MW | 2027 | 0.016387 | Zone Substation | None | Minimum
Murraylands | Jabuk 11kV | Minimum Forecast | MW | 2027 | -0.0066601 | Zone Substation | None | Minimum
Yorke Peninsula | James Well 11kV | Minimum Forecast | MW | 2027 | -0.052072 | Zone Substation | None | Minimum
Upper North | Jamestown 11kV | Minimum Forecast | MW | 2027 | -1.8622 | Zone Substation | Reverse N-1 | Minimum
Murraylands | Jervois 11kV | Minimum Forecast | MW | 2027 | -0.17351 | Zone Substation | None | Minimum
Yorke Peninsula | Kadina 11kV | Minimum Forecast | MW | 2027 | -4.9581 | Zone Substation | None | Minimum
Yorke Peninsula | Kadina East 33kV | Minimum Forecast | MW | 2027 | -39.3229 | Connection Point | None | Minimum
South East | Kalangadoo 11kV | Minimum Forecast | MW | 2027 | 0 | Zone Substation | None | Minimum
South East | Kalangadoo West 11kV | Minimum Forecast | MW | 2027 | -0.27636 | Zone Substation | None | Minimum
Eastern Hills | Kanmantoo Copper Mine 11kV | Minimum Forecast | MW | 2027 | -0.72168 | Connection Point | None | Minimum
Mid North | Kapunda TF1 11kV | Minimum Forecast | MW | 2027 | -1.1348 | Zone Substation | None | Minimum
Mid North | Kapunda TF2 11kV | Minimum Forecast | MW | 2027 | -2.1317 | Zone Substation | None | Minimum
Murraylands | Karoonda 11kV | Minimum Forecast | MW | 2027 | -0.65111 | Zone Substation | Reverse N | Minimum
South East | Keith 11kV | Minimum Forecast | MW | 2027 | -0.95251 | Zone Substation | None | Minimum
South East | Keith 33kV | Minimum Forecast | MW | 2027 | -5.3799 | Connection Point | None | Minimum
Metro East | Kent Town 11kV | Minimum Forecast | MW | 2027 | -4.6507 | Zone Substation | None | Minimum
Eastern Hills | Kersbrook 11kV | Minimum Forecast | MW | 2027 | -0.4398 | Zone Substation | None | Minimum
Metro South | Keswick 11kV | Minimum Forecast | MW | 2027 | -1.3384 | Zone Substation | None | Minimum
Murraylands | Ki Ki 11kV | Minimum Forecast | MW | 2027 | -0.0058047 | Zone Substation | None | Minimum
Metro West | Kilburn 11kV | Minimum Forecast | MW | 2027 | -6.4442 | Zone Substation | None | Minimum
Metro East | Kilburn South 11kV | Minimum Forecast | MW | 2027 | -4.5919 | Zone Substation | None | Minimum
Metro West | Kilkenny 11kV | Minimum Forecast | MW | 2027 | -1.4254 | Zone Substation | None | Minimum
South East | Kincraig 33kV | Minimum Forecast | MW | 2027 | -12.6992 | Connection Point | None | Minimum
Metro South | Kingscote 11kV | Minimum Forecast | MW | 2027 | -0.27668 | Zone Substation | None | Minimum
South East | Kingston SE 11kV | Minimum Forecast | MW | 2027 | -1.3914 | Zone Substation | None | Minimum
Metro South | Kingswood 11kV | Minimum Forecast | MW | 2027 | -15.6591 | Zone Substation | None | Minimum
South East | Kongorong 11kV | Minimum Forecast | MW | 2027 | -0.20416 | Zone Substation | None | Minimum
South East | Kumorna 11kV | Minimum Forecast | MW | 2027 | -0.090285 | Zone Substation | None | Minimum
Mid North | Kybunga 11kV | Minimum Forecast | MW | 2027 | -0.053492 | Zone Substation | None | Minimum
Murraylands | Lameroo 11kV | Minimum Forecast | MW | 2027 | -0.42899 | Zone Substation | None | Minimum
Eastern Hills | Langhorne Creek 11kV | Minimum Forecast | MW | 2027 | -1.7577 | Zone Substation | None | Minimum
Metro West | Largs North 11kV | Minimum Forecast | MW | 2027 | -7.7234 | Zone Substation | None | Minimum
Metro West | Lefevre 11kV | Minimum Forecast | MW | 2027 | 1.7142 | Zone Substation | None | Minimum
Upper North | Leigh Creek South 33kV | Minimum Forecast | MW | 2027 | -0.17332 | Connection Point | None | Minimum
Metro East | Linden Park 11kV | Minimum Forecast | MW | 2027 | -16.4684 | Zone Substation | None | Minimum
Eyre Peninsula | Little Swamp 11kV | Minimum Forecast | MW | 2027 | -0.19723 | Zone Substation | None | Minimum
Eastern Hills | Lobethal 11kV | Minimum Forecast | MW | 2027 | -5.0063 | Zone Substation | None | Minimum
Eyre Peninsula | Lock 11kV | Minimum Forecast | MW | 2027 | -0.26566 | Zone Substation | None | Minimum
Riverland | Loveday 11kV | Minimum Forecast | MW | 2027 | -6.5829 | Zone Substation | None | Minimum
Metro South | Lower Mitcham 11kV | Minimum Forecast | MW | 2027 | -9.1938 | Zone Substation | None | Minimum
Riverland | Loxton 11kV | Minimum Forecast | MW | 2027 | -2.294 | Zone Substation | None | Minimum
South East | Lucindale 11kV | Minimum Forecast | MW | 2027 | -0.29547 | Zone Substation | None | Minimum
Mid North | Lyndoch 11kV | Minimum Forecast | MW | 2027 | -1.9848 | Zone Substation | None | Minimum
Mid North | Lyndoch South 7.6kV | Minimum Forecast | MW | 2027 | -0.128 | Zone Substation | None | Minimum
Riverland | Lyrup 11kV | Minimum Forecast | MW | 2027 | -1.308 | Zone Substation | None | Minimum
Metro South | MacGillivray 11kV | Minimum Forecast | MW | 2027 | -0.40122 | Zone Substation | None | Minimum
Yorke Peninsula | Maitland 11kV | Minimum Forecast | MW | 2027 | -2.4489 | Zone Substation | None | Minimum
Mid North | Mallala 11kV | Minimum Forecast | MW | 2027 | -2.0004 | Zone Substation | None | Minimum
Murraylands | Mannum 33kV | Minimum Forecast | MW | 2027 | -38 | Connection Point | None | Minimum
Murraylands | Mannum Town 7.6kV | Minimum Forecast | MW | 2027 | -2.7099 | Zone Substation | None | Minimum
Yorke Peninsula | Marion Bay 11kV | Minimum Forecast | MW | 2027 | -0.33737 | Zone Substation | None | Minimum
Mid North | Marrabel 11kV | Minimum Forecast | MW | 2027 | -0.66346 | Zone Substation | None | Minimum
Metro South | McLaren Flat TF1 11kV | Minimum Forecast | MW | 2027 | -3.0265 | Zone Substation | None | Minimum
Metro South | McLaren Flat TF2 11kV | Minimum Forecast | MW | 2027 | -0.87617 | Zone Substation | None | Minimum
Metro South | McLaren Vale 11kV | Minimum Forecast | MW | 2027 | -1.0392 | Zone Substation | None | Minimum
Metro South | McLaren Vale Vineyard 11kV | Minimum Forecast | MW | 2027 | 0 | Zone Substation | None | Minimum
Eastern Hills | Meadows 11kV | Minimum Forecast | MW | 2027 | -6.6382 | Zone Substation | Reverse N-1 | Minimum
Upper North | Melrose 11kV | Minimum Forecast | MW | 2027 | -0.10803 | Zone Substation | None | Minimum
Murraylands | Meningie 11kV | Minimum Forecast | MW | 2027 | -0.98934 | Zone Substation | None | Minimum
Metro East | Metro East 66kV | Minimum Forecast | MW | 2027 | -187.2152 | Connection Point | None | Minimum
Metro North | Metro North 66kV | Minimum Forecast | MW | 2027 | -133.001 | Connection Point | None | Minimum
Metro South | Metro South 66kV | Minimum Forecast | MW | 2027 | -312.0223 | Connection Point | None | Minimum
Metro West | Metro West 66kV | Minimum Forecast | MW | 2027 | -106.7053 | Connection Point | None | Minimum
Eastern Hills | Milang 11kV | Minimum Forecast | MW | 2027 | -2.3056 | Zone Substation | None | Minimum
South East | Millicent 11kV | Minimum Forecast | MW | 2027 | -3.3218 | Zone Substation | None | Minimum
Yorke Peninsula | Minlaton 11kV | Minimum Forecast | MW | 2027 | -0.65784 | Zone Substation | None | Minimum
Murraylands | Mobilong 33kV | Minimum Forecast | MW | 2027 | -19.8865 | Connection Point | None | Minimum
Murraylands | Monarto Central 11kV | Minimum Forecast | MW | 2027 | 0.14176 | Zone Substation | None | Minimum
Murraylands | Monarto South 11kV | Minimum Forecast | MW | 2027 | -0.60737 | Zone Substation | None | Minimum
Yorke Peninsula | Moonta 11kV | Minimum Forecast | MW | 2027 | -6.575 | Zone Substation | N-1 | Minimum
Eyre Peninsula | Moorkitabie 11kV | Minimum Forecast | MW | 2027 | -0.27234 | Zone Substation | None | Minimum
Riverland | Morgan 11kV | Minimum Forecast | MW | 2027 | -0.61115 | Zone Substation | N | Minimum
Metro South | Morphett Vale East 11kV | Minimum Forecast | MW | 2027 | -23.337 | Zone Substation | None | Minimum
Metro South | Morphettville 11kV | Minimum Forecast | MW | 2027 | -8.5656 | Zone Substation | None | Minimum
Eastern Hills | Mount Barker 11kV | Minimum Forecast | MW | 2027 | -21.756 | Zone Substation | None | Minimum
Eastern Hills | Mount Barker 66kV | Minimum Forecast | MW | 2027 | -70.1018 | Connection Point | None | Minimum
South East | Mount Burr 11kV | Minimum Forecast | MW | 2027 | -0.099423 | Zone Substation | None | Minimum
South East | Mount Gambier 11kV | Minimum Forecast | MW | 2027 | -6.6068 | Zone Substation | None | Minimum
South East | Mount Gambier 33kV | Minimum Forecast | MW | 2027 | -5.263 | Connection Point | None | Minimum
South East | Mount Gambier North 11kV | Minimum Forecast | MW | 2027 | -2.3081 | Zone Substation | N-1 | Minimum
South East | Mount Gambier West 11kV | Minimum Forecast | MW | 2027 | -3.8414 | Zone Substation | None | Minimum
Upper North | Mount Gunson 33kV | Minimum Forecast | MW | 2027 | 0.001 | Connection Point | None | Minimum
Eastern Hills | Mount Pleasant 11kV | Minimum Forecast | MW | 2027 | -1.4194 | Zone Substation | None | Minimum
South East | Mount Schank 11kV | Minimum Forecast | MW | 2027 | -0.26045 | Zone Substation | None | Minimum
Murraylands | Murray Bridge North 11kV | Minimum Forecast | MW | 2027 | -5.3824 | Zone Substation | None | Minimum
Murraylands | Murray Bridge South 11kV | Minimum Forecast | MW | 2027 | -7.6751 | Zone Substation | None | Minimum
Eastern Hills | Mylor 11kV | Minimum Forecast | MW | 2027 | -2.8722 | Zone Substation | None | Minimum
Murraylands | Mypolonga 11kV | Minimum Forecast | MW | 2027 | -1.8161 | Zone Substation | None | Minimum
Metro South | Myponga 11kV | Minimum Forecast | MW | 2027 | -3.5748 | Zone Substation | None | Minimum
Eastern Hills | Nairne 11kV | Minimum Forecast | MW | 2027 | -5.8367 | Zone Substation | Reverse N-1 | Minimum
South East | Nangwarry 11kV | Minimum Forecast | MW | 2027 | -0.37889 | Zone Substation | None | Minimum
South East | Naracoorte 11kV | Minimum Forecast | MW | 2027 | -4.3426 | Zone Substation | None | Minimum
South East | Naracoorte East 11kV | Minimum Forecast | MW | 2027 | -0.15784 | Zone Substation | None | Minimum
Murraylands | Narrung 11kV | Minimum Forecast | MW | 2027 | -0.086721 | Zone Substation | None | Minimum
Upper North | Neuroodla 33kV | Minimum Forecast | MW | 2027 | -0.19611 | Connection Point | None | Minimum
Metro West | New Osborne 11kV | Minimum Forecast | MW | 2027 | -0.6697 | Zone Substation | None | Minimum
Metro West | New Richmond 11kV | Minimum Forecast | MW | 2027 | -6.6853 | Zone Substation | None | Minimum
Murraylands | Nildottie 11kV | Minimum Forecast | MW | 2027 | -0.1677 | Zone Substation | None | Minimum
Yorke Peninsula | Ninnes 11kV | Minimum Forecast | MW | 2027 | -0.17762 | Zone Substation | None | Minimum
Metro South | Noarlunga Centre 11kV | Minimum Forecast | MW | 2027 | -3.7 | Zone Substation | None | Minimum
Metro East | North Adelaide 11kV | Minimum Forecast | MW | 2027 | -1.06 | Zone Substation | None | Minimum
Metro South | North Unley 11kV | Minimum Forecast | MW | 2027 | -4.181 | Zone Substation | None | Minimum
Riverland | North West Bend 66kV | Minimum Forecast | MW | 2027 | -5.5242 | Connection Point | None | Minimum
Metro East | Northfield 11kV | Minimum Forecast | MW | 2027 | -9.4746 | Zone Substation | N | Minimum
Metro East | Norwood 11kV | Minimum Forecast | MW | 2027 | -21.2427 | Zone Substation | None | Minimum
Mid North | Nuriootpa 11kV | Minimum Forecast | MW | 2027 | -5.1537 | Zone Substation | None | Minimum
Metro South | Oaklands 11kV | Minimum Forecast | MW | 2027 | -15.1452 | Zone Substation | None | Minimum
Upper North | Orroroo 11kV | Minimum Forecast | MW | 2027 | -1.0032 | Zone Substation | None | Minimum
South East | Padthaway 11kV | Minimum Forecast | MW | 2027 | -0.39239 | Zone Substation | None | Minimum
Murraylands | Palmer 11kV | Minimum Forecast | MW | 2027 | -0.048356 | Zone Substation | None | Minimum
Metro South | Panorama 11kV | Minimum Forecast | MW | 2027 | -10.5535 | Zone Substation | None | Minimum
Metro North | Parafield Gardens 11kV | Minimum Forecast | MW | 2027 | -21.4219 | Zone Substation | None | Minimum
Metro North | Paralowie 11kV | Minimum Forecast | MW | 2027 | -6.5581 | Zone Substation | None | Minimum
Murraylands | Parilla 11kV | Minimum Forecast | MW | 2027 | -0.095838 | Zone Substation | None | Minimum
Riverland | Paringa 11kV | Minimum Forecast | MW | 2027 | -1.0981 | Zone Substation | None | Minimum
Riverland | Paringa 33kV | Minimum Forecast | MW | 2027 | -1.0334 | Zone Substation | None | Minimum
Yorke Peninsula | Paskeville 11kV | Minimum Forecast | MW | 2027 | -0.17947 | Zone Substation | None | Minimum
Murraylands | Peake 11kV | Minimum Forecast | MW | 2027 | -0.047733 | Zone Substation | None | Minimum
Murraylands | Pellaring Flat 11kV | Minimum Forecast | MW | 2027 | -0.012314 | Zone Substation | None | Minimum
Metro North | Penfield 11kV | Minimum Forecast | MW | 2027 | -8.0604 | Zone Substation | None | Minimum
Metro South | Penneshaw 11kV | Minimum Forecast | MW | 2027 | -0.47214 | Zone Substation | None | Minimum
South East | Penola 11kV | Minimum Forecast | MW | 2027 | -1.2794 | Zone Substation | None | Minimum
South East | Penola West 33kV | Minimum Forecast | MW | 2027 | -0.75041 | Connection Point | None | Minimum
Upper North | Peterborough 11kV | Minimum Forecast | MW | 2027 | -1.148 | Zone Substation | None | Minimum
Eastern Hills | Piccadilly 11kV | Minimum Forecast | MW | 2027 | -1.1586 | Zone Substation | None | Minimum
Murraylands | Pinnaroo 11kV | Minimum Forecast | MW | 2027 | 0.022682 | Zone Substation | None | Minimum
Murraylands | Pinnaroo South 11kV | Minimum Forecast | MW | 2027 | -0.011372 | Zone Substation | None | Minimum
Metro South | Plympton 11kV | Minimum Forecast | MW | 2027 | -8.0778 | Zone Substation | None | Minimum
Eyre Peninsula | Point Boston 11kV | Minimum Forecast | MW | 2027 | -0.052405 | Zone Substation | None | Minimum
Eyre Peninsula | Polda 11kV | Minimum Forecast | MW | 2027 | -0.57789 | Zone Substation | None | Minimum
Eyre Peninsula | Poonindie 11kV | Minimum Forecast | MW | 2027 | -0.3022 | Zone Substation | None | Minimum
Metro West | Port Adelaide 11kV | Minimum Forecast | MW | 2027 | -4.1069 | Zone Substation | None | Minimum
Metro West | Port Adelaide North 11kV | Minimum Forecast | MW | 2027 | -3.6051 | Zone Substation | None | Minimum
Upper North | Port Augusta 11kV | Minimum Forecast | MW | 2027 | -1.9376 | Zone Substation | None | Minimum
Upper North | Port Augusta West TF1 11kV | Minimum Forecast | MW | 2027 | -1.5177 | Zone Substation | None | Minimum
Upper North | Port Augusta West TF2 11kV | Minimum Forecast | MW | 2027 | -2.2627 | Zone Substation | None | Minimum
Upper North | Port Broughton 11kV | Minimum Forecast | MW | 2027 | -1.5005 | Zone Substation | None | Minimum
Yorke Peninsula | Port Clinton 11kV | Minimum Forecast | MW | 2027 | -0.48838 | Zone Substation | None | Minimum
Upper North | Port Germein 11kV | Minimum Forecast | MW | 2027 | -0.69929 | Zone Substation | None | Minimum
Yorke Peninsula | Port Giles 11kV | Minimum Forecast | MW | 2027 | -0.22348 | Zone Substation | None | Minimum
Yorke Peninsula | Port Julia 11kV | Minimum Forecast | MW | 2027 | -0.15211 | Zone Substation | None | Minimum
Eyre Peninsula | Port Lincoln City 11kV | Minimum Forecast | MW | 2027 | -6.9032 | Zone Substation | None | Minimum
Eyre Peninsula | Port Lincoln Docks 11kV | Minimum Forecast | MW | 2027 | -1.0401 | Zone Substation | None | Minimum
Eyre Peninsula | Port Lincoln Marina 11kV | Minimum Forecast | MW | 2027 | -3.0941 | Zone Substation | None | Minimum
Eyre Peninsula | Port Lincoln Terminal 33kV | Minimum Forecast | MW | 2027 | -12.5024 | Connection Point | None | Minimum
Metro South | Port Noarlunga 11kV | Minimum Forecast | MW | 2027 | -22.4696 | Zone Substation | None | Minimum
Upper North | Port Pirie Bungama 33kV | Minimum Forecast | MW | 2027 | -15.1611 | Connection Point | None | Minimum
Upper North | Port Pirie South 11kV | Minimum Forecast | MW | 2027 | -8.8147 | Zone Substation | None | Minimum
Metro South | Port Stanvac 11kV | Minimum Forecast | MW | 2027 | -16.6114 | Zone Substation | None | Minimum
Metro South | Port Stanvac TF2 11kV | Minimum Forecast | MW | 2027 | -9.6731 | Zone Substation | None | Minimum
Yorke Peninsula | Port Vincent 11kV | Minimum Forecast | MW | 2027 | -0.84543 | Zone Substation | None | Minimum
Riverland | Portee 11kV | Minimum Forecast | MW | 2027 | -0.18473 | Zone Substation | N | Minimum
Metro East | Prospect 11kV | Minimum Forecast | MW | 2027 | -8.8843 | Zone Substation | None | Minimum
Murraylands | Punyelroo 11kV | Minimum Forecast | MW | 2027 | -0.1391 | Zone Substation | None | Minimum
Riverland | Pyap 11kV | Minimum Forecast | MW | 2027 | -3.9399 | Zone Substation | None | Minimum
Riverland | Qualco 11kV | Minimum Forecast | MW | 2027 | -0.098726 | Zone Substation | N | Minimum
Metro West | Queenstown 11kV | Minimum Forecast | MW | 2027 | -7.5722 | Zone Substation | None | Minimum
Upper North | Quorn 11kV | Minimum Forecast | MW | 2027 | -1.069 | Zone Substation | None | Minimum
Riverland | Ramco 11kV | Minimum Forecast | MW | 2027 | -1.5189 | Zone Substation | None | Minimum
Metro South | Rapid Bay 11kV | Minimum Forecast | MW | 2027 | 0.0037867 | Zone Substation | None | Minimum
Riverland | Renmark 11kV | Minimum Forecast | MW | 2027 | -12.0132 | Zone Substation | None | Minimum
Mid North | Riverton 11kV | Minimum Forecast | MW | 2027 | -0.93455 | Zone Substation | None | Minimum
South East | Robe 7.6kV | Minimum Forecast | MW | 2027 | -1.2994 | Zone Substation | None | Minimum
Mid North | Robertstown 11kV | Minimum Forecast | MW | 2027 | -0.43722 | Zone Substation | None | Minimum
Riverland | Roonka 11kV | Minimum Forecast | MW | 2027 | -1.2442 | Zone Substation | None | Minimum
Eyre Peninsula | Rudall 11kV | Minimum Forecast | MW | 2027 | -0.023051 | Zone Substation | None | Minimum
Metro North | Salisbury 11kV | Minimum Forecast | MW | 2027 | -21.1992 | Zone Substation | N | Minimum
Metro South | Salt Cliffs 11kV | Minimum Forecast | MW | 2027 | -0.12452 | Zone Substation | None | Minimum
Mid North | Sandy Creek 11kV | Minimum Forecast | MW | 2027 | -1.5955 | Zone Substation | None | Minimum
Metro South | Seacombe 11kV | Minimum Forecast | MW | 2027 | -18.7738 | Zone Substation | None | Minimum
Metro South | Seaford 11kV | Minimum Forecast | MW | 2027 | -9.9793 | Zone Substation | None | Minimum
Metro South | Second Valley 11kV | Minimum Forecast | MW | 2027 | -0.28147 | Zone Substation | None | Minimum
Metro South | Sheidow Park 11kV | Minimum Forecast | MW | 2027 | -18.0034 | Zone Substation | Reverse N-1 | Minimum
Murraylands | Sherlock 11kV | Minimum Forecast | MW | 2027 | -0.011034 | Zone Substation | None | Minimum
Metro North | Smithfield West 11kV | Minimum Forecast | MW | 2027 | -16.1662 | Zone Substation | N-1 | Minimum
South East | Snuggery Rural 33kV | Minimum Forecast | MW | 2027 | -10.7451 | Connection Point | None | Minimum
South East | South End 11kV | Minimum Forecast | MW | 2027 | -0.38928 | Zone Substation | Reverse N-1 | Minimum
Mid North | Spalding 11kV | Minimum Forecast | MW | 2027 | -0.50792 | Zone Substation | None | Minimum
Metro South | Square Water Hole 11kV | Minimum Forecast | MW | 2027 | -3.0913 | Zone Substation | None | Minimum
Yorke Peninsula | Stansbury 11kV | Minimum Forecast | MW | 2027 | -0.76141 | Zone Substation | None | Minimum
Eastern Hills | Stirling East 11kV | Minimum Forecast | MW | 2027 | -4.6271 | Zone Substation | None | Minimum
Upper North | Stirling North 1 11kV | Minimum Forecast | MW | 2027 | -1.129 | Zone Substation | None | Minimum
Upper North | Stirling North 2 11kV | Minimum Forecast | MW | 2027 | -1.1564 | Zone Substation | None | Minimum
Mid North | Stockwell TF1 11kV | Minimum Forecast | MW | 2027 | -1.6011 | Zone Substation | None | Minimum
Mid North | Stockwell TF2 11kV | Minimum Forecast | MW | 2027 | -0.093532 | Zone Substation | None | Minimum
Eyre Peninsula | Stony Point 11kV | Minimum Forecast | MW | 2027 | -0.060213 | Connection Point | None | Minimum
Eastern Hills | Strathalbyn 11kV | Minimum Forecast | MW | 2027 | -8.745 | Zone Substation | None | Minimum
Eyre Peninsula | Streaky Bay 11kV | Minimum Forecast | MW | 2027 | -4.3545 | Zone Substation | Reverse N-1 | Minimum
Riverland | Swan Reach 11kV | Minimum Forecast | MW | 2027 | -0.32809 | Zone Substation | None | Minimum
Riverland | Swan Reach 33kV | Minimum Forecast | MW | 2027 | -1.0435 | Zone Substation | None | Minimum
Murraylands | Tailem Bend 33kV | Minimum Forecast | MW | 2027 | -10.4832 | Connection Point | None | Minimum
Murraylands | Tailem Bend Town 11kV | Minimum Forecast | MW | 2027 | -1.3637 | Zone Substation | None | Minimum
South East | Tantanoola 11kV | Minimum Forecast | MW | 2027 | -0.1048 | Zone Substation | None | Minimum
Eyre Peninsula | Tarlton 11kV | Minimum Forecast | MW | 2027 | -0.19499 | Zone Substation | None | Minimum
South East | Tarpeena South 11kV | Minimum Forecast | MW | 2027 | 0.16384 | Zone Substation | N-1 | Minimum
Metro East | Tea Tree Gully 11kV | Minimum Forecast | MW | 2027 | -16.7352 | Zone Substation | None | Minimum
Murraylands | Teal Flat 11kV | Minimum Forecast | MW | 2027 | -0.7345 | Zone Substation | None | Minimum
Upper North | Telowie 11kV | Minimum Forecast | MW | 2027 | -0.50731 | Zone Substation | None | Minimum
Mid North | Templers 33kV | Minimum Forecast | MW | 2027 | -15.7381 | Connection Point | None | Minimum
Metro West | Thebarton 11kV | Minimum Forecast | MW | 2027 | -5.601 | Zone Substation | None | Minimum
South East | Tintinara 11kV | Minimum Forecast | MW | 2027 | -0.35032 | Zone Substation | None | Minimum
Metro South | Tonsley Park 11kV | Minimum Forecast | MW | 2027 | -7.7245 | Zone Substation | None | Minimum
Eyre Peninsula | Tumby Bay 11kV | Minimum Forecast | MW | 2027 | -1.7503 | Zone Substation | None | Minimum
Metro North | Two Wells 11kV | Minimum Forecast | MW | 2027 | -5.2586 | Zone Substation | N-1 | Minimum
Eyre Peninsula | Uley 11kV | Minimum Forecast | MW | 2027 | -0.17798 | Zone Substation | None | Minimum
Eyre Peninsula | Uley South 11kV | Minimum Forecast | MW | 2027 | 0.0060333 | Zone Substation | None | Minimum
Eastern Hills | Uraidla 11kV | Minimum Forecast | MW | 2027 | -4.3674 | Zone Substation | None | Minimum
Eastern Hills | Uraidla 33kV | Minimum Forecast | MW | 2027 | -10.6169 | Zone Substation | None | Minimum
Eastern Hills | Verdun 11kV | Minimum Forecast | MW | 2027 | -0.8438 | Zone Substation | None | Minimum
Metro South | Victor Harbor 11kV | Minimum Forecast | MW | 2027 | -17.7904 | Zone Substation | None | Minimum
Metro North | Virginia 11kV | Minimum Forecast | MW | 2027 | -5.2207 | Zone Substation | None | Minimum
Riverland | Waikerie 11kV | Minimum Forecast | MW | 2027 | -2.9958 | Zone Substation | None | Minimum
Murraylands | Walker Flat 11kV | Minimum Forecast | MW | 2027 | -0.46932 | Zone Substation | None | Minimum
Yorke Peninsula | Wallaroo 11kV | Minimum Forecast | MW | 2027 | -4.8133 | Zone Substation | None | Minimum
Yorke Peninsula | Warooka 11kV | Minimum Forecast | MW | 2027 | -1.6649 | Zone Substation | None | Minimum
Mid North | Wasleys 11kV | Minimum Forecast | MW | 2027 | -1.423 | Zone Substation | None | Minimum
Mid North | Waterloo 33kV | Minimum Forecast | MW | 2027 | -4.4942 | Connection Point | None | Minimum
Mid North | Waterloo Town 11kV | Minimum Forecast | MW | 2027 | -0.041319 | Zone Substation | None | Minimum
Murraylands | White Sands 11kV | Minimum Forecast | MW | 2027 | -0.291 | Zone Substation | None | Minimum
Adelaide Central | Whitmore Square 11kV | Minimum Forecast | MW | 2027 | 5.379 | Zone Substation | None | Minimum
Eyre Peninsula | Whyalla Central 33kV | Minimum Forecast | MW | 2027 | -1.9598 | Connection Point | None | Minimum
Eyre Peninsula | Whyalla City 11kV | Minimum Forecast | MW | 2027 | -7.6781 | Zone Substation | None | Minimum
Eyre Peninsula | Whyalla North 11kV | Minimum Forecast | MW | 2027 | -0.11914 | Zone Substation | None | Minimum
Eyre Peninsula | Whyalla Stuart 11kV | Minimum Forecast | MW | 2027 | -5.5939 | Zone Substation | None | Minimum
Mid North | Williamstown 11kV | Minimum Forecast | MW | 2027 | -0.59096 | Zone Substation | None | Minimum
Mid North | Williamstown South 11kV | Minimum Forecast | MW | 2027 | -1.469 | Zone Substation | None | Minimum
Metro South | Willunga 11kV | Minimum Forecast | MW | 2027 | -3.7064 | Zone Substation | None | Minimum
Metro South | Willunga 33kV | Minimum Forecast | MW | 2027 | -1.6649 | Zone Substation | None | Minimum
Upper North | Wilmington 11kV | Minimum Forecast | MW | 2027 | -0.56781 | Zone Substation | None | Minimum
Upper North | Wirrabara Forest 11kV | Minimum Forecast | MW | 2027 | 0.030501 | Zone Substation | None | Minimum
Upper North | Wirrabara South 11kV | Minimum Forecast | MW | 2027 | -0.0037773 | Zone Substation | None | Minimum
Metro South | Wirrina Cove 11kV | Minimum Forecast | MW | 2027 | -0.079794 | Zone Substation | None | Minimum
Upper North | Wongyarra 11kV | Minimum Forecast | MW | 2027 | -0.0094133 | Zone Substation | None | Minimum
Metro East | Woodforde 11kV | Minimum Forecast | MW | 2027 | -19.4819 | Zone Substation | None | Minimum
Murraylands | Woods Point 11kV | Minimum Forecast | MW | 2027 | -0.65362 | Zone Substation | None | Minimum
Eastern Hills | Woodside 11kV | Minimum Forecast | MW | 2027 | -6.1487 | Zone Substation | Reverse N-1 | Minimum
Metro West | Woodville 11kV | Minimum Forecast | MW | 2027 | -2.6851 | Zone Substation | None | Minimum
Metro West | Woodville 33kV | Minimum Forecast | MW | 2027 | 0 | Zone Substation | None | Minimum
Riverland | Woolpunda 11kV | Minimum Forecast | MW | 2027 | 0.24789 | Zone Substation | None | Minimum
Eyre Peninsula | Wudinna 11kV | Minimum Forecast | MW | 2027 | -1.538 | Zone Substation | None | Minimum
Eyre Peninsula | Wudinna 66kV | Minimum Forecast | MW | 2027 | -8.3122 | Connection Point | None | Minimum
Eyre Peninsula | Yadnarie 66kV | Minimum Forecast | MW | 2027 | -3.7637 | Connection Point | None | Minimum
Metro South | Yankalilla 11kV | Minimum Forecast | MW | 2027 | -5.1735 | Zone Substation | None | Minimum
Metro South | Yankalilla 33kV | Minimum Forecast | MW | 2027 | -1.6494 | Zone Substation | None | Minimum
Metro South | Yankalilla Hill 11kV | Minimum Forecast | MW | 2027 | 0 | Zone Substation | None | Minimum
Upper North | Yongala 11kV | Minimum Forecast | MW | 2027 | -0.06243 | Zone Substation | None | Minimum
Yorke Peninsula | Yorketown 11kV | Minimum Forecast | MW | 2027 | -0.55802 | Zone Substation | None | Minimum
Adelaide Central | ACR 66kV | Minimum Forecast | MW | 2028 | 45.0411 | Connection Point | None | Minimum
Eastern Hills | Aldgate 11kV | Minimum Forecast | MW | 2028 | -5.2823 | Zone Substation | None | Minimum
Metro South | Aldinga 11kV | Minimum Forecast | MW | 2028 | -15.3121 | Zone Substation | None | Minimum
South East | Allendale East 11kV | Minimum Forecast | MW | 2028 | -1.1721 | Zone Substation | None | Minimum
Mid North | Alma 11kV | Minimum Forecast | MW | 2028 | -0.0033826 | Zone Substation | None | Minimum
Metro South | American River 11kV | Minimum Forecast | MW | 2028 | -0.46704 | Zone Substation | None | Minimum
Eastern Hills | Angas Creek 33kV | Minimum Forecast | MW | 2028 | -13.9173 | Connection Point | None | Minimum
Mid North | Angaston 11kV | Minimum Forecast | MW | 2028 | -4.8346 | Zone Substation | None | Minimum
Metro North | Angle Vale 11kV | Minimum Forecast | MW | 2028 | -12.6647 | Zone Substation | None | Minimum
Yorke Peninsula | Ardrossan 11kV | Minimum Forecast | MW | 2028 | -1.6856 | Zone Substation | None | Minimum
Yorke Peninsula | Ardrossan West 33kV | Minimum Forecast | MW | 2028 | -6.7951 | Connection Point | None | Minimum
Eyre Peninsula | Arno Bay 11kV | Minimum Forecast | MW | 2028 | -0.094657 | Zone Substation | None | Minimum
Metro South | Ascot Park 11kV | Minimum Forecast | MW | 2028 | -13.157 | Zone Substation | N | Minimum
Metro West | Athol Park 11kV | Minimum Forecast | MW | 2028 | -11.3482 | Zone Substation | None | Minimum
Mid North | Auburn 11kV | Minimum Forecast | MW | 2028 | -1.6985 | Zone Substation | None | Minimum
Yorke Peninsula | Balaklava 7.6kV | Minimum Forecast | MW | 2028 | -1.8686 | Zone Substation | None | Minimum
Eastern Hills | Balhannah 33kV | Minimum Forecast | MW | 2028 | -17.618 | Zone Substation | None | Minimum
Upper North | Baroota 33kV | Minimum Forecast | MW | 2028 | -10.2357 | Connection Point | None | Minimum
Upper North | Baroota Town 11kV | Minimum Forecast | MW | 2028 | -0.076313 | Zone Substation | None | Minimum
Mid North | Barossa South TF1 11kV | Minimum Forecast | MW | 2028 | -0.52176 | Zone Substation | None | Minimum
Mid North | Barossa South TF2 11kV | Minimum Forecast | MW | 2028 | -0.94155 | Zone Substation | None | Minimum
South East | Beachport 11kV | Minimum Forecast | MW | 2028 | -0.91983 | Zone Substation | None | Minimum
Murraylands | Belvedere Road 7.6kV | Minimum Forecast | MW | 2028 | -0.017826 | Zone Substation | None | Minimum
Riverland | Berri 11kV | Minimum Forecast | MW | 2028 | -9.2206 | Zone Substation | None | Minimum
Riverland | Berri 66kV | Minimum Forecast | MW | 2028 | -22.6376 | Connection Point | None | Minimum
Murraylands | Binnies 11kV | Minimum Forecast | MW | 2028 | 0.13005 | Zone Substation | None | Minimum
Eastern Hills | Birdwood 11kV | Minimum Forecast | MW | 2028 | -2.5687 | Zone Substation | None | Minimum
Yorke Peninsula | Black Point 11kV | Minimum Forecast | MW | 2028 | -0.066558 | Zone Substation | None | Minimum
Metro West | Blackpool 11kV | Minimum Forecast | MW | 2028 | -8.5245 | Zone Substation | None | Minimum
Metro South | Blackwood 11kV | Minimum Forecast | MW | 2028 | -20.1924 | Zone Substation | None | Minimum
South East | Blanche 33kV | Minimum Forecast | MW | 2028 | -8.0671 | Connection Point | None | Minimum
Upper North | Booleroo Centre 11kV | Minimum Forecast | MW | 2028 | -0.3653 | Zone Substation | None | Minimum
Eyre Peninsula | Boothby 33kV | Minimum Forecast | MW | 2028 | -0.20649 | Zone Substation | N-1 | Minimum
Upper North | Booyoolie 11kV | Minimum Forecast | MW | 2028 | -0.0018626 | Zone Substation | None | Minimum
South East | Bordertown 11kV | Minimum Forecast | MW | 2028 | -3.5949 | Zone Substation | N-1 | Minimum
Mid North | Brinkworth 33kV | Minimum Forecast | MW | 2028 | -3.048 | Connection Point | None | Minimum
Mid North | Brinkworth Town 11kV | Minimum Forecast | MW | 2028 | -0.62793 | Zone Substation | None | Minimum
Eastern Hills | Brukunga 11kV | Minimum Forecast | MW | 2028 | -0.35429 | Zone Substation | None | Minimum
Upper North | Bungama Napperby 11kV | Minimum Forecast | MW | 2028 | -0.30073 | Zone Substation | None | Minimum
Metro East | Burnside 11kV | Minimum Forecast | MW | 2028 | -6.5098 | Zone Substation | None | Minimum
Mid North | Burra TF2 11kV | Minimum Forecast | MW | 2028 | -1.4173 | Zone Substation | None | Minimum
Riverland | Cadell 11kV | Minimum Forecast | MW | 2028 | -1.2041 | Zone Substation | None | Minimum
Murraylands | Caloote 11kV | Minimum Forecast | MW | 2028 | -1.1125 | Zone Substation | None | Minimum
Upper North | Caltowie 11kV | Minimum Forecast | MW | 2028 | -0.14972 | Zone Substation | None | Minimum
Murraylands | Cambrai 11kV | Minimum Forecast | MW | 2028 | -0.54587 | Zone Substation | None | Minimum
Murraylands | Campbell Park 11kV | Minimum Forecast | MW | 2028 | -0.21289 | Zone Substation | None | Minimum
Metro East | Campbelltown 11kV | Minimum Forecast | MW | 2028 | -29.7593 | Zone Substation | None | Minimum
Metro South | Cape Jervis 11kV | Minimum Forecast | MW | 2028 | -0.78019 | Zone Substation | None | Minimum
Metro South | Cape Jervis 33kV | Minimum Forecast | MW | 2028 | -31.3043 | Zone Substation | N-1 | Minimum
Eyre Peninsula | Caralue 11kV | Minimum Forecast | MW | 2028 | -1.3982 | Zone Substation | None | Minimum
Metro West | Cavan 11kV | Minimum Forecast | MW | 2028 | -4.8283 | Zone Substation | None | Minimum
Adelaide Central | CBD 33kV | Minimum Forecast | MW | 2028 | 2.0345 | Zone Substation | None | Minimum
Eyre Peninsula | Ceduna 11kV | Minimum Forecast | MW | 2028 | -2.5213 | Zone Substation | None | Minimum
Eastern Hills | Chain of Ponds 11kV | Minimum Forecast | MW | 2028 | -0.33814 | Zone Substation | None | Minimum
Metro West | Cheltenham 11kV | Minimum Forecast | MW | 2028 | -5.6853 | Zone Substation | None | Minimum
Metro West | Cheltenham 33kV | Minimum Forecast | MW | 2028 | 0.1353 | Zone Substation | None | Minimum
Mid North | Clare 11kV | Minimum Forecast | MW | 2028 | -5.1751 | Zone Substation | None | Minimum
Mid North | Clare North 33kV | Minimum Forecast | MW | 2028 | -5.7052 | Connection Point | None | Minimum
Metro South | Clarence Gardens 11kV | Minimum Forecast | MW | 2028 | -11.4713 | Zone Substation | None | Minimum
Metro South | Clarendon 11kV | Minimum Forecast | MW | 2028 | -2.5533 | Zone Substation | None | Minimum
Metro East | Clearview 11kV | Minimum Forecast | MW | 2028 | -17.0469 | Zone Substation | N | Minimum
Eyre Peninsula | Cleve 11kV | Minimum Forecast | MW | 2028 | -1.3904 | Zone Substation | None | Minimum
Eyre Peninsula | Cleve 33kV | Minimum Forecast | MW | 2028 | -1.3779 | Zone Substation | N-1 | Minimum
Eyre Peninsula | Coffin Bay 11kV | Minimum Forecast | MW | 2028 | -1.1195 | Zone Substation | None | Minimum
Mid North | Collinsfield 11kV | Minimum Forecast | MW | 2028 | -0.25678 | Zone Substation | None | Minimum
Murraylands | Coomandook 11kV | Minimum Forecast | MW | 2028 | -0.029264 | Zone Substation | None | Minimum
Murraylands | Coonalpyn 11kV | Minimum Forecast | MW | 2028 | -0.33452 | Zone Substation | None | Minimum
South East | Coonawarra 11kV | Minimum Forecast | MW | 2028 | -0.81877 | Zone Substation | None | Minimum
Upper North | Copley Nepabunna 33kV | Minimum Forecast | MW | 2028 | -0.075949 | Zone Substation | N-1 | Minimum
Riverland | Cordola 11kV | Minimum Forecast | MW | 2028 | -0.34533 | Zone Substation | None | Minimum
Adelaide Central | Coromandel Place 11kV | Minimum Forecast | MW | 2028 | 13.0524 | Zone Substation | None | Minimum
Eyre Peninsula | Cowell 11kV | Minimum Forecast | MW | 2028 | -1.315 | Zone Substation | None | Minimum
Metro West | Croydon 11kV | Minimum Forecast | MW | 2028 | -9.5837 | Zone Substation | None | Minimum
Metro West | Croydon Park 11kV | Minimum Forecast | MW | 2028 | -8.2568 | Zone Substation | None | Minimum
Upper North | Crystal Brook 11kV | Minimum Forecast | MW | 2028 | -1.1735 | Zone Substation | None | Minimum
Metro South | Cudmore Park 11kV | Minimum Forecast | MW | 2028 | -6.6404 | Zone Substation | None | Minimum
Eyre Peninsula | Cummins 11kV | Minimum Forecast | MW | 2028 | -1.8096 | Zone Substation | None | Minimum
Yorke Peninsula | Curramulka 7.6kV | Minimum Forecast | MW | 2028 | -0.08161 | Zone Substation | None | Minimum
Yorke Peninsula | Curramulka South 11kV | Minimum Forecast | MW | 2028 | -0.005978 | Zone Substation | None | Minimum
Yorke Peninsula | Dalrymple 33kV | Minimum Forecast | MW | 2028 | -5.4534 | Connection Point | None | Minimum
Eyre Peninsula | Darke Peak 11kV | Minimum Forecast | MW | 2028 | -0.13748 | Zone Substation | None | Minimum
Upper North | Davenport West 33kV | Minimum Forecast | MW | 2028 | -17.1429 | Connection Point | None | Minimum
Eastern Hills | Deloraine 11kV | Minimum Forecast | MW | 2028 | -0.3103 | Zone Substation | None | Minimum
Metro North | Direk 11kV | Minimum Forecast | MW | 2028 | -6.4196 | Zone Substation | None | Minimum
Mid North | Dorrien 33kV | Minimum Forecast | MW | 2028 | -23.0386 | Connection Point | None | Minimum
Mid North | Dorrien TF4 11kV | Minimum Forecast | MW | 2028 | -4.4008 | Zone Substation | None | Minimum
Mid North | Dorrien TF5 11kV | Minimum Forecast | MW | 2028 | -2.4575 | Zone Substation | None | Minimum
Yorke Peninsula | Dowlingville 11kV | Minimum Forecast | MW | 2028 | -0.026799 | Zone Substation | None | Minimum
Adelaide Central | East Terrace 11kV | Minimum Forecast | MW | 2028 | 2.7657 | Zone Substation | None | Minimum
Metro North | Edinburgh 11kV | Minimum Forecast | MW | 2028 | -2.3574 | Zone Substation | None | Minimum
Yorke Peninsula | Edithburgh 11kV | Minimum Forecast | MW | 2028 | -1.4607 | Zone Substation | None | Minimum
Metro North | Elizabeth Downs 11kV | Minimum Forecast | MW | 2028 | -21.1213 | Zone Substation | None | Minimum
Metro North | Elizabeth Heights 11kV | Minimum Forecast | MW | 2028 | -10.246 | Zone Substation | None | Minimum
Metro North | Elizabeth South 11kV | Minimum Forecast | MW | 2028 | -3.2235 | Zone Substation | None | Minimum
Mid North | Eudunda 11kV | Minimum Forecast | MW | 2028 | -1.2106 | Zone Substation | None | Minimum
Metro North | Evanston 11kV | Minimum Forecast | MW | 2028 | -24.352 | Zone Substation | N-1 | Minimum
Metro North | Evanston 33kV | Minimum Forecast | MW | 2028 | -0.049066 | Zone Substation | None | Minimum
Metro West | Findon 11kV | Minimum Forecast | MW | 2028 | -8.1915 | Zone Substation | None | Minimum
Metro West | Flinders Park 11kV | Minimum Forecast | MW | 2028 | -9.2511 | Zone Substation | None | Minimum
Mid North | Florieton SWER 19kV | Minimum Forecast | MW | 2028 | -0.013663 | Connection Point | None | Minimum
Eastern Hills | Forreston 11kV | Minimum Forecast | MW | 2028 | -0.7128 | Zone Substation | None | Minimum
Mid North | Freeling 11kV | Minimum Forecast | MW | 2028 | -0.33992 | Zone Substation | None | Minimum
Mid North | Freeling North 11kV | Minimum Forecast | MW | 2028 | -2.837 | Zone Substation | None | Minimum
Metro West | Fulham Gardens 11kV | Minimum Forecast | MW | 2028 | -17.3428 | Zone Substation | None | Minimum
Upper North | Fullerville 11kV | Minimum Forecast | MW | 2028 | 0 | Zone Substation | None | Minimum
Mid North | Gawler Belt TF1 11kV | Minimum Forecast | MW | 2028 | -3.7109 | Zone Substation | None | Minimum
Mid North | Gawler Belt TF2 11kV | Minimum Forecast | MW | 2028 | -3.7699 | Zone Substation | None | Minimum
Mid North | Georgetown 11kV | Minimum Forecast | MW | 2028 | -0.21039 | Zone Substation | None | Minimum
Murraylands | Geranium 11kV | Minimum Forecast | MW | 2028 | -0.089796 | Zone Substation | None | Minimum
Upper North | Gladstone 11kV | Minimum Forecast | MW | 2028 | -1.5122 | Zone Substation | None | Minimum
Metro West | Glanville 11kV | Minimum Forecast | MW | 2028 | -9.5329 | Zone Substation | None | Minimum
South East | Glencoe 11kV | Minimum Forecast | MW | 2028 | -0.56012 | Zone Substation | None | Minimum
Metro South | Glenelg North 11kV | Minimum Forecast | MW | 2028 | -6.8269 | Zone Substation | None | Minimum
Riverland | Glossop 11kV | Minimum Forecast | MW | 2028 | -3.5435 | Zone Substation | None | Minimum
Metro East | Golden Grove 11kV | Minimum Forecast | MW | 2028 | -29.2789 | Zone Substation | None | Minimum
Mid North | Gomersal North 11kV | Minimum Forecast | MW | 2028 | 0.019444 | Zone Substation | None | Minimum
Metro South | Goolwa 11kV | Minimum Forecast | MW | 2028 | -13.8694 | Zone Substation | None | Minimum
Mid North | Gulnare 11kV | Minimum Forecast | MW | 2028 | -0.061835 | Zone Substation | None | Minimum
Eastern Hills | Gumeracha 11kV | Minimum Forecast | MW | 2028 | 0 | Zone Substation | None | Minimum
Eastern Hills | Gumeracha Weir 11kV | Minimum Forecast | MW | 2028 | -0.15649 | Zone Substation | None | Minimum
Eastern Hills | Gumhaven 11kV | Minimum Forecast | MW | 2028 | -0.01849 | Zone Substation | None | Minimum
Metro South | Hackham 11kV | Minimum Forecast | MW | 2028 | -12.8229 | Zone Substation | N-1 | Minimum
Eastern Hills | Hahndorf 11kV | Minimum Forecast | MW | 2028 | -3.5953 | Zone Substation | None | Minimum
Mid North | Halbury 11kV | Minimum Forecast | MW | 2028 | -0.046714 | Zone Substation | None | Minimum
Mid North | Hamley Bridge 11kV | Minimum Forecast | MW | 2028 | -0.74075 | Zone Substation | None | Minimum
Metro South | Happy Valley 11kV | Minimum Forecast | MW | 2028 | -24.4761 | Zone Substation | None | Minimum
Metro East | Harrow 11kV | Minimum Forecast | MW | 2028 | -10.8984 | Zone Substation | None | Minimum
South East | Hatherleigh 11kV | Minimum Forecast | MW | 2028 | -0.028683 | Zone Substation | None | Minimum
Upper North | Hawker 11kV | Minimum Forecast | MW | 2028 | -0.25706 | Zone Substation | None | Minimum
Metro South | Hay Flat 11kV | Minimum Forecast | MW | 2028 | -0.0046469 | Zone Substation | None | Minimum
Metro West | Henley South 11kV | Minimum Forecast | MW | 2028 | -15.2357 | Zone Substation | None | Minimum
Eastern Hills | Hermitage 11kV | Minimum Forecast | MW | 2028 | -0.10905 | Zone Substation | None | Minimum
Metro East | Hillcrest 11kV | Minimum Forecast | MW | 2028 | -17.9852 | Zone Substation | None | Minimum
Adelaide Central | Hindley Street 11kV | Minimum Forecast | MW | 2028 | 13.0229 | Zone Substation | None | Minimum
Metro East | Holden Hill 11kV | Minimum Forecast | MW | 2028 | -16.9216 | Zone Substation | None | Minimum
Metro East | Hope Valley 11kV | Minimum Forecast | MW | 2028 | -13.6164 | Zone Substation | None | Minimum
Eastern Hills | Houghton 7.6kV | Minimum Forecast | MW | 2028 | -1.9722 | Zone Substation | None | Minimum
Mid North | Hoyleton 11kV | Minimum Forecast | MW | 2028 | -0.081288 | Zone Substation | None | Minimum
Yorke Peninsula | Hummocks 33kV | Minimum Forecast | MW | 2028 | -17.4306 | Connection Point | None | Minimum
Metro East | Ingle Farm 11kV | Minimum Forecast | MW | 2028 | -21.3137 | Zone Substation | None | Minimum
South East | Inverness 11kV | Minimum Forecast | MW | 2028 | 0.016139 | Zone Substation | None | Minimum
Murraylands | Jabuk 11kV | Minimum Forecast | MW | 2028 | -0.0087356 | Zone Substation | None | Minimum
Yorke Peninsula | James Well 11kV | Minimum Forecast | MW | 2028 | -0.067519 | Zone Substation | None | Minimum
Upper North | Jamestown 11kV | Minimum Forecast | MW | 2028 | -2.0822 | Zone Substation | Reverse N-1 | Minimum
Murraylands | Jervois 11kV | Minimum Forecast | MW | 2028 | -0.22146 | Zone Substation | None | Minimum
Yorke Peninsula | Kadina 11kV | Minimum Forecast | MW | 2028 | -5.472 | Zone Substation | None | Minimum
Yorke Peninsula | Kadina East 33kV | Minimum Forecast | MW | 2028 | -40.5457 | Connection Point | None | Minimum
South East | Kalangadoo 11kV | Minimum Forecast | MW | 2028 | 0 | Zone Substation | None | Minimum
South East | Kalangadoo West 11kV | Minimum Forecast | MW | 2028 | -0.33924 | Zone Substation | None | Minimum
Eastern Hills | Kanmantoo Copper Mine 11kV | Minimum Forecast | MW | 2028 | -0.84929 | Connection Point | None | Minimum
Mid North | Kapunda TF1 11kV | Minimum Forecast | MW | 2028 | -1.2674 | Zone Substation | None | Minimum
Mid North | Kapunda TF2 11kV | Minimum Forecast | MW | 2028 | -2.3535 | Zone Substation | None | Minimum
Murraylands | Karoonda 11kV | Minimum Forecast | MW | 2028 | -0.81982 | Zone Substation | Reverse N | Minimum
South East | Keith 11kV | Minimum Forecast | MW | 2028 | -1.2345 | Zone Substation | None | Minimum
South East | Keith 33kV | Minimum Forecast | MW | 2028 | -6.46 | Connection Point | None | Minimum
Metro East | Kent Town 11kV | Minimum Forecast | MW | 2028 | -5.8964 | Zone Substation | None | Minimum
Eastern Hills | Kersbrook 11kV | Minimum Forecast | MW | 2028 | -0.48038 | Zone Substation | None | Minimum
Metro South | Keswick 11kV | Minimum Forecast | MW | 2028 | -2.3758 | Zone Substation | None | Minimum
Murraylands | Ki Ki 11kV | Minimum Forecast | MW | 2028 | -0.0076416 | Zone Substation | None | Minimum
Metro West | Kilburn 11kV | Minimum Forecast | MW | 2028 | -7.0308 | Zone Substation | None | Minimum
Metro East | Kilburn South 11kV | Minimum Forecast | MW | 2028 | -5.3714 | Zone Substation | None | Minimum
Metro West | Kilkenny 11kV | Minimum Forecast | MW | 2028 | -2.1821 | Zone Substation | None | Minimum
South East | Kincraig 33kV | Minimum Forecast | MW | 2028 | -13.9616 | Connection Point | None | Minimum
Metro South | Kingscote 11kV | Minimum Forecast | MW | 2028 | -0.51751 | Zone Substation | None | Minimum
South East | Kingston SE 11kV | Minimum Forecast | MW | 2028 | -1.6416 | Zone Substation | None | Minimum
Metro South | Kingswood 11kV | Minimum Forecast | MW | 2028 | -17.9729 | Zone Substation | None | Minimum
South East | Kongorong 11kV | Minimum Forecast | MW | 2028 | -0.24233 | Zone Substation | None | Minimum
South East | Kumorna 11kV | Minimum Forecast | MW | 2028 | -0.10485 | Zone Substation | None | Minimum
Mid North | Kybunga 11kV | Minimum Forecast | MW | 2028 | -0.056718 | Zone Substation | None | Minimum
Murraylands | Lameroo 11kV | Minimum Forecast | MW | 2028 | -0.50511 | Zone Substation | None | Minimum
Eastern Hills | Langhorne Creek 11kV | Minimum Forecast | MW | 2028 | -1.9801 | Zone Substation | None | Minimum
Metro West | Largs North 11kV | Minimum Forecast | MW | 2028 | -8.7432 | Zone Substation | None | Minimum
Metro West | Lefevre 11kV | Minimum Forecast | MW | 2028 | 1.6798 | Zone Substation | None | Minimum
Upper North | Leigh Creek South 33kV | Minimum Forecast | MW | 2028 | -0.27215 | Connection Point | None | Minimum
Metro East | Linden Park 11kV | Minimum Forecast | MW | 2028 | -18.515 | Zone Substation | None | Minimum
Eyre Peninsula | Little Swamp 11kV | Minimum Forecast | MW | 2028 | -0.22192 | Zone Substation | None | Minimum
Eastern Hills | Lobethal 11kV | Minimum Forecast | MW | 2028 | -5.5457 | Zone Substation | None | Minimum
Eyre Peninsula | Lock 11kV | Minimum Forecast | MW | 2028 | -0.34104 | Zone Substation | None | Minimum
Riverland | Loveday 11kV | Minimum Forecast | MW | 2028 | -7.0101 | Zone Substation | None | Minimum
Metro South | Lower Mitcham 11kV | Minimum Forecast | MW | 2028 | -10.3359 | Zone Substation | None | Minimum
Riverland | Loxton 11kV | Minimum Forecast | MW | 2028 | -2.6777 | Zone Substation | None | Minimum
South East | Lucindale 11kV | Minimum Forecast | MW | 2028 | -0.40122 | Zone Substation | None | Minimum
Mid North | Lyndoch 11kV | Minimum Forecast | MW | 2028 | -2.2035 | Zone Substation | None | Minimum
Mid North | Lyndoch South 7.6kV | Minimum Forecast | MW | 2028 | -0.14692 | Zone Substation | None | Minimum
Riverland | Lyrup 11kV | Minimum Forecast | MW | 2028 | -1.3733 | Zone Substation | None | Minimum
Metro South | MacGillivray 11kV | Minimum Forecast | MW | 2028 | -0.52306 | Zone Substation | None | Minimum
Yorke Peninsula | Maitland 11kV | Minimum Forecast | MW | 2028 | -2.6765 | Zone Substation | None | Minimum
Mid North | Mallala 11kV | Minimum Forecast | MW | 2028 | -2.2112 | Zone Substation | None | Minimum
Murraylands | Mannum 33kV | Minimum Forecast | MW | 2028 | -38 | Connection Point | None | Minimum
Murraylands | Mannum Town 7.6kV | Minimum Forecast | MW | 2028 | -2.9336 | Zone Substation | None | Minimum
Yorke Peninsula | Marion Bay 11kV | Minimum Forecast | MW | 2028 | -0.35615 | Zone Substation | None | Minimum
Mid North | Marrabel 11kV | Minimum Forecast | MW | 2028 | -0.7595 | Zone Substation | None | Minimum
Metro South | McLaren Flat TF1 11kV | Minimum Forecast | MW | 2028 | -3.3973 | Zone Substation | None | Minimum
Metro South | McLaren Flat TF2 11kV | Minimum Forecast | MW | 2028 | -0.98672 | Zone Substation | None | Minimum
Metro South | McLaren Vale 11kV | Minimum Forecast | MW | 2028 | -1.1644 | Zone Substation | None | Minimum
Metro South | McLaren Vale Vineyard 11kV | Minimum Forecast | MW | 2028 | 0 | Zone Substation | None | Minimum
Eastern Hills | Meadows 11kV | Minimum Forecast | MW | 2028 | -7.1574 | Zone Substation | Reverse N-1 | Minimum
Upper North | Melrose 11kV | Minimum Forecast | MW | 2028 | -0.12971 | Zone Substation | None | Minimum
Murraylands | Meningie 11kV | Minimum Forecast | MW | 2028 | -1.1234 | Zone Substation | None | Minimum
Metro East | Metro East 66kV | Minimum Forecast | MW | 2028 | -222.1555 | Connection Point | None | Minimum
Metro North | Metro North 66kV | Minimum Forecast | MW | 2028 | -149.3888 | Connection Point | None | Minimum
Metro South | Metro South 66kV | Minimum Forecast | MW | 2028 | -353.746 | Connection Point | None | Minimum
Metro West | Metro West 66kV | Minimum Forecast | MW | 2028 | -127.0788 | Connection Point | None | Minimum
Eastern Hills | Milang 11kV | Minimum Forecast | MW | 2028 | -2.5183 | Zone Substation | None | Minimum
South East | Millicent 11kV | Minimum Forecast | MW | 2028 | -3.8338 | Zone Substation | None | Minimum
Yorke Peninsula | Minlaton 11kV | Minimum Forecast | MW | 2028 | -0.75111 | Zone Substation | None | Minimum
Murraylands | Mobilong 33kV | Minimum Forecast | MW | 2028 | -21.5627 | Connection Point | None | Minimum
Murraylands | Monarto Central 11kV | Minimum Forecast | MW | 2028 | 0.11063 | Zone Substation | None | Minimum
Murraylands | Monarto South 11kV | Minimum Forecast | MW | 2028 | -0.68804 | Zone Substation | None | Minimum
Yorke Peninsula | Moonta 11kV | Minimum Forecast | MW | 2028 | -6.9814 | Zone Substation | N-1 | Minimum
Eyre Peninsula | Moorkitabie 11kV | Minimum Forecast | MW | 2028 | -0.34819 | Zone Substation | None | Minimum
Riverland | Morgan 11kV | Minimum Forecast | MW | 2028 | -0.65004 | Zone Substation | N | Minimum
Metro South | Morphett Vale East 11kV | Minimum Forecast | MW | 2028 | -25.9451 | Zone Substation | None | Minimum
Metro South | Morphettville 11kV | Minimum Forecast | MW | 2028 | -10.0236 | Zone Substation | None | Minimum
Eastern Hills | Mount Barker 11kV | Minimum Forecast | MW | 2028 | -23.5051 | Zone Substation | None | Minimum
Eastern Hills | Mount Barker 66kV | Minimum Forecast | MW | 2028 | -77.5778 | Connection Point | None | Minimum
South East | Mount Burr 11kV | Minimum Forecast | MW | 2028 | -0.13687 | Zone Substation | None | Minimum
South East | Mount Gambier 11kV | Minimum Forecast | MW | 2028 | -7.9886 | Zone Substation | None | Minimum
South East | Mount Gambier 33kV | Minimum Forecast | MW | 2028 | -6.6799 | Connection Point | None | Minimum
South East | Mount Gambier North 11kV | Minimum Forecast | MW | 2028 | -2.9238 | Zone Substation | N-1 | Minimum
South East | Mount Gambier West 11kV | Minimum Forecast | MW | 2028 | -5.0337 | Zone Substation | None | Minimum
Upper North | Mount Gunson 33kV | Minimum Forecast | MW | 2028 | 0.001 | Connection Point | None | Minimum
Eastern Hills | Mount Pleasant 11kV | Minimum Forecast | MW | 2028 | -1.6218 | Zone Substation | None | Minimum
South East | Mount Schank 11kV | Minimum Forecast | MW | 2028 | -0.3924 | Zone Substation | None | Minimum
Murraylands | Murray Bridge North 11kV | Minimum Forecast | MW | 2028 | -6.0795 | Zone Substation | None | Minimum
Murraylands | Murray Bridge South 11kV | Minimum Forecast | MW | 2028 | -8.3537 | Zone Substation | None | Minimum
Eastern Hills | Mylor 11kV | Minimum Forecast | MW | 2028 | -3.1441 | Zone Substation | None | Minimum
Murraylands | Mypolonga 11kV | Minimum Forecast | MW | 2028 | -2.0048 | Zone Substation | None | Minimum
Metro South | Myponga 11kV | Minimum Forecast | MW | 2028 | -3.9124 | Zone Substation | None | Minimum
Eastern Hills | Nairne 11kV | Minimum Forecast | MW | 2028 | -6.4591 | Zone Substation | Reverse N-1 | Minimum
South East | Nangwarry 11kV | Minimum Forecast | MW | 2028 | -0.43829 | Zone Substation | None | Minimum
South East | Naracoorte 11kV | Minimum Forecast | MW | 2028 | -5.0108 | Zone Substation | None | Minimum
South East | Naracoorte East 11kV | Minimum Forecast | MW | 2028 | -0.28611 | Zone Substation | None | Minimum
Murraylands | Narrung 11kV | Minimum Forecast | MW | 2028 | -0.11349 | Zone Substation | None | Minimum
Upper North | Neuroodla 33kV | Minimum Forecast | MW | 2028 | -0.24715 | Connection Point | None | Minimum
Metro West | New Osborne 11kV | Minimum Forecast | MW | 2028 | -0.6697 | Zone Substation | None | Minimum
Metro West | New Richmond 11kV | Minimum Forecast | MW | 2028 | -7.9721 | Zone Substation | None | Minimum
Murraylands | Nildottie 11kV | Minimum Forecast | MW | 2028 | -0.20175 | Zone Substation | None | Minimum
Yorke Peninsula | Ninnes 11kV | Minimum Forecast | MW | 2028 | -0.23466 | Zone Substation | None | Minimum
Metro South | Noarlunga Centre 11kV | Minimum Forecast | MW | 2028 | -4.2955 | Zone Substation | None | Minimum
Metro East | North Adelaide 11kV | Minimum Forecast | MW | 2028 | -1.8269 | Zone Substation | None | Minimum
Metro South | North Unley 11kV | Minimum Forecast | MW | 2028 | -4.9857 | Zone Substation | None | Minimum
Riverland | North West Bend 66kV | Minimum Forecast | MW | 2028 | -6.343 | Connection Point | None | Minimum
Metro East | Northfield 11kV | Minimum Forecast | MW | 2028 | -10.5769 | Zone Substation | N | Minimum
Metro East | Norwood 11kV | Minimum Forecast | MW | 2028 | -24.6119 | Zone Substation | None | Minimum
Mid North | Nuriootpa 11kV | Minimum Forecast | MW | 2028 | -5.6686 | Zone Substation | None | Minimum
Metro South | Oaklands 11kV | Minimum Forecast | MW | 2028 | -17.5751 | Zone Substation | None | Minimum
Upper North | Orroroo 11kV | Minimum Forecast | MW | 2028 | -1.1376 | Zone Substation | None | Minimum
South East | Padthaway 11kV | Minimum Forecast | MW | 2028 | -0.54472 | Zone Substation | None | Minimum
Murraylands | Palmer 11kV | Minimum Forecast | MW | 2028 | -0.072238 | Zone Substation | None | Minimum
Metro South | Panorama 11kV | Minimum Forecast | MW | 2028 | -12.0892 | Zone Substation | None | Minimum
Metro North | Parafield Gardens 11kV | Minimum Forecast | MW | 2028 | -23.2149 | Zone Substation | None | Minimum
Metro North | Paralowie 11kV | Minimum Forecast | MW | 2028 | -7.4851 | Zone Substation | None | Minimum
Murraylands | Parilla 11kV | Minimum Forecast | MW | 2028 | -0.12226 | Zone Substation | None | Minimum
Riverland | Paringa 11kV | Minimum Forecast | MW | 2028 | -1.2141 | Zone Substation | None | Minimum
Riverland | Paringa 33kV | Minimum Forecast | MW | 2028 | -1.1713 | Zone Substation | None | Minimum
Yorke Peninsula | Paskeville 11kV | Minimum Forecast | MW | 2028 | -0.19753 | Zone Substation | None | Minimum
Murraylands | Peake 11kV | Minimum Forecast | MW | 2028 | -0.066253 | Zone Substation | None | Minimum
Murraylands | Pellaring Flat 11kV | Minimum Forecast | MW | 2028 | -0.01677 | Zone Substation | None | Minimum
Metro North | Penfield 11kV | Minimum Forecast | MW | 2028 | -8.6873 | Zone Substation | None | Minimum
Metro South | Penneshaw 11kV | Minimum Forecast | MW | 2028 | -0.67285 | Zone Substation | None | Minimum
South East | Penola 11kV | Minimum Forecast | MW | 2028 | -1.5336 | Zone Substation | None | Minimum
South East | Penola West 33kV | Minimum Forecast | MW | 2028 | -1.2017 | Connection Point | None | Minimum
Upper North | Peterborough 11kV | Minimum Forecast | MW | 2028 | -1.333 | Zone Substation | None | Minimum
Eastern Hills | Piccadilly 11kV | Minimum Forecast | MW | 2028 | -1.3461 | Zone Substation | None | Minimum
Murraylands | Pinnaroo 11kV | Minimum Forecast | MW | 2028 | -0.066011 | Zone Substation | None | Minimum
Murraylands | Pinnaroo South 11kV | Minimum Forecast | MW | 2028 | -0.012571 | Zone Substation | None | Minimum
Metro South | Plympton 11kV | Minimum Forecast | MW | 2028 | -9.2903 | Zone Substation | None | Minimum
Eyre Peninsula | Point Boston 11kV | Minimum Forecast | MW | 2028 | -0.057574 | Zone Substation | None | Minimum
Eyre Peninsula | Polda 11kV | Minimum Forecast | MW | 2028 | -0.65861 | Zone Substation | None | Minimum
Eyre Peninsula | Poonindie 11kV | Minimum Forecast | MW | 2028 | -0.345 | Zone Substation | None | Minimum
Metro West | Port Adelaide 11kV | Minimum Forecast | MW | 2028 | -4.8892 | Zone Substation | None | Minimum
Metro West | Port Adelaide North 11kV | Minimum Forecast | MW | 2028 | -3.9667 | Zone Substation | None | Minimum
Upper North | Port Augusta 11kV | Minimum Forecast | MW | 2028 | -2.3622 | Zone Substation | None | Minimum
Upper North | Port Augusta West TF1 11kV | Minimum Forecast | MW | 2028 | -1.7572 | Zone Substation | None | Minimum
Upper North | Port Augusta West TF2 11kV | Minimum Forecast | MW | 2028 | -2.4243 | Zone Substation | None | Minimum
Upper North | Port Broughton 11kV | Minimum Forecast | MW | 2028 | -1.6381 | Zone Substation | None | Minimum
Yorke Peninsula | Port Clinton 11kV | Minimum Forecast | MW | 2028 | -0.53458 | Zone Substation | None | Minimum
Upper North | Port Germein 11kV | Minimum Forecast | MW | 2028 | -0.75246 | Zone Substation | None | Minimum
Yorke Peninsula | Port Giles 11kV | Minimum Forecast | MW | 2028 | -0.23739 | Zone Substation | None | Minimum
Yorke Peninsula | Port Julia 11kV | Minimum Forecast | MW | 2028 | -0.17006 | Zone Substation | None | Minimum
Eyre Peninsula | Port Lincoln City 11kV | Minimum Forecast | MW | 2028 | -7.7315 | Zone Substation | None | Minimum
Eyre Peninsula | Port Lincoln Docks 11kV | Minimum Forecast | MW | 2028 | -1.2715 | Zone Substation | None | Minimum
Eyre Peninsula | Port Lincoln Marina 11kV | Minimum Forecast | MW | 2028 | -3.581 | Zone Substation | None | Minimum
Eyre Peninsula | Port Lincoln Terminal 33kV | Minimum Forecast | MW | 2028 | -14.7187 | Connection Point | None | Minimum
Metro South | Port Noarlunga 11kV | Minimum Forecast | MW | 2028 | -24.4948 | Zone Substation | None | Minimum
Upper North | Port Pirie Bungama 33kV | Minimum Forecast | MW | 2028 | -17.3216 | Connection Point | None | Minimum
Upper North | Port Pirie South 11kV | Minimum Forecast | MW | 2028 | -9.9429 | Zone Substation | None | Minimum
Metro South | Port Stanvac 11kV | Minimum Forecast | MW | 2028 | -18.5596 | Zone Substation | None | Minimum
Metro South | Port Stanvac TF2 11kV | Minimum Forecast | MW | 2028 | -9.6731 | Zone Substation | None | Minimum
Yorke Peninsula | Port Vincent 11kV | Minimum Forecast | MW | 2028 | -0.89886 | Zone Substation | None | Minimum
Riverland | Portee 11kV | Minimum Forecast | MW | 2028 | -0.21942 | Zone Substation | N | Minimum
Metro East | Prospect 11kV | Minimum Forecast | MW | 2028 | -10.3158 | Zone Substation | None | Minimum
Murraylands | Punyelroo 11kV | Minimum Forecast | MW | 2028 | -0.15385 | Zone Substation | None | Minimum
Riverland | Pyap 11kV | Minimum Forecast | MW | 2028 | -4.2773 | Zone Substation | None | Minimum
Riverland | Qualco 11kV | Minimum Forecast | MW | 2028 | -0.11107 | Zone Substation | N | Minimum
Metro West | Queenstown 11kV | Minimum Forecast | MW | 2028 | -8.6152 | Zone Substation | None | Minimum
Upper North | Quorn 11kV | Minimum Forecast | MW | 2028 | -1.1737 | Zone Substation | None | Minimum
Riverland | Ramco 11kV | Minimum Forecast | MW | 2028 | -1.6891 | Zone Substation | None | Minimum
Metro South | Rapid Bay 11kV | Minimum Forecast | MW | 2028 | 0.0020786 | Zone Substation | None | Minimum
Riverland | Renmark 11kV | Minimum Forecast | MW | 2028 | -12.9055 | Zone Substation | None | Minimum
Mid North | Riverton 11kV | Minimum Forecast | MW | 2028 | -1.082 | Zone Substation | None | Minimum
South East | Robe 7.6kV | Minimum Forecast | MW | 2028 | -1.4739 | Zone Substation | None | Minimum
Mid North | Robertstown 11kV | Minimum Forecast | MW | 2028 | -0.51211 | Zone Substation | None | Minimum
Riverland | Roonka 11kV | Minimum Forecast | MW | 2028 | -1.3348 | Zone Substation | None | Minimum
Eyre Peninsula | Rudall 11kV | Minimum Forecast | MW | 2028 | -0.031542 | Zone Substation | None | Minimum
Metro North | Salisbury 11kV | Minimum Forecast | MW | 2028 | -24.4743 | Zone Substation | N | Minimum
Metro South | Salt Cliffs 11kV | Minimum Forecast | MW | 2028 | -0.14168 | Zone Substation | None | Minimum
Mid North | Sandy Creek 11kV | Minimum Forecast | MW | 2028 | -1.7075 | Zone Substation | None | Minimum
Metro South | Seacombe 11kV | Minimum Forecast | MW | 2028 | -21.2437 | Zone Substation | None | Minimum
Metro South | Seaford 11kV | Minimum Forecast | MW | 2028 | -10.6701 | Zone Substation | None | Minimum
Metro South | Second Valley 11kV | Minimum Forecast | MW | 2028 | -0.31158 | Zone Substation | None | Minimum
Metro South | Sheidow Park 11kV | Minimum Forecast | MW | 2028 | -19.7891 | Zone Substation | Reverse N-1 | Minimum
Murraylands | Sherlock 11kV | Minimum Forecast | MW | 2028 | -0.014782 | Zone Substation | None | Minimum
Metro North | Smithfield West 11kV | Minimum Forecast | MW | 2028 | -17.3991 | Zone Substation | N-1 | Minimum
South East | Snuggery Rural 33kV | Minimum Forecast | MW | 2028 | -11.811 | Connection Point | None | Minimum
South East | South End 11kV | Minimum Forecast | MW | 2028 | -0.43875 | Zone Substation | Reverse N-1 | Minimum
Mid North | Spalding 11kV | Minimum Forecast | MW | 2028 | -0.59524 | Zone Substation | None | Minimum
Metro South | Square Water Hole 11kV | Minimum Forecast | MW | 2028 | -3.4243 | Zone Substation | None | Minimum
Yorke Peninsula | Stansbury 11kV | Minimum Forecast | MW | 2028 | -0.83083 | Zone Substation | None | Minimum
Eastern Hills | Stirling East 11kV | Minimum Forecast | MW | 2028 | -5.3163 | Zone Substation | None | Minimum
Upper North | Stirling North 1 11kV | Minimum Forecast | MW | 2028 | -1.1927 | Zone Substation | None | Minimum
Upper North | Stirling North 2 11kV | Minimum Forecast | MW | 2028 | -1.2207 | Zone Substation | None | Minimum
Mid North | Stockwell TF1 11kV | Minimum Forecast | MW | 2028 | -1.7482 | Zone Substation | None | Minimum
Mid North | Stockwell TF2 11kV | Minimum Forecast | MW | 2028 | -0.10419 | Zone Substation | None | Minimum
Eyre Peninsula | Stony Point 11kV | Minimum Forecast | MW | 2028 | -0.064783 | Connection Point | None | Minimum
Eastern Hills | Strathalbyn 11kV | Minimum Forecast | MW | 2028 | -9.5101 | Zone Substation | None | Minimum
Eyre Peninsula | Streaky Bay 11kV | Minimum Forecast | MW | 2028 | -4.5525 | Zone Substation | Reverse N-1 | Minimum
Riverland | Swan Reach 11kV | Minimum Forecast | MW | 2028 | -0.37203 | Zone Substation | None | Minimum
Riverland | Swan Reach 33kV | Minimum Forecast | MW | 2028 | -1.0875 | Zone Substation | None | Minimum
Murraylands | Tailem Bend 33kV | Minimum Forecast | MW | 2028 | -11.6007 | Connection Point | None | Minimum
Murraylands | Tailem Bend Town 11kV | Minimum Forecast | MW | 2028 | -1.4669 | Zone Substation | None | Minimum
South East | Tantanoola 11kV | Minimum Forecast | MW | 2028 | -0.132 | Zone Substation | None | Minimum
Eyre Peninsula | Tarlton 11kV | Minimum Forecast | MW | 2028 | -0.25647 | Zone Substation | None | Minimum
South East | Tarpeena South 11kV | Minimum Forecast | MW | 2028 | 0.1288 | Zone Substation | N-1 | Minimum
Metro East | Tea Tree Gully 11kV | Minimum Forecast | MW | 2028 | -19.0926 | Zone Substation | None | Minimum
Murraylands | Teal Flat 11kV | Minimum Forecast | MW | 2028 | -0.81646 | Zone Substation | None | Minimum
Upper North | Telowie 11kV | Minimum Forecast | MW | 2028 | -0.54966 | Zone Substation | None | Minimum
Mid North | Templers 33kV | Minimum Forecast | MW | 2028 | -17.4283 | Connection Point | None | Minimum
Metro West | Thebarton 11kV | Minimum Forecast | MW | 2028 | -6.7859 | Zone Substation | None | Minimum
South East | Tintinara 11kV | Minimum Forecast | MW | 2028 | -0.4256 | Zone Substation | None | Minimum
Metro South | Tonsley Park 11kV | Minimum Forecast | MW | 2028 | -8.4461 | Zone Substation | None | Minimum
Eyre Peninsula | Tumby Bay 11kV | Minimum Forecast | MW | 2028 | -1.9813 | Zone Substation | None | Minimum
Metro North | Two Wells 11kV | Minimum Forecast | MW | 2028 | -5.5242 | Zone Substation | N-1 | Minimum
Eyre Peninsula | Uley 11kV | Minimum Forecast | MW | 2028 | -0.19653 | Zone Substation | None | Minimum
Eyre Peninsula | Uley South 11kV | Minimum Forecast | MW | 2028 | 0.0060333 | Zone Substation | None | Minimum
Eastern Hills | Uraidla 11kV | Minimum Forecast | MW | 2028 | -4.812 | Zone Substation | None | Minimum
Eastern Hills | Uraidla 33kV | Minimum Forecast | MW | 2028 | -12.1007 | Zone Substation | None | Minimum
Eastern Hills | Verdun 11kV | Minimum Forecast | MW | 2028 | -0.94522 | Zone Substation | None | Minimum
Metro South | Victor Harbor 11kV | Minimum Forecast | MW | 2028 | -19.5854 | Zone Substation | None | Minimum
Metro North | Virginia 11kV | Minimum Forecast | MW | 2028 | -5.4885 | Zone Substation | None | Minimum
Riverland | Waikerie 11kV | Minimum Forecast | MW | 2028 | -3.3533 | Zone Substation | None | Minimum
Murraylands | Walker Flat 11kV | Minimum Forecast | MW | 2028 | -0.50989 | Zone Substation | None | Minimum
Yorke Peninsula | Wallaroo 11kV | Minimum Forecast | MW | 2028 | -5.1051 | Zone Substation | None | Minimum
Yorke Peninsula | Warooka 11kV | Minimum Forecast | MW | 2028 | -1.7793 | Zone Substation | None | Minimum
Mid North | Wasleys 11kV | Minimum Forecast | MW | 2028 | -1.5425 | Zone Substation | None | Minimum
Mid North | Waterloo 33kV | Minimum Forecast | MW | 2028 | -5.2325 | Connection Point | None | Minimum
Mid North | Waterloo Town 11kV | Minimum Forecast | MW | 2028 | -0.055469 | Zone Substation | None | Minimum
Murraylands | White Sands 11kV | Minimum Forecast | MW | 2028 | -0.291 | Zone Substation | None | Minimum
Adelaide Central | Whitmore Square 11kV | Minimum Forecast | MW | 2028 | 4.4257 | Zone Substation | None | Minimum
Eyre Peninsula | Whyalla Central 33kV | Minimum Forecast | MW | 2028 | -3.4571 | Connection Point | None | Minimum
Eyre Peninsula | Whyalla City 11kV | Minimum Forecast | MW | 2028 | -8.5797 | Zone Substation | None | Minimum
Eyre Peninsula | Whyalla North 11kV | Minimum Forecast | MW | 2028 | -0.12867 | Zone Substation | None | Minimum
Eyre Peninsula | Whyalla Stuart 11kV | Minimum Forecast | MW | 2028 | -6.1753 | Zone Substation | None | Minimum
Mid North | Williamstown 11kV | Minimum Forecast | MW | 2028 | -0.64773 | Zone Substation | None | Minimum
Mid North | Williamstown South 11kV | Minimum Forecast | MW | 2028 | -1.6129 | Zone Substation | None | Minimum
Metro South | Willunga 11kV | Minimum Forecast | MW | 2028 | -4.0602 | Zone Substation | None | Minimum
Metro South | Willunga 33kV | Minimum Forecast | MW | 2028 | -1.8044 | Zone Substation | None | Minimum
Upper North | Wilmington 11kV | Minimum Forecast | MW | 2028 | -0.64122 | Zone Substation | None | Minimum
Upper North | Wirrabara Forest 11kV | Minimum Forecast | MW | 2028 | 0.015592 | Zone Substation | None | Minimum
Upper North | Wirrabara South 11kV | Minimum Forecast | MW | 2028 | -0.0049619 | Zone Substation | None | Minimum
Metro South | Wirrina Cove 11kV | Minimum Forecast | MW | 2028 | -0.10481 | Zone Substation | None | Minimum
Upper North | Wongyarra 11kV | Minimum Forecast | MW | 2028 | -0.01211 | Zone Substation | None | Minimum
Metro East | Woodforde 11kV | Minimum Forecast | MW | 2028 | -21.4795 | Zone Substation | None | Minimum
Murraylands | Woods Point 11kV | Minimum Forecast | MW | 2028 | -0.77404 | Zone Substation | None | Minimum
Eastern Hills | Woodside 11kV | Minimum Forecast | MW | 2028 | -6.7864 | Zone Substation | Reverse N-1 | Minimum
Metro West | Woodville 11kV | Minimum Forecast | MW | 2028 | -3.2241 | Zone Substation | None | Minimum
Metro West | Woodville 33kV | Minimum Forecast | MW | 2028 | 0 | Zone Substation | None | Minimum
Riverland | Woolpunda 11kV | Minimum Forecast | MW | 2028 | 0.20845 | Zone Substation | None | Minimum
Eyre Peninsula | Wudinna 11kV | Minimum Forecast | MW | 2028 | -1.6988 | Zone Substation | None | Minimum
Eyre Peninsula | Wudinna 66kV | Minimum Forecast | MW | 2028 | -9.2548 | Connection Point | None | Minimum
Eyre Peninsula | Yadnarie 66kV | Minimum Forecast | MW | 2028 | -4.3871 | Connection Point | None | Minimum
Metro South | Yankalilla 11kV | Minimum Forecast | MW | 2028 | -5.5957 | Zone Substation | None | Minimum
Metro South | Yankalilla 33kV | Minimum Forecast | MW | 2028 | -1.7247 | Zone Substation | None | Minimum
Metro South | Yankalilla Hill 11kV | Minimum Forecast | MW | 2028 | 0 | Zone Substation | None | Minimum
Upper North | Yongala 11kV | Minimum Forecast | MW | 2028 | -0.067136 | Zone Substation | None | Minimum
Yorke Peninsula | Yorketown 11kV | Minimum Forecast | MW | 2028 | -0.69939 | Zone Substation | None | Minimum
Adelaide Central | ACR 66kV | Minimum Forecast | MW | 2029 | 43.2095 | Connection Point | None | Minimum
Eastern Hills | Aldgate 11kV | Minimum Forecast | MW | 2029 | -5.6892 | Zone Substation | None | Minimum
Metro South | Aldinga 11kV | Minimum Forecast | MW | 2029 | -16.0612 | Zone Substation | None | Minimum
South East | Allendale East 11kV | Minimum Forecast | MW | 2029 | -1.2965 | Zone Substation | None | Minimum
Mid North | Alma 11kV | Minimum Forecast | MW | 2029 | -0.0039233 | Zone Substation | None | Minimum
Metro South | American River 11kV | Minimum Forecast | MW | 2029 | -0.49744 | Zone Substation | None | Minimum
Eastern Hills | Angas Creek 33kV | Minimum Forecast | MW | 2029 | -14.8709 | Connection Point | None | Minimum
Mid North | Angaston 11kV | Minimum Forecast | MW | 2029 | -5.282 | Zone Substation | None | Minimum
Metro North | Angle Vale 11kV | Minimum Forecast | MW | 2029 | -13.0555 | Zone Substation | None | Minimum
Yorke Peninsula | Ardrossan 11kV | Minimum Forecast | MW | 2029 | -1.7896 | Zone Substation | None | Minimum
Yorke Peninsula | Ardrossan West 33kV | Minimum Forecast | MW | 2029 | -7.2413 | Connection Point | None | Minimum
Eyre Peninsula | Arno Bay 11kV | Minimum Forecast | MW | 2029 | -0.12373 | Zone Substation | None | Minimum
Metro South | Ascot Park 11kV | Minimum Forecast | MW | 2029 | -14.0752 | Zone Substation | N | Minimum
Metro West | Athol Park 11kV | Minimum Forecast | MW | 2029 | -11.9732 | Zone Substation | None | Minimum
Mid North | Auburn 11kV | Minimum Forecast | MW | 2029 | -1.8627 | Zone Substation | None | Minimum
Yorke Peninsula | Balaklava 7.6kV | Minimum Forecast | MW | 2029 | -1.9983 | Zone Substation | None | Minimum
Eastern Hills | Balhannah 33kV | Minimum Forecast | MW | 2029 | -18.7152 | Zone Substation | None | Minimum
Upper North | Baroota 33kV | Minimum Forecast | MW | 2029 | -10.6665 | Connection Point | None | Minimum
Upper North | Baroota Town 11kV | Minimum Forecast | MW | 2029 | -0.080045 | Zone Substation | None | Minimum
Mid North | Barossa South TF1 11kV | Minimum Forecast | MW | 2029 | -0.56598 | Zone Substation | None | Minimum
Mid North | Barossa South TF2 11kV | Minimum Forecast | MW | 2029 | -0.94647 | Zone Substation | None | Minimum
South East | Beachport 11kV | Minimum Forecast | MW | 2029 | -1.0056 | Zone Substation | None | Minimum
Murraylands | Belvedere Road 7.6kV | Minimum Forecast | MW | 2029 | -0.018453 | Zone Substation | None | Minimum
Riverland | Berri 11kV | Minimum Forecast | MW | 2029 | -9.5882 | Zone Substation | None | Minimum
Riverland | Berri 66kV | Minimum Forecast | MW | 2029 | -24.7009 | Connection Point | None | Minimum
Murraylands | Binnies 11kV | Minimum Forecast | MW | 2029 | 0.12595 | Zone Substation | None | Minimum
Eastern Hills | Birdwood 11kV | Minimum Forecast | MW | 2029 | -2.7225 | Zone Substation | None | Minimum
Yorke Peninsula | Black Point 11kV | Minimum Forecast | MW | 2029 | -0.076457 | Zone Substation | None | Minimum
Metro West | Blackpool 11kV | Minimum Forecast | MW | 2029 | -9.1898 | Zone Substation | None | Minimum
Metro South | Blackwood 11kV | Minimum Forecast | MW | 2029 | -21.634 | Zone Substation | None | Minimum
South East | Blanche 33kV | Minimum Forecast | MW | 2029 | -9.723 | Connection Point | None | Minimum
Upper North | Booleroo Centre 11kV | Minimum Forecast | MW | 2029 | -0.39051 | Zone Substation | None | Minimum
Eyre Peninsula | Boothby 33kV | Minimum Forecast | MW | 2029 | -0.24782 | Zone Substation | N-1 | Minimum
Upper North | Booyoolie 11kV | Minimum Forecast | MW | 2029 | -0.0021565 | Zone Substation | None | Minimum
South East | Bordertown 11kV | Minimum Forecast | MW | 2029 | -3.9833 | Zone Substation | N-1 | Minimum
Mid North | Brinkworth 33kV | Minimum Forecast | MW | 2029 | -3.3687 | Connection Point | None | Minimum
Mid North | Brinkworth Town 11kV | Minimum Forecast | MW | 2029 | -0.69316 | Zone Substation | None | Minimum
Eastern Hills | Brukunga 11kV | Minimum Forecast | MW | 2029 | -0.37608 | Zone Substation | None | Minimum
Upper North | Bungama Napperby 11kV | Minimum Forecast | MW | 2029 | -0.35249 | Zone Substation | None | Minimum
Metro East | Burnside 11kV | Minimum Forecast | MW | 2029 | -6.9483 | Zone Substation | None | Minimum
Mid North | Burra TF2 11kV | Minimum Forecast | MW | 2029 | -1.5992 | Zone Substation | None | Minimum
Riverland | Cadell 11kV | Minimum Forecast | MW | 2029 | -1.2386 | Zone Substation | None | Minimum
Murraylands | Caloote 11kV | Minimum Forecast | MW | 2029 | -1.1992 | Zone Substation | None | Minimum
Upper North | Caltowie 11kV | Minimum Forecast | MW | 2029 | -0.15683 | Zone Substation | None | Minimum
Murraylands | Cambrai 11kV | Minimum Forecast | MW | 2029 | -0.5909 | Zone Substation | None | Minimum
Murraylands | Campbell Park 11kV | Minimum Forecast | MW | 2029 | -0.22902 | Zone Substation | None | Minimum
Metro East | Campbelltown 11kV | Minimum Forecast | MW | 2029 | -32.0096 | Zone Substation | None | Minimum
Metro South | Cape Jervis 11kV | Minimum Forecast | MW | 2029 | -0.80947 | Zone Substation | None | Minimum
Metro South | Cape Jervis 33kV | Minimum Forecast | MW | 2029 | -31.7363 | Zone Substation | N-1 | Minimum
Eyre Peninsula | Caralue 11kV | Minimum Forecast | MW | 2029 | -1.546 | Zone Substation | None | Minimum
Metro West | Cavan 11kV | Minimum Forecast | MW | 2029 | -5.3943 | Zone Substation | None | Minimum
Adelaide Central | CBD 33kV | Minimum Forecast | MW | 2029 | 2.0108 | Zone Substation | None | Minimum
Eyre Peninsula | Ceduna 11kV | Minimum Forecast | MW | 2029 | -2.7826 | Zone Substation | None | Minimum
Eastern Hills | Chain of Ponds 11kV | Minimum Forecast | MW | 2029 | -0.36336 | Zone Substation | None | Minimum
Metro West | Cheltenham 11kV | Minimum Forecast | MW | 2029 | -6.124 | Zone Substation | None | Minimum
Metro West | Cheltenham 33kV | Minimum Forecast | MW | 2029 | 0.1353 | Zone Substation | None | Minimum
Mid North | Clare 11kV | Minimum Forecast | MW | 2029 | -5.594 | Zone Substation | None | Minimum
Mid North | Clare North 33kV | Minimum Forecast | MW | 2029 | -6.3204 | Connection Point | None | Minimum
Metro South | Clarence Gardens 11kV | Minimum Forecast | MW | 2029 | -12.2778 | Zone Substation | None | Minimum
Metro South | Clarendon 11kV | Minimum Forecast | MW | 2029 | -2.7039 | Zone Substation | None | Minimum
Metro East | Clearview 11kV | Minimum Forecast | MW | 2029 | -18.0763 | Zone Substation | N | Minimum
Eyre Peninsula | Cleve 11kV | Minimum Forecast | MW | 2029 | -1.5035 | Zone Substation | None | Minimum
Eyre Peninsula | Cleve 33kV | Minimum Forecast | MW | 2029 | -1.4792 | Zone Substation | N-1 | Minimum
Eyre Peninsula | Coffin Bay 11kV | Minimum Forecast | MW | 2029 | -1.1928 | Zone Substation | None | Minimum
Mid North | Collinsfield 11kV | Minimum Forecast | MW | 2029 | -0.29013 | Zone Substation | None | Minimum
Murraylands | Coomandook 11kV | Minimum Forecast | MW | 2029 | -0.038961 | Zone Substation | None | Minimum
Murraylands | Coonalpyn 11kV | Minimum Forecast | MW | 2029 | -0.36806 | Zone Substation | None | Minimum
South East | Coonawarra 11kV | Minimum Forecast | MW | 2029 | -0.91978 | Zone Substation | None | Minimum
Upper North | Copley Nepabunna 33kV | Minimum Forecast | MW | 2029 | -0.088188 | Zone Substation | N-1 | Minimum
Riverland | Cordola 11kV | Minimum Forecast | MW | 2029 | -0.3581 | Zone Substation | None | Minimum
Adelaide Central | Coromandel Place 11kV | Minimum Forecast | MW | 2029 | 12.9051 | Zone Substation | None | Minimum
Eyre Peninsula | Cowell 11kV | Minimum Forecast | MW | 2029 | -1.4056 | Zone Substation | None | Minimum
Metro West | Croydon 11kV | Minimum Forecast | MW | 2029 | -10.5072 | Zone Substation | None | Minimum
Metro West | Croydon Park 11kV | Minimum Forecast | MW | 2029 | -8.7574 | Zone Substation | None | Minimum
Upper North | Crystal Brook 11kV | Minimum Forecast | MW | 2029 | -1.2683 | Zone Substation | None | Minimum
Metro South | Cudmore Park 11kV | Minimum Forecast | MW | 2029 | -7.1181 | Zone Substation | None | Minimum
Eyre Peninsula | Cummins 11kV | Minimum Forecast | MW | 2029 | -1.9291 | Zone Substation | None | Minimum
Yorke Peninsula | Curramulka 7.6kV | Minimum Forecast | MW | 2029 | -0.097181 | Zone Substation | None | Minimum
Yorke Peninsula | Curramulka South 11kV | Minimum Forecast | MW | 2029 | -0.0072017 | Zone Substation | None | Minimum
Yorke Peninsula | Dalrymple 33kV | Minimum Forecast | MW | 2029 | -5.7731 | Connection Point | None | Minimum
Eyre Peninsula | Darke Peak 11kV | Minimum Forecast | MW | 2029 | -0.15142 | Zone Substation | None | Minimum
Upper North | Davenport West 33kV | Minimum Forecast | MW | 2029 | -17.8904 | Connection Point | None | Minimum
Eastern Hills | Deloraine 11kV | Minimum Forecast | MW | 2029 | -0.32654 | Zone Substation | None | Minimum
Metro North | Direk 11kV | Minimum Forecast | MW | 2029 | -6.9825 | Zone Substation | None | Minimum
Mid North | Dorrien 33kV | Minimum Forecast | MW | 2029 | -24.8227 | Connection Point | None | Minimum
Mid North | Dorrien TF4 11kV | Minimum Forecast | MW | 2029 | -4.6642 | Zone Substation | None | Minimum
Mid North | Dorrien TF5 11kV | Minimum Forecast | MW | 2029 | -2.6336 | Zone Substation | None | Minimum
Yorke Peninsula | Dowlingville 11kV | Minimum Forecast | MW | 2029 | -0.027937 | Zone Substation | None | Minimum
Adelaide Central | East Terrace 11kV | Minimum Forecast | MW | 2029 | 2.1588 | Zone Substation | None | Minimum
Metro North | Edinburgh 11kV | Minimum Forecast | MW | 2029 | -2.618 | Zone Substation | None | Minimum
Yorke Peninsula | Edithburgh 11kV | Minimum Forecast | MW | 2029 | -1.5189 | Zone Substation | None | Minimum
Metro North | Elizabeth Downs 11kV | Minimum Forecast | MW | 2029 | -22.539 | Zone Substation | None | Minimum
Metro North | Elizabeth Heights 11kV | Minimum Forecast | MW | 2029 | -10.9799 | Zone Substation | None | Minimum
Metro North | Elizabeth South 11kV | Minimum Forecast | MW | 2029 | -3.5065 | Zone Substation | None | Minimum
Mid North | Eudunda 11kV | Minimum Forecast | MW | 2029 | -1.3154 | Zone Substation | None | Minimum
Metro North | Evanston 11kV | Minimum Forecast | MW | 2029 | -25.8352 | Zone Substation | N-1 | Minimum
Metro North | Evanston 33kV | Minimum Forecast | MW | 2029 | -0.05793 | Zone Substation | None | Minimum
Metro West | Findon 11kV | Minimum Forecast | MW | 2029 | -8.8995 | Zone Substation | None | Minimum
Metro West | Flinders Park 11kV | Minimum Forecast | MW | 2029 | -10.0368 | Zone Substation | None | Minimum
Mid North | Florieton SWER 19kV | Minimum Forecast | MW | 2029 | -0.015775 | Connection Point | None | Minimum
Eastern Hills | Forreston 11kV | Minimum Forecast | MW | 2029 | -0.76225 | Zone Substation | None | Minimum
Mid North | Freeling 11kV | Minimum Forecast | MW | 2029 | -0.35434 | Zone Substation | None | Minimum
Mid North | Freeling North 11kV | Minimum Forecast | MW | 2029 | -2.9742 | Zone Substation | None | Minimum
Metro West | Fulham Gardens 11kV | Minimum Forecast | MW | 2029 | -18.7188 | Zone Substation | None | Minimum
Upper North | Fullerville 11kV | Minimum Forecast | MW | 2029 | 0 | Zone Substation | None | Minimum
Mid North | Gawler Belt TF1 11kV | Minimum Forecast | MW | 2029 | -3.8347 | Zone Substation | None | Minimum
Mid North | Gawler Belt TF2 11kV | Minimum Forecast | MW | 2029 | -3.9549 | Zone Substation | None | Minimum
Mid North | Georgetown 11kV | Minimum Forecast | MW | 2029 | -0.22681 | Zone Substation | None | Minimum
Murraylands | Geranium 11kV | Minimum Forecast | MW | 2029 | -0.095523 | Zone Substation | None | Minimum
Upper North | Gladstone 11kV | Minimum Forecast | MW | 2029 | -1.6261 | Zone Substation | None | Minimum
Metro West | Glanville 11kV | Minimum Forecast | MW | 2029 | -10.2562 | Zone Substation | None | Minimum
South East | Glencoe 11kV | Minimum Forecast | MW | 2029 | -0.61065 | Zone Substation | None | Minimum
Metro South | Glenelg North 11kV | Minimum Forecast | MW | 2029 | -7.5206 | Zone Substation | None | Minimum
Riverland | Glossop 11kV | Minimum Forecast | MW | 2029 | -3.6788 | Zone Substation | None | Minimum
Metro East | Golden Grove 11kV | Minimum Forecast | MW | 2029 | -31.3124 | Zone Substation | None | Minimum
Mid North | Gomersal North 11kV | Minimum Forecast | MW | 2029 | 0.018785 | Zone Substation | None | Minimum
Metro South | Goolwa 11kV | Minimum Forecast | MW | 2029 | -14.474 | Zone Substation | None | Minimum
Mid North | Gulnare 11kV | Minimum Forecast | MW | 2029 | -0.07655 | Zone Substation | None | Minimum
Eastern Hills | Gumeracha 11kV | Minimum Forecast | MW | 2029 | 0 | Zone Substation | None | Minimum
Eastern Hills | Gumeracha Weir 11kV | Minimum Forecast | MW | 2029 | -0.16507 | Zone Substation | None | Minimum
Eastern Hills | Gumhaven 11kV | Minimum Forecast | MW | 2029 | -0.022018 | Zone Substation | None | Minimum
Metro South | Hackham 11kV | Minimum Forecast | MW | 2029 | -13.616 | Zone Substation | N-1 | Minimum
Eastern Hills | Hahndorf 11kV | Minimum Forecast | MW | 2029 | -3.8636 | Zone Substation | None | Minimum
Mid North | Halbury 11kV | Minimum Forecast | MW | 2029 | -0.049612 | Zone Substation | None | Minimum
Mid North | Hamley Bridge 11kV | Minimum Forecast | MW | 2029 | -0.83394 | Zone Substation | None | Minimum
Metro South | Happy Valley 11kV | Minimum Forecast | MW | 2029 | -26.1313 | Zone Substation | None | Minimum
Metro East | Harrow 11kV | Minimum Forecast | MW | 2029 | -11.6551 | Zone Substation | None | Minimum
South East | Hatherleigh 11kV | Minimum Forecast | MW | 2029 | -0.03427 | Zone Substation | None | Minimum
Upper North | Hawker 11kV | Minimum Forecast | MW | 2029 | -0.29512 | Zone Substation | None | Minimum
Metro South | Hay Flat 11kV | Minimum Forecast | MW | 2029 | -0.0051939 | Zone Substation | None | Minimum
Metro West | Henley South 11kV | Minimum Forecast | MW | 2029 | -16.5161 | Zone Substation | None | Minimum
Eastern Hills | Hermitage 11kV | Minimum Forecast | MW | 2029 | -0.11403 | Zone Substation | None | Minimum
Metro East | Hillcrest 11kV | Minimum Forecast | MW | 2029 | -19.2171 | Zone Substation | None | Minimum
Adelaide Central | Hindley Street 11kV | Minimum Forecast | MW | 2029 | 12.6947 | Zone Substation | None | Minimum
Metro East | Holden Hill 11kV | Minimum Forecast | MW | 2029 | -18.3536 | Zone Substation | None | Minimum
Metro East | Hope Valley 11kV | Minimum Forecast | MW | 2029 | -14.5572 | Zone Substation | None | Minimum
Eastern Hills | Houghton 7.6kV | Minimum Forecast | MW | 2029 | -2.0586 | Zone Substation | None | Minimum
Mid North | Hoyleton 11kV | Minimum Forecast | MW | 2029 | -0.086602 | Zone Substation | None | Minimum
Yorke Peninsula | Hummocks 33kV | Minimum Forecast | MW | 2029 | -17.7841 | Connection Point | None | Minimum
Metro East | Ingle Farm 11kV | Minimum Forecast | MW | 2029 | -22.8271 | Zone Substation | None | Minimum
South East | Inverness 11kV | Minimum Forecast | MW | 2029 | 0.015949 | Zone Substation | None | Minimum
Murraylands | Jabuk 11kV | Minimum Forecast | MW | 2029 | -0.01013 | Zone Substation | None | Minimum
Yorke Peninsula | James Well 11kV | Minimum Forecast | MW | 2029 | -0.077694 | Zone Substation | None | Minimum
Upper North | Jamestown 11kV | Minimum Forecast | MW | 2029 | -2.2297 | Zone Substation | Reverse N-1 | Minimum
Murraylands | Jervois 11kV | Minimum Forecast | MW | 2029 | -0.25525 | Zone Substation | None | Minimum
Yorke Peninsula | Kadina 11kV | Minimum Forecast | MW | 2029 | -5.8178 | Zone Substation | None | Minimum
Yorke Peninsula | Kadina East 33kV | Minimum Forecast | MW | 2029 | -41.3495 | Connection Point | None | Minimum
South East | Kalangadoo 11kV | Minimum Forecast | MW | 2029 | 0 | Zone Substation | None | Minimum
South East | Kalangadoo West 11kV | Minimum Forecast | MW | 2029 | -0.38594 | Zone Substation | None | Minimum
Eastern Hills | Kanmantoo Copper Mine 11kV | Minimum Forecast | MW | 2029 | -0.934 | Connection Point | None | Minimum
Mid North | Kapunda TF1 11kV | Minimum Forecast | MW | 2029 | -1.3597 | Zone Substation | None | Minimum
Mid North | Kapunda TF2 11kV | Minimum Forecast | MW | 2029 | -2.5074 | Zone Substation | None | Minimum
Murraylands | Karoonda 11kV | Minimum Forecast | MW | 2029 | -0.93214 | Zone Substation | Reverse N | Minimum
South East | Keith 11kV | Minimum Forecast | MW | 2029 | -1.447 | Zone Substation | None | Minimum
South East | Keith 33kV | Minimum Forecast | MW | 2029 | -7.2561 | Connection Point | None | Minimum
Metro East | Kent Town 11kV | Minimum Forecast | MW | 2029 | -6.7642 | Zone Substation | None | Minimum
Eastern Hills | Kersbrook 11kV | Minimum Forecast | MW | 2029 | -0.50739 | Zone Substation | None | Minimum
Metro South | Keswick 11kV | Minimum Forecast | MW | 2029 | -3.0897 | Zone Substation | None | Minimum
Murraylands | Ki Ki 11kV | Minimum Forecast | MW | 2029 | -0.0088967 | Zone Substation | None | Minimum
Metro West | Kilburn 11kV | Minimum Forecast | MW | 2029 | -7.3821 | Zone Substation | None | Minimum
Metro East | Kilburn South 11kV | Minimum Forecast | MW | 2029 | -5.886 | Zone Substation | None | Minimum
Metro West | Kilkenny 11kV | Minimum Forecast | MW | 2029 | -2.6912 | Zone Substation | None | Minimum
South East | Kincraig 33kV | Minimum Forecast | MW | 2029 | -14.8606 | Connection Point | None | Minimum
Metro South | Kingscote 11kV | Minimum Forecast | MW | 2029 | -0.69198 | Zone Substation | None | Minimum
South East | Kingston SE 11kV | Minimum Forecast | MW | 2029 | -1.8213 | Zone Substation | None | Minimum
Metro South | Kingswood 11kV | Minimum Forecast | MW | 2029 | -19.4893 | Zone Substation | None | Minimum
South East | Kongorong 11kV | Minimum Forecast | MW | 2029 | -0.26846 | Zone Substation | None | Minimum
South East | Kumorna 11kV | Minimum Forecast | MW | 2029 | -0.11603 | Zone Substation | None | Minimum
Mid North | Kybunga 11kV | Minimum Forecast | MW | 2029 | -0.058999 | Zone Substation | None | Minimum
Murraylands | Lameroo 11kV | Minimum Forecast | MW | 2029 | -0.56057 | Zone Substation | None | Minimum
Eastern Hills | Langhorne Creek 11kV | Minimum Forecast | MW | 2029 | -2.1366 | Zone Substation | None | Minimum
Metro West | Largs North 11kV | Minimum Forecast | MW | 2029 | -9.443 | Zone Substation | None | Minimum
Metro West | Lefevre 11kV | Minimum Forecast | MW | 2029 | 1.6537 | Zone Substation | None | Minimum
Upper North | Leigh Creek South 33kV | Minimum Forecast | MW | 2029 | -0.33438 | Connection Point | None | Minimum
Metro East | Linden Park 11kV | Minimum Forecast | MW | 2029 | -19.8381 | Zone Substation | None | Minimum
Eyre Peninsula | Little Swamp 11kV | Minimum Forecast | MW | 2029 | -0.24041 | Zone Substation | None | Minimum
Eastern Hills | Lobethal 11kV | Minimum Forecast | MW | 2029 | -5.8903 | Zone Substation | None | Minimum
Eyre Peninsula | Lock 11kV | Minimum Forecast | MW | 2029 | -0.39634 | Zone Substation | None | Minimum
Riverland | Loveday 11kV | Minimum Forecast | MW | 2029 | -7.3081 | Zone Substation | None | Minimum
Metro South | Lower Mitcham 11kV | Minimum Forecast | MW | 2029 | -11.0908 | Zone Substation | None | Minimum
Riverland | Loxton 11kV | Minimum Forecast | MW | 2029 | -2.9419 | Zone Substation | None | Minimum
South East | Lucindale 11kV | Minimum Forecast | MW | 2029 | -0.48203 | Zone Substation | None | Minimum
Mid North | Lyndoch 11kV | Minimum Forecast | MW | 2029 | -2.3539 | Zone Substation | None | Minimum
Mid North | Lyndoch South 7.6kV | Minimum Forecast | MW | 2029 | -0.16029 | Zone Substation | None | Minimum
Riverland | Lyrup 11kV | Minimum Forecast | MW | 2029 | -1.4185 | Zone Substation | None | Minimum
Metro South | MacGillivray 11kV | Minimum Forecast | MW | 2029 | -0.61262 | Zone Substation | None | Minimum
Yorke Peninsula | Maitland 11kV | Minimum Forecast | MW | 2029 | -2.8343 | Zone Substation | None | Minimum
Mid North | Mallala 11kV | Minimum Forecast | MW | 2029 | -2.3431 | Zone Substation | None | Minimum
Murraylands | Mannum 33kV | Minimum Forecast | MW | 2029 | -38 | Connection Point | None | Minimum
Murraylands | Mannum Town 7.6kV | Minimum Forecast | MW | 2029 | -3.0826 | Zone Substation | None | Minimum
Yorke Peninsula | Marion Bay 11kV | Minimum Forecast | MW | 2029 | -0.36848 | Zone Substation | None | Minimum
Mid North | Marrabel 11kV | Minimum Forecast | MW | 2029 | -0.82906 | Zone Substation | None | Minimum
Metro South | McLaren Flat TF1 11kV | Minimum Forecast | MW | 2029 | -3.6403 | Zone Substation | None | Minimum
Metro South | McLaren Flat TF2 11kV | Minimum Forecast | MW | 2029 | -1.059 | Zone Substation | None | Minimum
Metro South | McLaren Vale 11kV | Minimum Forecast | MW | 2029 | -1.2455 | Zone Substation | None | Minimum
Metro South | McLaren Vale Vineyard 11kV | Minimum Forecast | MW | 2029 | 0 | Zone Substation | None | Minimum
Eastern Hills | Meadows 11kV | Minimum Forecast | MW | 2029 | -7.5013 | Zone Substation | Reverse N-1 | Minimum
Upper North | Melrose 11kV | Minimum Forecast | MW | 2029 | -0.14574 | Zone Substation | None | Minimum
Murraylands | Meningie 11kV | Minimum Forecast | MW | 2029 | -1.219 | Zone Substation | None | Minimum
Metro East | Metro East 66kV | Minimum Forecast | MW | 2029 | -245.749 | Connection Point | None | Minimum
Metro North | Metro North 66kV | Minimum Forecast | MW | 2029 | -159.9408 | Connection Point | None | Minimum
Metro South | Metro South 66kV | Minimum Forecast | MW | 2029 | -381.848 | Connection Point | None | Minimum
Metro West | Metro West 66kV | Minimum Forecast | MW | 2029 | -140.7794 | Connection Point | None | Minimum
Eastern Hills | Milang 11kV | Minimum Forecast | MW | 2029 | -2.6643 | Zone Substation | None | Minimum
South East | Millicent 11kV | Minimum Forecast | MW | 2029 | -4.1992 | Zone Substation | None | Minimum
Yorke Peninsula | Minlaton 11kV | Minimum Forecast | MW | 2029 | -0.81678 | Zone Substation | None | Minimum
Murraylands | Mobilong 33kV | Minimum Forecast | MW | 2029 | -22.6707 | Connection Point | None | Minimum
Murraylands | Monarto Central 11kV | Minimum Forecast | MW | 2029 | 0.088492 | Zone Substation | None | Minimum
Murraylands | Monarto South 11kV | Minimum Forecast | MW | 2029 | -0.74256 | Zone Substation | None | Minimum
Yorke Peninsula | Moonta 11kV | Minimum Forecast | MW | 2029 | -7.2447 | Zone Substation | N-1 | Minimum
Eyre Peninsula | Moorkitabie 11kV | Minimum Forecast | MW | 2029 | -0.39415 | Zone Substation | None | Minimum
Riverland | Morgan 11kV | Minimum Forecast | MW | 2029 | -0.67391 | Zone Substation | N | Minimum
Metro South | Morphett Vale East 11kV | Minimum Forecast | MW | 2029 | -27.7336 | Zone Substation | None | Minimum
Metro South | Morphettville 11kV | Minimum Forecast | MW | 2029 | -11.0302 | Zone Substation | None | Minimum
Eastern Hills | Mount Barker 11kV | Minimum Forecast | MW | 2029 | -24.554 | Zone Substation | None | Minimum
Eastern Hills | Mount Barker 66kV | Minimum Forecast | MW | 2029 | -82.4336 | Connection Point | None | Minimum
South East | Mount Burr 11kV | Minimum Forecast | MW | 2029 | -0.16481 | Zone Substation | None | Minimum
South East | Mount Gambier 11kV | Minimum Forecast | MW | 2029 | -8.9729 | Zone Substation | None | Minimum
South East | Mount Gambier 33kV | Minimum Forecast | MW | 2029 | -7.6885 | Connection Point | None | Minimum
South East | Mount Gambier North 11kV | Minimum Forecast | MW | 2029 | -3.3666 | Zone Substation | N-1 | Minimum
South East | Mount Gambier West 11kV | Minimum Forecast | MW | 2029 | -5.8832 | Zone Substation | None | Minimum
Upper North | Mount Gunson 33kV | Minimum Forecast | MW | 2029 | 0.001 | Connection Point | None | Minimum
Eastern Hills | Mount Pleasant 11kV | Minimum Forecast | MW | 2029 | -1.7629 | Zone Substation | None | Minimum
South East | Mount Schank 11kV | Minimum Forecast | MW | 2029 | -0.49139 | Zone Substation | None | Minimum
Murraylands | Murray Bridge North 11kV | Minimum Forecast | MW | 2029 | -6.5414 | Zone Substation | None | Minimum
Murraylands | Murray Bridge South 11kV | Minimum Forecast | MW | 2029 | -8.7941 | Zone Substation | None | Minimum
Eastern Hills | Mylor 11kV | Minimum Forecast | MW | 2029 | -3.3198 | Zone Substation | None | Minimum
Murraylands | Mypolonga 11kV | Minimum Forecast | MW | 2029 | -2.1339 | Zone Substation | None | Minimum
Metro South | Myponga 11kV | Minimum Forecast | MW | 2029 | -4.1346 | Zone Substation | None | Minimum
Eastern Hills | Nairne 11kV | Minimum Forecast | MW | 2029 | -6.8704 | Zone Substation | Reverse N-1 | Minimum
South East | Nangwarry 11kV | Minimum Forecast | MW | 2029 | -0.48147 | Zone Substation | None | Minimum
South East | Naracoorte 11kV | Minimum Forecast | MW | 2029 | -5.4846 | Zone Substation | None | Minimum
South East | Naracoorte East 11kV | Minimum Forecast | MW | 2029 | -0.38299 | Zone Substation | None | Minimum
Murraylands | Narrung 11kV | Minimum Forecast | MW | 2029 | -0.13277 | Zone Substation | None | Minimum
Upper North | Neuroodla 33kV | Minimum Forecast | MW | 2029 | -0.28543 | Connection Point | None | Minimum
Metro West | New Osborne 11kV | Minimum Forecast | MW | 2029 | -0.6697 | Zone Substation | None | Minimum
Metro West | New Richmond 11kV | Minimum Forecast | MW | 2029 | -8.8442 | Zone Substation | None | Minimum
Murraylands | Nildottie 11kV | Minimum Forecast | MW | 2029 | -0.22517 | Zone Substation | None | Minimum
Yorke Peninsula | Ninnes 11kV | Minimum Forecast | MW | 2029 | -0.27403 | Zone Substation | None | Minimum
Metro South | Noarlunga Centre 11kV | Minimum Forecast | MW | 2029 | -4.6983 | Zone Substation | None | Minimum
Metro East | North Adelaide 11kV | Minimum Forecast | MW | 2029 | -2.3798 | Zone Substation | None | Minimum
Metro South | North Unley 11kV | Minimum Forecast | MW | 2029 | -5.5346 | Zone Substation | None | Minimum
Riverland | North West Bend 66kV | Minimum Forecast | MW | 2029 | -6.9047 | Connection Point | None | Minimum
Metro East | Northfield 11kV | Minimum Forecast | MW | 2029 | -11.3002 | Zone Substation | N | Minimum
Metro East | Norwood 11kV | Minimum Forecast | MW | 2029 | -26.8718 | Zone Substation | None | Minimum
Mid North | Nuriootpa 11kV | Minimum Forecast | MW | 2029 | -6.0012 | Zone Substation | None | Minimum
Metro South | Oaklands 11kV | Minimum Forecast | MW | 2029 | -19.2339 | Zone Substation | None | Minimum
Upper North | Orroroo 11kV | Minimum Forecast | MW | 2029 | -1.2333 | Zone Substation | None | Minimum
South East | Padthaway 11kV | Minimum Forecast | MW | 2029 | -0.6588 | Zone Substation | None | Minimum
Murraylands | Palmer 11kV | Minimum Forecast | MW | 2029 | -0.086143 | Zone Substation | None | Minimum
Metro South | Panorama 11kV | Minimum Forecast | MW | 2029 | -13.1137 | Zone Substation | None | Minimum
Metro North | Parafield Gardens 11kV | Minimum Forecast | MW | 2029 | -24.3756 | Zone Substation | None | Minimum
Metro North | Paralowie 11kV | Minimum Forecast | MW | 2029 | -8.0876 | Zone Substation | None | Minimum
Murraylands | Parilla 11kV | Minimum Forecast | MW | 2029 | -0.14347 | Zone Substation | None | Minimum
Riverland | Paringa 11kV | Minimum Forecast | MW | 2029 | -1.2973 | Zone Substation | None | Minimum
Riverland | Paringa 33kV | Minimum Forecast | MW | 2029 | -1.2692 | Zone Substation | None | Minimum
Yorke Peninsula | Paskeville 11kV | Minimum Forecast | MW | 2029 | -0.21 | Zone Substation | None | Minimum
Murraylands | Peake 11kV | Minimum Forecast | MW | 2029 | -0.080533 | Zone Substation | None | Minimum
Murraylands | Pellaring Flat 11kV | Minimum Forecast | MW | 2029 | -0.02006 | Zone Substation | None | Minimum
Metro North | Penfield 11kV | Minimum Forecast | MW | 2029 | -9.0783 | Zone Substation | None | Minimum
Metro South | Penneshaw 11kV | Minimum Forecast | MW | 2029 | -0.78472 | Zone Substation | None | Minimum
South East | Penola 11kV | Minimum Forecast | MW | 2029 | -1.7202 | Zone Substation | None | Minimum
South East | Penola West 33kV | Minimum Forecast | MW | 2029 | -1.5328 | Connection Point | None | Minimum
Upper North | Peterborough 11kV | Minimum Forecast | MW | 2029 | -1.4611 | Zone Substation | None | Minimum
Eastern Hills | Piccadilly 11kV | Minimum Forecast | MW | 2029 | -1.4727 | Zone Substation | None | Minimum
Murraylands | Pinnaroo 11kV | Minimum Forecast | MW | 2029 | -0.13311 | Zone Substation | None | Minimum
Murraylands | Pinnaroo South 11kV | Minimum Forecast | MW | 2029 | -0.013441 | Zone Substation | None | Minimum
Metro South | Plympton 11kV | Minimum Forecast | MW | 2029 | -10.1211 | Zone Substation | None | Minimum
Eyre Peninsula | Point Boston 11kV | Minimum Forecast | MW | 2029 | -0.060972 | Zone Substation | None | Minimum
Eyre Peninsula | Polda 11kV | Minimum Forecast | MW | 2029 | -0.71656 | Zone Substation | None | Minimum
Eyre Peninsula | Poonindie 11kV | Minimum Forecast | MW | 2029 | -0.37596 | Zone Substation | None | Minimum
Metro West | Port Adelaide 11kV | Minimum Forecast | MW | 2029 | -5.4285 | Zone Substation | None | Minimum
Metro West | Port Adelaide North 11kV | Minimum Forecast | MW | 2029 | -4.2064 | Zone Substation | None | Minimum
Upper North | Port Augusta 11kV | Minimum Forecast | MW | 2029 | -2.643 | Zone Substation | None | Minimum
Upper North | Port Augusta West TF1 11kV | Minimum Forecast | MW | 2029 | -1.9164 | Zone Substation | None | Minimum
Upper North | Port Augusta West TF2 11kV | Minimum Forecast | MW | 2029 | -2.5301 | Zone Substation | None | Minimum
Upper North | Port Broughton 11kV | Minimum Forecast | MW | 2029 | -1.7298 | Zone Substation | None | Minimum
Yorke Peninsula | Port Clinton 11kV | Minimum Forecast | MW | 2029 | -0.56606 | Zone Substation | None | Minimum
Upper North | Port Germein 11kV | Minimum Forecast | MW | 2029 | -0.78691 | Zone Substation | None | Minimum
Yorke Peninsula | Port Giles 11kV | Minimum Forecast | MW | 2029 | -0.2469 | Zone Substation | None | Minimum
Yorke Peninsula | Port Julia 11kV | Minimum Forecast | MW | 2029 | -0.18218 | Zone Substation | None | Minimum
Eyre Peninsula | Port Lincoln City 11kV | Minimum Forecast | MW | 2029 | -8.303 | Zone Substation | None | Minimum
Eyre Peninsula | Port Lincoln Docks 11kV | Minimum Forecast | MW | 2029 | -1.4341 | Zone Substation | None | Minimum
Eyre Peninsula | Port Lincoln Marina 11kV | Minimum Forecast | MW | 2029 | -3.9261 | Zone Substation | None | Minimum
Eyre Peninsula | Port Lincoln Terminal 33kV | Minimum Forecast | MW | 2029 | -16.2687 | Connection Point | None | Minimum
Metro South | Port Noarlunga 11kV | Minimum Forecast | MW | 2029 | -25.8238 | Zone Substation | None | Minimum
Upper North | Port Pirie Bungama 33kV | Minimum Forecast | MW | 2029 | -18.787 | Connection Point | None | Minimum
Upper North | Port Pirie South 11kV | Minimum Forecast | MW | 2029 | -10.7121 | Zone Substation | None | Minimum
Metro South | Port Stanvac 11kV | Minimum Forecast | MW | 2029 | -19.8737 | Zone Substation | None | Minimum
Metro South | Port Stanvac TF2 11kV | Minimum Forecast | MW | 2029 | -9.6731 | Zone Substation | None | Minimum
Yorke Peninsula | Port Vincent 11kV | Minimum Forecast | MW | 2029 | -0.93468 | Zone Substation | None | Minimum
Riverland | Portee 11kV | Minimum Forecast | MW | 2029 | -0.24518 | Zone Substation | N | Minimum
Metro East | Prospect 11kV | Minimum Forecast | MW | 2029 | -11.2747 | Zone Substation | None | Minimum
Murraylands | Punyelroo 11kV | Minimum Forecast | MW | 2029 | -0.1636 | Zone Substation | None | Minimum
Riverland | Pyap 11kV | Minimum Forecast | MW | 2029 | -4.5052 | Zone Substation | None | Minimum
Riverland | Qualco 11kV | Minimum Forecast | MW | 2029 | -0.11975 | Zone Substation | N | Minimum
Metro West | Queenstown 11kV | Minimum Forecast | MW | 2029 | -9.3316 | Zone Substation | None | Minimum
Upper North | Quorn 11kV | Minimum Forecast | MW | 2029 | -1.2469 | Zone Substation | None | Minimum
Riverland | Ramco 11kV | Minimum Forecast | MW | 2029 | -1.8106 | Zone Substation | None | Minimum
Metro South | Rapid Bay 11kV | Minimum Forecast | MW | 2029 | 0.00099322 | Zone Substation | None | Minimum
Riverland | Renmark 11kV | Minimum Forecast | MW | 2029 | -13.5051 | Zone Substation | None | Minimum
Mid North | Riverton 11kV | Minimum Forecast | MW | 2029 | -1.1819 | Zone Substation | None | Minimum
South East | Robe 7.6kV | Minimum Forecast | MW | 2029 | -1.596 | Zone Substation | None | Minimum
Mid North | Robertstown 11kV | Minimum Forecast | MW | 2029 | -0.56586 | Zone Substation | None | Minimum
Riverland | Roonka 11kV | Minimum Forecast | MW | 2029 | -1.3906 | Zone Substation | None | Minimum
Eyre Peninsula | Rudall 11kV | Minimum Forecast | MW | 2029 | -0.037891 | Zone Substation | None | Minimum
Metro North | Salisbury 11kV | Minimum Forecast | MW | 2029 | -26.6805 | Zone Substation | N | Minimum
Metro South | Salt Cliffs 11kV | Minimum Forecast | MW | 2029 | -0.1531 | Zone Substation | None | Minimum
Mid North | Sandy Creek 11kV | Minimum Forecast | MW | 2029 | -1.7786 | Zone Substation | None | Minimum
Metro South | Seacombe 11kV | Minimum Forecast | MW | 2029 | -22.9217 | Zone Substation | None | Minimum
Metro South | Seaford 11kV | Minimum Forecast | MW | 2029 | -11.1072 | Zone Substation | None | Minimum
Metro South | Second Valley 11kV | Minimum Forecast | MW | 2029 | -0.33104 | Zone Substation | None | Minimum
Metro South | Sheidow Park 11kV | Minimum Forecast | MW | 2029 | -21.0194 | Zone Substation | Reverse N-1 | Minimum
Murraylands | Sherlock 11kV | Minimum Forecast | MW | 2029 | -0.017457 | Zone Substation | None | Minimum
Metro North | Smithfield West 11kV | Minimum Forecast | MW | 2029 | -18.1448 | Zone Substation | N-1 | Minimum
South East | Snuggery Rural 33kV | Minimum Forecast | MW | 2029 | -12.5747 | Connection Point | None | Minimum
South East | South End 11kV | Minimum Forecast | MW | 2029 | -0.47372 | Zone Substation | Reverse N-1 | Minimum
Mid North | Spalding 11kV | Minimum Forecast | MW | 2029 | -0.65861 | Zone Substation | None | Minimum
Metro South | Square Water Hole 11kV | Minimum Forecast | MW | 2029 | -3.6452 | Zone Substation | None | Minimum
Yorke Peninsula | Stansbury 11kV | Minimum Forecast | MW | 2029 | -0.87509 | Zone Substation | None | Minimum
Eastern Hills | Stirling East 11kV | Minimum Forecast | MW | 2029 | -5.7824 | Zone Substation | None | Minimum
Upper North | Stirling North 1 11kV | Minimum Forecast | MW | 2029 | -1.2325 | Zone Substation | None | Minimum
Upper North | Stirling North 2 11kV | Minimum Forecast | MW | 2029 | -1.2611 | Zone Substation | None | Minimum
Mid North | Stockwell TF1 11kV | Minimum Forecast | MW | 2029 | -1.8481 | Zone Substation | None | Minimum
Mid North | Stockwell TF2 11kV | Minimum Forecast | MW | 2029 | -0.11134 | Zone Substation | None | Minimum
Eyre Peninsula | Stony Point 11kV | Minimum Forecast | MW | 2029 | -0.067816 | Connection Point | None | Minimum
Eastern Hills | Strathalbyn 11kV | Minimum Forecast | MW | 2029 | -10.014 | Zone Substation | None | Minimum
Eyre Peninsula | Streaky Bay 11kV | Minimum Forecast | MW | 2029 | -4.6879 | Zone Substation | Reverse N-1 | Minimum
Riverland | Swan Reach 11kV | Minimum Forecast | MW | 2029 | -0.40161 | Zone Substation | None | Minimum
Riverland | Swan Reach 33kV | Minimum Forecast | MW | 2029 | -1.1172 | Zone Substation | None | Minimum
Murraylands | Tailem Bend 33kV | Minimum Forecast | MW | 2029 | -12.3967 | Connection Point | None | Minimum
Murraylands | Tailem Bend Town 11kV | Minimum Forecast | MW | 2029 | -1.5447 | Zone Substation | None | Minimum
South East | Tantanoola 11kV | Minimum Forecast | MW | 2029 | -0.15101 | Zone Substation | None | Minimum
Eyre Peninsula | Tarlton 11kV | Minimum Forecast | MW | 2029 | -0.29417 | Zone Substation | None | Minimum
South East | Tarpeena South 11kV | Minimum Forecast | MW | 2029 | 0.10432 | Zone Substation | N-1 | Minimum
Metro East | Tea Tree Gully 11kV | Minimum Forecast | MW | 2029 | -20.7318 | Zone Substation | None | Minimum
Murraylands | Teal Flat 11kV | Minimum Forecast | MW | 2029 | -0.872 | Zone Substation | None | Minimum
Upper North | Telowie 11kV | Minimum Forecast | MW | 2029 | -0.57806 | Zone Substation | None | Minimum
Mid North | Templers 33kV | Minimum Forecast | MW | 2029 | -18.5356 | Connection Point | None | Minimum
Metro West | Thebarton 11kV | Minimum Forecast | MW | 2029 | -7.5804 | Zone Substation | None | Minimum
South East | Tintinara 11kV | Minimum Forecast | MW | 2029 | -0.48072 | Zone Substation | None | Minimum
Metro South | Tonsley Park 11kV | Minimum Forecast | MW | 2029 | -8.9389 | Zone Substation | None | Minimum
Eyre Peninsula | Tumby Bay 11kV | Minimum Forecast | MW | 2029 | -2.1437 | Zone Substation | None | Minimum
Metro North | Two Wells 11kV | Minimum Forecast | MW | 2029 | -5.6784 | Zone Substation | N-1 | Minimum
Eyre Peninsula | Uley 11kV | Minimum Forecast | MW | 2029 | -0.20932 | Zone Substation | None | Minimum
Eyre Peninsula | Uley South 11kV | Minimum Forecast | MW | 2029 | 0.0060333 | Zone Substation | None | Minimum
Eastern Hills | Uraidla 11kV | Minimum Forecast | MW | 2029 | -5.1035 | Zone Substation | None | Minimum
Eastern Hills | Uraidla 33kV | Minimum Forecast | MW | 2029 | -13.1004 | Zone Substation | None | Minimum
Eastern Hills | Verdun 11kV | Minimum Forecast | MW | 2029 | -1.0124 | Zone Substation | None | Minimum
Metro South | Victor Harbor 11kV | Minimum Forecast | MW | 2029 | -20.7945 | Zone Substation | None | Minimum
Metro North | Virginia 11kV | Minimum Forecast | MW | 2029 | -5.6393 | Zone Substation | None | Minimum
Riverland | Waikerie 11kV | Minimum Forecast | MW | 2029 | -3.6024 | Zone Substation | None | Minimum
Murraylands | Walker Flat 11kV | Minimum Forecast | MW | 2029 | -0.53689 | Zone Substation | None | Minimum
Yorke Peninsula | Wallaroo 11kV | Minimum Forecast | MW | 2029 | -5.2925 | Zone Substation | None | Minimum
Yorke Peninsula | Warooka 11kV | Minimum Forecast | MW | 2029 | -1.8587 | Zone Substation | None | Minimum
Mid North | Wasleys 11kV | Minimum Forecast | MW | 2029 | -1.6194 | Zone Substation | None | Minimum
Mid North | Waterloo 33kV | Minimum Forecast | MW | 2029 | -5.7547 | Connection Point | None | Minimum
Mid North | Waterloo Town 11kV | Minimum Forecast | MW | 2029 | -0.065363 | Zone Substation | None | Minimum
Murraylands | White Sands 11kV | Minimum Forecast | MW | 2029 | -0.291 | Zone Substation | None | Minimum
Adelaide Central | Whitmore Square 11kV | Minimum Forecast | MW | 2029 | 3.7002 | Zone Substation | None | Minimum
Eyre Peninsula | Whyalla Central 33kV | Minimum Forecast | MW | 2029 | -4.4695 | Connection Point | None | Minimum
Eyre Peninsula | Whyalla City 11kV | Minimum Forecast | MW | 2029 | -9.1923 | Zone Substation | None | Minimum
Eyre Peninsula | Whyalla North 11kV | Minimum Forecast | MW | 2029 | -0.13506 | Zone Substation | None | Minimum
Eyre Peninsula | Whyalla Stuart 11kV | Minimum Forecast | MW | 2029 | -6.5651 | Zone Substation | None | Minimum
Mid North | Williamstown 11kV | Minimum Forecast | MW | 2029 | -0.68677 | Zone Substation | None | Minimum
Mid North | Williamstown South 11kV | Minimum Forecast | MW | 2029 | -1.7077 | Zone Substation | None | Minimum
Metro South | Willunga 11kV | Minimum Forecast | MW | 2029 | -4.2989 | Zone Substation | None | Minimum
Metro South | Willunga 33kV | Minimum Forecast | MW | 2029 | -1.8956 | Zone Substation | None | Minimum
Upper North | Wilmington 11kV | Minimum Forecast | MW | 2029 | -0.69297 | Zone Substation | None | Minimum
Upper North | Wirrabara Forest 11kV | Minimum Forecast | MW | 2029 | 0.0047841 | Zone Substation | None | Minimum
Upper North | Wirrabara South 11kV | Minimum Forecast | MW | 2029 | -0.0057699 | Zone Substation | None | Minimum
Metro South | Wirrina Cove 11kV | Minimum Forecast | MW | 2029 | -0.12168 | Zone Substation | None | Minimum
Upper North | Wongyarra 11kV | Minimum Forecast | MW | 2029 | -0.013844 | Zone Substation | None | Minimum
Metro East | Woodforde 11kV | Minimum Forecast | MW | 2029 | -22.7751 | Zone Substation | None | Minimum
Murraylands | Woods Point 11kV | Minimum Forecast | MW | 2029 | -0.85631 | Zone Substation | None | Minimum
Eastern Hills | Woodside 11kV | Minimum Forecast | MW | 2029 | -7.2037 | Zone Substation | Reverse N-1 | Minimum
Metro West | Woodville 11kV | Minimum Forecast | MW | 2029 | -3.5838 | Zone Substation | None | Minimum
Metro West | Woodville 33kV | Minimum Forecast | MW | 2029 | 0 | Zone Substation | None | Minimum
Riverland | Woolpunda 11kV | Minimum Forecast | MW | 2029 | 0.18071 | Zone Substation | None | Minimum
Eyre Peninsula | Wudinna 11kV | Minimum Forecast | MW | 2029 | -1.8117 | Zone Substation | None | Minimum
Eyre Peninsula | Wudinna 66kV | Minimum Forecast | MW | 2029 | -9.906 | Connection Point | None | Minimum
Eyre Peninsula | Yadnarie 66kV | Minimum Forecast | MW | 2029 | -4.8248 | Connection Point | None | Minimum
Metro South | Yankalilla 11kV | Minimum Forecast | MW | 2029 | -5.8717 | Zone Substation | None | Minimum
Metro South | Yankalilla 33kV | Minimum Forecast | MW | 2029 | -1.7743 | Zone Substation | None | Minimum
Metro South | Yankalilla Hill 11kV | Minimum Forecast | MW | 2029 | 0 | Zone Substation | None | Minimum
Upper North | Yongala 11kV | Minimum Forecast | MW | 2029 | -0.07033 | Zone Substation | None | Minimum
Yorke Peninsula | Yorketown 11kV | Minimum Forecast | MW | 2029 | -0.80003 | Zone Substation | None | Minimum
Adelaide Central | ACR 66kV | Reverse Normal Rating | MVA | 2025 | -225 | Connection Point | None | Minimum
Eastern Hills | Aldgate 11kV | Reverse Normal Rating | MVA | 2025 | -11.3227 | Zone Substation | None | Minimum
Metro South | Aldinga 11kV | Reverse Normal Rating | MVA | 2025 | -29.3748 | Zone Substation | None | Minimum
South East | Allendale East 11kV | Reverse Normal Rating | MVA | 2025 | -6.3939 | Zone Substation | None | Minimum
Mid North | Alma 11kV | Reverse Normal Rating | MVA | 2025 | -0.1755 | Zone Substation | None | Minimum
Metro South | American River 11kV | Reverse Normal Rating | MVA | 2025 | -2.7 | Zone Substation | None | Minimum
Eastern Hills | Angas Creek 33kV | Reverse Normal Rating | MVA | 2025 | -25 | Connection Point | None | Minimum
Mid North | Angaston 11kV | Reverse Normal Rating | MVA | 2025 | -26.018 | Zone Substation | None | Minimum
Metro North | Angle Vale 11kV | Reverse Normal Rating | MVA | 2025 | -26.1734 | Zone Substation | None | Minimum
Yorke Peninsula | Ardrossan 11kV | Reverse Normal Rating | MVA | 2025 | -3.3185 | Zone Substation | None | Minimum
Yorke Peninsula | Ardrossan West 33kV | Reverse Normal Rating | MVA | 2025 | -25 | Connection Point | None | Minimum
Eyre Peninsula | Arno Bay 11kV | Reverse Normal Rating | MVA | 2025 | -2.7 | Zone Substation | None | Minimum
Metro South | Ascot Park 11kV | Reverse Normal Rating | MVA | 2025 | -21.51 | Zone Substation | N | Minimum
Metro West | Athol Park 11kV | Reverse Normal Rating | MVA | 2025 | -23.3788 | Zone Substation | None | Minimum
Mid North | Auburn 11kV | Reverse Normal Rating | MVA | 2025 | -3.5224 | Zone Substation | None | Minimum
Yorke Peninsula | Balaklava 7.6kV | Reverse Normal Rating | MVA | 2025 | -4.6146 | Zone Substation | None | Minimum
Eastern Hills | Balhannah 33kV | Reverse Normal Rating | MVA | 2025 | -31.9989 | Zone Substation | None | Minimum
Upper North | Baroota 33kV | Reverse Normal Rating | MVA | 2025 | -10 | Connection Point | None | Minimum
Upper North | Baroota Town 11kV | Reverse Normal Rating | MVA | 2025 | -0.64125 | Zone Substation | None | Minimum
Mid North | Barossa South TF1 11kV | Reverse Normal Rating | MVA | 2025 | -8.0156 | Zone Substation | None | Minimum
Mid North | Barossa South TF2 11kV | Reverse Normal Rating | MVA | 2025 | -7.7805 | Zone Substation | None | Minimum
South East | Beachport 11kV | Reverse Normal Rating | MVA | 2025 | -2.43 | Zone Substation | None | Minimum
Murraylands | Belvedere Road 7.6kV | Reverse Normal Rating | MVA | 2025 | -0.351 | Zone Substation | None | Minimum
Riverland | Berri 11kV | Reverse Normal Rating | MVA | 2025 | -24.9356 | Zone Substation | None | Minimum
Riverland | Berri 66kV | Reverse Normal Rating | MVA | 2025 | -90 | Connection Point | None | Minimum
Murraylands | Binnies 11kV | Reverse Normal Rating | MVA | 2025 | -2.223 | Zone Substation | None | Minimum
Eastern Hills | Birdwood 11kV | Reverse Normal Rating | MVA | 2025 | -3.5055 | Zone Substation | None | Minimum
Yorke Peninsula | Black Point 11kV | Reverse Normal Rating | MVA | 2025 | -1.17 | Zone Substation | None | Minimum
Metro West | Blackpool 11kV | Reverse Normal Rating | MVA | 2025 | -31.1979 | Zone Substation | None | Minimum
Metro South | Blackwood 11kV | Reverse Normal Rating | MVA | 2025 | -52.095 | Zone Substation | None | Minimum
South East | Blanche 33kV | Reverse Normal Rating | MVA | 2025 | -50 | Connection Point | None | Minimum
Upper North | Booleroo Centre 11kV | Reverse Normal Rating | MVA | 2025 | -1.17 | Zone Substation | None | Minimum
Eyre Peninsula | Boothby 33kV | Reverse Normal Rating | MVA | 2025 | -2.7 | Zone Substation | N-1 | Minimum
Upper North | Booyoolie 11kV | Reverse Normal Rating | MVA | 2025 | -0.1755 | Zone Substation | None | Minimum
South East | Bordertown 11kV | Reverse Normal Rating | MVA | 2025 | -12.7638 | Zone Substation | N-1 | Minimum
Mid North | Brinkworth 33kV | Reverse Normal Rating | MVA | 2025 | -10 | Connection Point | None | Minimum
Mid North | Brinkworth Town 11kV | Reverse Normal Rating | MVA | 2025 | -2.7 | Zone Substation | None | Minimum
Eastern Hills | Brukunga 11kV | Reverse Normal Rating | MVA | 2025 | -0.585 | Zone Substation | None | Minimum
Upper North | Bungama Napperby 11kV | Reverse Normal Rating | MVA | 2025 | -1.1665 | Zone Substation | None | Minimum
Metro East | Burnside 11kV | Reverse Normal Rating | MVA | 2025 | -27.45 | Zone Substation | None | Minimum
Mid North | Burra TF2 11kV | Reverse Normal Rating | MVA | 2025 | -3.33 | Zone Substation | None | Minimum
Riverland | Cadell 11kV | Reverse Normal Rating | MVA | 2025 | -2.3591 | Zone Substation | None | Minimum
Murraylands | Caloote 11kV | Reverse Normal Rating | MVA | 2025 | -3.5302 | Zone Substation | None | Minimum
Upper North | Caltowie 11kV | Reverse Normal Rating | MVA | 2025 | -0.234 | Zone Substation | None | Minimum
Murraylands | Cambrai 11kV | Reverse Normal Rating | MVA | 2025 | -1.1665 | Zone Substation | None | Minimum
Murraylands | Campbell Park 11kV | Reverse Normal Rating | MVA | 2025 | -3.51 | Zone Substation | None | Minimum
Metro East | Campbelltown 11kV | Reverse Normal Rating | MVA | 2025 | -66.4731 | Zone Substation | None | Minimum
Metro South | Cape Jervis 11kV | Reverse Normal Rating | MVA | 2025 | -1.17 | Zone Substation | None | Minimum
Metro South | Cape Jervis 33kV | Reverse Normal Rating | MVA | 2025 | -48.96 | Zone Substation | N-1 | Minimum
Eyre Peninsula | Caralue 11kV | Reverse Normal Rating | MVA | 2025 | -2.88 | Zone Substation | None | Minimum
Metro West | Cavan 11kV | Reverse Normal Rating | MVA | 2025 | -50.9874 | Zone Substation | None | Minimum
Adelaide Central | CBD 33kV | Reverse Normal Rating | MVA | 2025 | 0 | Zone Substation | None | Minimum
Eyre Peninsula | Ceduna 11kV | Reverse Normal Rating | MVA | 2025 | -11.5114 | Zone Substation | None | Minimum
Eastern Hills | Chain of Ponds 11kV | Reverse Normal Rating | MVA | 2025 | -0.55575 | Zone Substation | None | Minimum
Metro West | Cheltenham 11kV | Reverse Normal Rating | MVA | 2025 | -27.63 | Zone Substation | None | Minimum
Metro West | Cheltenham 33kV | Reverse Normal Rating | MVA | 2025 | -29.79 | Zone Substation | None | Minimum
Mid North | Clare 11kV | Reverse Normal Rating | MVA | 2025 | -11.8394 | Zone Substation | None | Minimum
Mid North | Clare North 33kV | Reverse Normal Rating | MVA | 2025 | -25 | Connection Point | None | Minimum
Metro South | Clarence Gardens 11kV | Reverse Normal Rating | MVA | 2025 | -33.3 | Zone Substation | None | Minimum
Metro South | Clarendon 11kV | Reverse Normal Rating | MVA | 2025 | -7.83 | Zone Substation | None | Minimum
Metro East | Clearview 11kV | Reverse Normal Rating | MVA | 2025 | -23.9375 | Zone Substation | N | Minimum
Eyre Peninsula | Cleve 11kV | Reverse Normal Rating | MVA | 2025 | -6.4003 | Zone Substation | None | Minimum
Eyre Peninsula | Cleve 33kV | Reverse Normal Rating | MVA | 2025 | -15.93 | Zone Substation | N-1 | Minimum
Eyre Peninsula | Coffin Bay 11kV | Reverse Normal Rating | MVA | 2025 | -2.43 | Zone Substation | None | Minimum
Mid North | Collinsfield 11kV | Reverse Normal Rating | MVA | 2025 | -2.43 | Zone Substation | None | Minimum
Murraylands | Coomandook 11kV | Reverse Normal Rating | MVA | 2025 | -0.64125 | Zone Substation | None | Minimum
Murraylands | Coonalpyn 11kV | Reverse Normal Rating | MVA | 2025 | -1.1115 | Zone Substation | None | Minimum
South East | Coonawarra 11kV | Reverse Normal Rating | MVA | 2025 | -11.2035 | Zone Substation | None | Minimum
Upper North | Copley Nepabunna 33kV | Reverse Normal Rating | MVA | 2025 | -0.351 | Zone Substation | N-1 | Minimum
Riverland | Cordola 11kV | Reverse Normal Rating | MVA | 2025 | -2.5573 | Zone Substation | None | Minimum
Adelaide Central | Coromandel Place 11kV | Reverse Normal Rating | MVA | 2025 | -82.8349 | Zone Substation | None | Minimum
Eyre Peninsula | Cowell 11kV | Reverse Normal Rating | MVA | 2025 | -2.7 | Zone Substation | None | Minimum
Metro West | Croydon 11kV | Reverse Normal Rating | MVA | 2025 | -52.6495 | Zone Substation | None | Minimum
Metro West | Croydon Park 11kV | Reverse Normal Rating | MVA | 2025 | -24.5297 | Zone Substation | None | Minimum
Upper North | Crystal Brook 11kV | Reverse Normal Rating | MVA | 2025 | -3.6643 | Zone Substation | None | Minimum
Metro South | Cudmore Park 11kV | Reverse Normal Rating | MVA | 2025 | -22.1853 | Zone Substation | None | Minimum
Eyre Peninsula | Cummins 11kV | Reverse Normal Rating | MVA | 2025 | -4.1352 | Zone Substation | None | Minimum
Yorke Peninsula | Curramulka 7.6kV | Reverse Normal Rating | MVA | 2025 | -0.234 | Zone Substation | None | Minimum
Yorke Peninsula | Curramulka South 11kV | Reverse Normal Rating | MVA | 2025 | -0.1755 | Zone Substation | None | Minimum
Yorke Peninsula | Dalrymple 33kV | Reverse Normal Rating | MVA | 2025 | -25 | Connection Point | None | Minimum
Eyre Peninsula | Darke Peak 11kV | Reverse Normal Rating | MVA | 2025 | -1.2825 | Zone Substation | None | Minimum
Upper North | Davenport West 33kV | Reverse Normal Rating | MVA | 2025 | -60 | Connection Point | None | Minimum
Eastern Hills | Deloraine 11kV | Reverse Normal Rating | MVA | 2025 | -0.351 | Zone Substation | None | Minimum
Metro North | Direk 11kV | Reverse Normal Rating | MVA | 2025 | -49.8793 | Zone Substation | None | Minimum
Mid North | Dorrien 33kV | Reverse Normal Rating | MVA | 2025 | -120 | Connection Point | None | Minimum
Mid North | Dorrien TF4 11kV | Reverse Normal Rating | MVA | 2025 | -13.14 | Zone Substation | None | Minimum
Mid North | Dorrien TF5 11kV | Reverse Normal Rating | MVA | 2025 | -14.49 | Zone Substation | None | Minimum
Yorke Peninsula | Dowlingville 11kV | Reverse Normal Rating | MVA | 2025 | -0.234 | Zone Substation | None | Minimum
Adelaide Central | East Terrace 11kV | Reverse Normal Rating | MVA | 2025 | -70.0563 | Zone Substation | None | Minimum
Metro North | Edinburgh 11kV | Reverse Normal Rating | MVA | 2025 | -51.3522 | Zone Substation | None | Minimum
Yorke Peninsula | Edithburgh 11kV | Reverse Normal Rating | MVA | 2025 | -2.7 | Zone Substation | None | Minimum
Metro North | Elizabeth Downs 11kV | Reverse Normal Rating | MVA | 2025 | -53.7703 | Zone Substation | None | Minimum
Metro North | Elizabeth Heights 11kV | Reverse Normal Rating | MVA | 2025 | -24.8088 | Zone Substation | None | Minimum
Metro North | Elizabeth South 11kV | Reverse Normal Rating | MVA | 2025 | -22.804 | Zone Substation | None | Minimum
Mid North | Eudunda 11kV | Reverse Normal Rating | MVA | 2025 | -2.16 | Zone Substation | None | Minimum
Metro North | Evanston 11kV | Reverse Normal Rating | MVA | 2025 | -51.9012 | Zone Substation | N-1 | Minimum
Metro North | Evanston 33kV | Reverse Normal Rating | MVA | 2025 | -10.6875 | Zone Substation | None | Minimum
Metro West | Findon 11kV | Reverse Normal Rating | MVA | 2025 | -22.3393 | Zone Substation | None | Minimum
Metro West | Flinders Park 11kV | Reverse Normal Rating | MVA | 2025 | -26.46 | Zone Substation | None | Minimum
Mid North | Florieton SWER 19kV | Reverse Normal Rating | MVA | 2025 | 0 | Connection Point | None | Minimum
Eastern Hills | Forreston 11kV | Reverse Normal Rating | MVA | 2025 | -1.17 | Zone Substation | None | Minimum
Mid North | Freeling 11kV | Reverse Normal Rating | MVA | 2025 | -3.4999 | Zone Substation | None | Minimum
Mid North | Freeling North 11kV | Reverse Normal Rating | MVA | 2025 | -3.96 | Zone Substation | None | Minimum
Metro West | Fulham Gardens 11kV | Reverse Normal Rating | MVA | 2025 | -50.1037 | Zone Substation | None | Minimum
Upper North | Fullerville 11kV | Reverse Normal Rating | MVA | 2025 | -0.234 | Zone Substation | None | Minimum
Mid North | Gawler Belt TF1 11kV | Reverse Normal Rating | MVA | 2025 | -12.6 | Zone Substation | None | Minimum
Mid North | Gawler Belt TF2 11kV | Reverse Normal Rating | MVA | 2025 | -14.31 | Zone Substation | None | Minimum
Mid North | Georgetown 11kV | Reverse Normal Rating | MVA | 2025 | -0.351 | Zone Substation | None | Minimum
Murraylands | Geranium 11kV | Reverse Normal Rating | MVA | 2025 | -0.1755 | Zone Substation | None | Minimum
Upper North | Gladstone 11kV | Reverse Normal Rating | MVA | 2025 | -4.2776 | Zone Substation | None | Minimum
Metro West | Glanville 11kV | Reverse Normal Rating | MVA | 2025 | -21.5483 | Zone Substation | None | Minimum
South East | Glencoe 11kV | Reverse Normal Rating | MVA | 2025 | -1.89 | Zone Substation | None | Minimum
Metro South | Glenelg North 11kV | Reverse Normal Rating | MVA | 2025 | -25.1213 | Zone Substation | None | Minimum
Riverland | Glossop 11kV | Reverse Normal Rating | MVA | 2025 | -13.6306 | Zone Substation | None | Minimum
Metro East | Golden Grove 11kV | Reverse Normal Rating | MVA | 2025 | -78.8967 | Zone Substation | None | Minimum
Mid North | Gomersal North 11kV | Reverse Normal Rating | MVA | 2025 | -0.64125 | Zone Substation | None | Minimum
Metro South | Goolwa 11kV | Reverse Normal Rating | MVA | 2025 | -30.3035 | Zone Substation | None | Minimum
Mid North | Gulnare 11kV | Reverse Normal Rating | MVA | 2025 | -0.351 | Zone Substation | None | Minimum
Eastern Hills | Gumeracha 11kV | Reverse Normal Rating | MVA | 2025 | -0.1755 | Zone Substation | None | Minimum
Eastern Hills | Gumeracha Weir 11kV | Reverse Normal Rating | MVA | 2025 | -0.351 | Zone Substation | None | Minimum
Eastern Hills | Gumhaven 11kV | Reverse Normal Rating | MVA | 2025 | -0.351 | Zone Substation | None | Minimum
Metro South | Hackham 11kV | Reverse Normal Rating | MVA | 2025 | -28.44 | Zone Substation | N-1 | Minimum
Eastern Hills | Hahndorf 11kV | Reverse Normal Rating | MVA | 2025 | -6.21 | Zone Substation | None | Minimum
Mid North | Halbury 11kV | Reverse Normal Rating | MVA | 2025 | -0.36855 | Zone Substation | None | Minimum
Mid North | Hamley Bridge 11kV | Reverse Normal Rating | MVA | 2025 | -2.7 | Zone Substation | None | Minimum
Metro South | Happy Valley 11kV | Reverse Normal Rating | MVA | 2025 | -53.704 | Zone Substation | None | Minimum
Metro East | Harrow 11kV | Reverse Normal Rating | MVA | 2025 | -27.4423 | Zone Substation | None | Minimum
South East | Hatherleigh 11kV | Reverse Normal Rating | MVA | 2025 | -0.351 | Zone Substation | None | Minimum
Upper North | Hawker 11kV | Reverse Normal Rating | MVA | 2025 | -1.0102 | Zone Substation | None | Minimum
Metro South | Hay Flat 11kV | Reverse Normal Rating | MVA | 2025 | -0.234 | Zone Substation | None | Minimum
Metro West | Henley South 11kV | Reverse Normal Rating | MVA | 2025 | -51.3673 | Zone Substation | None | Minimum
Eastern Hills | Hermitage 11kV | Reverse Normal Rating | MVA | 2025 | -0.585 | Zone Substation | None | Minimum
Metro East | Hillcrest 11kV | Reverse Normal Rating | MVA | 2025 | -53.7169 | Zone Substation | None | Minimum
Adelaide Central | Hindley Street 11kV | Reverse Normal Rating | MVA | 2025 | -71.9895 | Zone Substation | None | Minimum
Metro East | Holden Hill 11kV | Reverse Normal Rating | MVA | 2025 | -42.0417 | Zone Substation | None | Minimum
Metro East | Hope Valley 11kV | Reverse Normal Rating | MVA | 2025 | -26.19 | Zone Substation | None | Minimum
Eastern Hills | Houghton 7.6kV | Reverse Normal Rating | MVA | 2025 | -3.51 | Zone Substation | None | Minimum
Mid North | Hoyleton 11kV | Reverse Normal Rating | MVA | 2025 | -0.1755 | Zone Substation | None | Minimum
Yorke Peninsula | Hummocks 33kV | Reverse Normal Rating | MVA | 2025 | -25 | Connection Point | None | Minimum
Metro East | Ingle Farm 11kV | Reverse Normal Rating | MVA | 2025 | -48.9912 | Zone Substation | None | Minimum
South East | Inverness 11kV | Reverse Normal Rating | MVA | 2025 | -1.17 | Zone Substation | None | Minimum
Murraylands | Jabuk 11kV | Reverse Normal Rating | MVA | 2025 | -0.234 | Zone Substation | None | Minimum
Yorke Peninsula | James Well 11kV | Reverse Normal Rating | MVA | 2025 | -0.585 | Zone Substation | None | Minimum
Upper North | Jamestown 11kV | Reverse Normal Rating | MVA | 2025 | -3.7005 | Zone Substation | Reverse N-1 | Minimum
Murraylands | Jervois 11kV | Reverse Normal Rating | MVA | 2025 | -4.446 | Zone Substation | None | Minimum
Yorke Peninsula | Kadina 11kV | Reverse Normal Rating | MVA | 2025 | -15.6243 | Zone Substation | None | Minimum
Yorke Peninsula | Kadina East 33kV | Reverse Normal Rating | MVA | 2025 | -60 | Connection Point | None | Minimum
South East | Kalangadoo 11kV | Reverse Normal Rating | MVA | 2025 | -0.585 | Zone Substation | None | Minimum
South East | Kalangadoo West 11kV | Reverse Normal Rating | MVA | 2025 | -1.1633 | Zone Substation | None | Minimum
Eastern Hills | Kanmantoo Copper Mine 11kV | Reverse Normal Rating | MVA | 2025 | -3 | Connection Point | None | Minimum
Mid North | Kapunda TF1 11kV | Reverse Normal Rating | MVA | 2025 | -15.39 | Zone Substation | None | Minimum
Mid North | Kapunda TF2 11kV | Reverse Normal Rating | MVA | 2025 | -15.57 | Zone Substation | None | Minimum
Murraylands | Karoonda 11kV | Reverse Normal Rating | MVA | 2025 | -0.8145 | Zone Substation | Reverse N | Minimum
South East | Keith 11kV | Reverse Normal Rating | MVA | 2025 | -14.9314 | Zone Substation | None | Minimum
South East | Keith 33kV | Reverse Normal Rating | MVA | 2025 | -25 | Connection Point | None | Minimum
Metro East | Kent Town 11kV | Reverse Normal Rating | MVA | 2025 | -51.7529 | Zone Substation | None | Minimum
Eastern Hills | Kersbrook 11kV | Reverse Normal Rating | MVA | 2025 | -1.17 | Zone Substation | None | Minimum
Metro South | Keswick 11kV | Reverse Normal Rating | MVA | 2025 | -45.5102 | Zone Substation | None | Minimum
Murraylands | Ki Ki 11kV | Reverse Normal Rating | MVA | 2025 | -0.1755 | Zone Substation | None | Minimum
Metro West | Kilburn 11kV | Reverse Normal Rating | MVA | 2025 | -76.5489 | Zone Substation | None | Minimum
Metro East | Kilburn South 11kV | Reverse Normal Rating | MVA | 2025 | -32.49 | Zone Substation | None | Minimum
Metro West | Kilkenny 11kV | Reverse Normal Rating | MVA | 2025 | -49.9653 | Zone Substation | None | Minimum
South East | Kincraig 33kV | Reverse Normal Rating | MVA | 2025 | -25 | Connection Point | None | Minimum
Metro South | Kingscote 11kV | Reverse Normal Rating | MVA | 2025 | -7.65 | Zone Substation | None | Minimum
South East | Kingston SE 11kV | Reverse Normal Rating | MVA | 2025 | -3.4822 | Zone Substation | None | Minimum
Metro South | Kingswood 11kV | Reverse Normal Rating | MVA | 2025 | -62.2048 | Zone Substation | None | Minimum
South East | Kongorong 11kV | Reverse Normal Rating | MVA | 2025 | -1.197 | Zone Substation | None | Minimum
South East | Kumorna 11kV | Reverse Normal Rating | MVA | 2025 | -1.17 | Zone Substation | None | Minimum
Mid North | Kybunga 11kV | Reverse Normal Rating | MVA | 2025 | -0.117 | Zone Substation | None | Minimum
Murraylands | Lameroo 11kV | Reverse Normal Rating | MVA | 2025 | -2.3228 | Zone Substation | None | Minimum
Eastern Hills | Langhorne Creek 11kV | Reverse Normal Rating | MVA | 2025 | -6.1697 | Zone Substation | None | Minimum
Metro West | Largs North 11kV | Reverse Normal Rating | MVA | 2025 | -31.9732 | Zone Substation | None | Minimum
Metro West | Lefevre 11kV | Reverse Normal Rating | MVA | 2025 | -67.1218 | Zone Substation | None | Minimum
Upper North | Leigh Creek South 33kV | Reverse Normal Rating | MVA | 2025 | -5 | Connection Point | None | Minimum
Metro East | Linden Park 11kV | Reverse Normal Rating | MVA | 2025 | -50.0995 | Zone Substation | None | Minimum
Eyre Peninsula | Little Swamp 11kV | Reverse Normal Rating | MVA | 2025 | -0.351 | Zone Substation | None | Minimum
Eastern Hills | Lobethal 11kV | Reverse Normal Rating | MVA | 2025 | -12.0603 | Zone Substation | None | Minimum
Eyre Peninsula | Lock 11kV | Reverse Normal Rating | MVA | 2025 | -1.08 | Zone Substation | None | Minimum
Riverland | Loveday 11kV | Reverse Normal Rating | MVA | 2025 | -18.6133 | Zone Substation | None | Minimum
Metro South | Lower Mitcham 11kV | Reverse Normal Rating | MVA | 2025 | -23.1677 | Zone Substation | None | Minimum
Riverland | Loxton 11kV | Reverse Normal Rating | MVA | 2025 | -19.7589 | Zone Substation | None | Minimum
South East | Lucindale 11kV | Reverse Normal Rating | MVA | 2025 | -3.2375 | Zone Substation | None | Minimum
Mid North | Lyndoch 11kV | Reverse Normal Rating | MVA | 2025 | -4.14 | Zone Substation | None | Minimum
Mid North | Lyndoch South 7.6kV | Reverse Normal Rating | MVA | 2025 | -0.585 | Zone Substation | None | Minimum
Riverland | Lyrup 11kV | Reverse Normal Rating | MVA | 2025 | -6.0039 | Zone Substation | None | Minimum
Metro South | MacGillivray 11kV | Reverse Normal Rating | MVA | 2025 | -2.158 | Zone Substation | None | Minimum
Yorke Peninsula | Maitland 11kV | Reverse Normal Rating | MVA | 2025 | -5.8219 | Zone Substation | None | Minimum
Mid North | Mallala 11kV | Reverse Normal Rating | MVA | 2025 | -6.3747 | Zone Substation | None | Minimum
Murraylands | Mannum 33kV | Reverse Normal Rating | MVA | 2025 | -20 | Connection Point | None | Minimum
Murraylands | Mannum Town 7.6kV | Reverse Normal Rating | MVA | 2025 | -5.5465 | Zone Substation | None | Minimum
Yorke Peninsula | Marion Bay 11kV | Reverse Normal Rating | MVA | 2025 | -1.2825 | Zone Substation | None | Minimum
Mid North | Marrabel 11kV | Reverse Normal Rating | MVA | 2025 | -2.394 | Zone Substation | None | Minimum
Metro South | McLaren Flat TF1 11kV | Reverse Normal Rating | MVA | 2025 | -13.86 | Zone Substation | None | Minimum
Metro South | McLaren Flat TF2 11kV | Reverse Normal Rating | MVA | 2025 | -14.4 | Zone Substation | None | Minimum
Metro South | McLaren Vale 11kV | Reverse Normal Rating | MVA | 2025 | -4.8552 | Zone Substation | None | Minimum
Metro South | McLaren Vale Vineyard 11kV | Reverse Normal Rating | MVA | 2025 | -0.1755 | Zone Substation | None | Minimum
Eastern Hills | Meadows 11kV | Reverse Normal Rating | MVA | 2025 | -6.401 | Zone Substation | Reverse N-1 | Minimum
Upper North | Melrose 11kV | Reverse Normal Rating | MVA | 2025 | -0.585 | Zone Substation | None | Minimum
Murraylands | Meningie 11kV | Reverse Normal Rating | MVA | 2025 | -6.2818 | Zone Substation | None | Minimum
Metro East | Metro East 66kV | Reverse Normal Rating | MVA | 2025 | -1030 | Connection Point | None | Minimum
Metro North | Metro North 66kV | Reverse Normal Rating | MVA | 2025 | -490 | Connection Point | None | Minimum
Metro South | Metro South 66kV | Reverse Normal Rating | MVA | 2025 | -830 | Connection Point | None | Minimum
Metro West | Metro West 66kV | Reverse Normal Rating | MVA | 2025 | -590 | Connection Point | None | Minimum
Eastern Hills | Milang 11kV | Reverse Normal Rating | MVA | 2025 | -6.1309 | Zone Substation | None | Minimum
South East | Millicent 11kV | Reverse Normal Rating | MVA | 2025 | -11.2296 | Zone Substation | None | Minimum
Yorke Peninsula | Minlaton 11kV | Reverse Normal Rating | MVA | 2025 | -2.3287 | Zone Substation | None | Minimum
Murraylands | Mobilong 33kV | Reverse Normal Rating | MVA | 2025 | -57.2 | Connection Point | None | Minimum
Murraylands | Monarto Central 11kV | Reverse Normal Rating | MVA | 2025 | -7.83 | Zone Substation | None | Minimum
Murraylands | Monarto South 11kV | Reverse Normal Rating | MVA | 2025 | -13.41 | Zone Substation | None | Minimum
Yorke Peninsula | Moonta 11kV | Reverse Normal Rating | MVA | 2025 | -11.5203 | Zone Substation | N-1 | Minimum
Eyre Peninsula | Moorkitabie 11kV | Reverse Normal Rating | MVA | 2025 | -1.26 | Zone Substation | None | Minimum
Riverland | Morgan 11kV | Reverse Normal Rating | MVA | 2025 | -1.2825 | Zone Substation | N | Minimum
Metro South | Morphett Vale East 11kV | Reverse Normal Rating | MVA | 2025 | -51.6152 | Zone Substation | None | Minimum
Metro South | Morphettville 11kV | Reverse Normal Rating | MVA | 2025 | -25.6385 | Zone Substation | None | Minimum
Eastern Hills | Mount Barker 11kV | Reverse Normal Rating | MVA | 2025 | -65.4639 | Zone Substation | None | Minimum
Eastern Hills | Mount Barker 66kV | Reverse Normal Rating | MVA | 2025 | -110 | Connection Point | None | Minimum
South East | Mount Burr 11kV | Reverse Normal Rating | MVA | 2025 | -0.3258 | Zone Substation | None | Minimum
South East | Mount Gambier 11kV | Reverse Normal Rating | MVA | 2025 | -22.8997 | Zone Substation | None | Minimum
South East | Mount Gambier 33kV | Reverse Normal Rating | MVA | 2025 | -25 | Connection Point | None | Minimum
South East | Mount Gambier North 11kV | Reverse Normal Rating | MVA | 2025 | -16.0312 | Zone Substation | N-1 | Minimum
South East | Mount Gambier West 11kV | Reverse Normal Rating | MVA | 2025 | -23.0724 | Zone Substation | None | Minimum
Upper North | Mount Gunson 33kV | Reverse Normal Rating | MVA | 2025 | -10 | Connection Point | None | Minimum
Eastern Hills | Mount Pleasant 11kV | Reverse Normal Rating | MVA | 2025 | -3.33 | Zone Substation | None | Minimum
South East | Mount Schank 11kV | Reverse Normal Rating | MVA | 2025 | -3.5474 | Zone Substation | None | Minimum
Murraylands | Murray Bridge North 11kV | Reverse Normal Rating | MVA | 2025 | -23.4942 | Zone Substation | None | Minimum
Murraylands | Murray Bridge South 11kV | Reverse Normal Rating | MVA | 2025 | -25.5699 | Zone Substation | None | Minimum
Eastern Hills | Mylor 11kV | Reverse Normal Rating | MVA | 2025 | -4.446 | Zone Substation | None | Minimum
Murraylands | Mypolonga 11kV | Reverse Normal Rating | MVA | 2025 | -4.557 | Zone Substation | None | Minimum
Metro South | Myponga 11kV | Reverse Normal Rating | MVA | 2025 | -11.9347 | Zone Substation | None | Minimum
Eastern Hills | Nairne 11kV | Reverse Normal Rating | MVA | 2025 | -8.2729 | Zone Substation | Reverse N-1 | Minimum
South East | Nangwarry 11kV | Reverse Normal Rating | MVA | 2025 | -3.258 | Zone Substation | None | Minimum
South East | Naracoorte 11kV | Reverse Normal Rating | MVA | 2025 | -26.8544 | Zone Substation | None | Minimum
South East | Naracoorte East 11kV | Reverse Normal Rating | MVA | 2025 | -15.93 | Zone Substation | None | Minimum
Murraylands | Narrung 11kV | Reverse Normal Rating | MVA | 2025 | -3.4823 | Zone Substation | None | Minimum
Upper North | Neuroodla 33kV | Reverse Normal Rating | MVA | 2025 | -10 | Connection Point | None | Minimum
Metro West | New Osborne 11kV | Reverse Normal Rating | MVA | 2025 | -11.25 | Zone Substation | None | Minimum
Metro West | New Richmond 11kV | Reverse Normal Rating | MVA | 2025 | -46.2004 | Zone Substation | None | Minimum
Murraylands | Nildottie 11kV | Reverse Normal Rating | MVA | 2025 | -3.96 | Zone Substation | None | Minimum
Yorke Peninsula | Ninnes 11kV | Reverse Normal Rating | MVA | 2025 | -1.17 | Zone Substation | None | Minimum
Metro South | Noarlunga Centre 11kV | Reverse Normal Rating | MVA | 2025 | -25.4451 | Zone Substation | None | Minimum
Metro East | North Adelaide 11kV | Reverse Normal Rating | MVA | 2025 | -63.1059 | Zone Substation | None | Minimum
Metro South | North Unley 11kV | Reverse Normal Rating | MVA | 2025 | -23.4069 | Zone Substation | None | Minimum
Riverland | North West Bend 66kV | Reverse Normal Rating | MVA | 2025 | -40 | Connection Point | None | Minimum
Metro East | Northfield 11kV | Reverse Normal Rating | MVA | 2025 | -23.8789 | Zone Substation | N | Minimum
Metro East | Norwood 11kV | Reverse Normal Rating | MVA | 2025 | -77.0372 | Zone Substation | None | Minimum
Mid North | Nuriootpa 11kV | Reverse Normal Rating | MVA | 2025 | -12.33 | Zone Substation | None | Minimum
Metro South | Oaklands 11kV | Reverse Normal Rating | MVA | 2025 | -52.262 | Zone Substation | None | Minimum
Upper North | Orroroo 11kV | Reverse Normal Rating | MVA | 2025 | -2.3292 | Zone Substation | None | Minimum
South East | Padthaway 11kV | Reverse Normal Rating | MVA | 2025 | -12.2652 | Zone Substation | None | Minimum
Murraylands | Palmer 11kV | Reverse Normal Rating | MVA | 2025 | -0.351 | Zone Substation | None | Minimum
Metro South | Panorama 11kV | Reverse Normal Rating | MVA | 2025 | -52.6584 | Zone Substation | None | Minimum
Metro North | Parafield Gardens 11kV | Reverse Normal Rating | MVA | 2025 | -67.047 | Zone Substation | None | Minimum
Metro North | Paralowie 11kV | Reverse Normal Rating | MVA | 2025 | -24.8515 | Zone Substation | None | Minimum
Murraylands | Parilla 11kV | Reverse Normal Rating | MVA | 2025 | -1.17 | Zone Substation | None | Minimum
Riverland | Paringa 11kV | Reverse Normal Rating | MVA | 2025 | -3.2063 | Zone Substation | None | Minimum
Riverland | Paringa 33kV | Reverse Normal Rating | MVA | 2025 | -31.1789 | Zone Substation | None | Minimum
Yorke Peninsula | Paskeville 11kV | Reverse Normal Rating | MVA | 2025 | -1.1057 | Zone Substation | None | Minimum
Murraylands | Peake 11kV | Reverse Normal Rating | MVA | 2025 | -0.3258 | Zone Substation | None | Minimum
Murraylands | Pellaring Flat 11kV | Reverse Normal Rating | MVA | 2025 | -0.117 | Zone Substation | None | Minimum
Metro North | Penfield 11kV | Reverse Normal Rating | MVA | 2025 | -45.5759 | Zone Substation | None | Minimum
Metro South | Penneshaw 11kV | Reverse Normal Rating | MVA | 2025 | -1.881 | Zone Substation | None | Minimum
South East | Penola 11kV | Reverse Normal Rating | MVA | 2025 | -3.8373 | Zone Substation | None | Minimum
South East | Penola West 33kV | Reverse Normal Rating | MVA | 2025 | -25 | Connection Point | None | Minimum
Upper North | Peterborough 11kV | Reverse Normal Rating | MVA | 2025 | -2.52 | Zone Substation | None | Minimum
Eastern Hills | Piccadilly 11kV | Reverse Normal Rating | MVA | 2025 | -3.5055 | Zone Substation | None | Minimum
Murraylands | Pinnaroo 11kV | Reverse Normal Rating | MVA | 2025 | -2.2372 | Zone Substation | None | Minimum
Murraylands | Pinnaroo South 11kV | Reverse Normal Rating | MVA | 2025 | -0.351 | Zone Substation | None | Minimum
Metro South | Plympton 11kV | Reverse Normal Rating | MVA | 2025 | -25.5862 | Zone Substation | None | Minimum
Eyre Peninsula | Point Boston 11kV | Reverse Normal Rating | MVA | 2025 | -1.9665 | Zone Substation | None | Minimum
Eyre Peninsula | Polda 11kV | Reverse Normal Rating | MVA | 2025 | -1.17 | Zone Substation | None | Minimum
Eyre Peninsula | Poonindie 11kV | Reverse Normal Rating | MVA | 2025 | -1.1115 | Zone Substation | None | Minimum
Metro West | Port Adelaide 11kV | Reverse Normal Rating | MVA | 2025 | -29.8724 | Zone Substation | None | Minimum
Metro West | Port Adelaide North 11kV | Reverse Normal Rating | MVA | 2025 | -44.1261 | Zone Substation | None | Minimum
Upper North | Port Augusta 11kV | Reverse Normal Rating | MVA | 2025 | -25.65 | Zone Substation | None | Minimum
Upper North | Port Augusta West TF1 11kV | Reverse Normal Rating | MVA | 2025 | -13.59 | Zone Substation | None | Minimum
Upper North | Port Augusta West TF2 11kV | Reverse Normal Rating | MVA | 2025 | -15.39 | Zone Substation | None | Minimum
Upper North | Port Broughton 11kV | Reverse Normal Rating | MVA | 2025 | -4.7547 | Zone Substation | None | Minimum
Yorke Peninsula | Port Clinton 11kV | Reverse Normal Rating | MVA | 2025 | -1.17 | Zone Substation | None | Minimum
Upper North | Port Germein 11kV | Reverse Normal Rating | MVA | 2025 | -1.17 | Zone Substation | None | Minimum
Yorke Peninsula | Port Giles 11kV | Reverse Normal Rating | MVA | 2025 | -3.2063 | Zone Substation | None | Minimum
Yorke Peninsula | Port Julia 11kV | Reverse Normal Rating | MVA | 2025 | -1.17 | Zone Substation | None | Minimum
Eyre Peninsula | Port Lincoln City 11kV | Reverse Normal Rating | MVA | 2025 | -25.5762 | Zone Substation | None | Minimum
Eyre Peninsula | Port Lincoln Docks 11kV | Reverse Normal Rating | MVA | 2025 | -12.06 | Zone Substation | None | Minimum
Eyre Peninsula | Port Lincoln Marina 11kV | Reverse Normal Rating | MVA | 2025 | -16.02 | Zone Substation | None | Minimum
Eyre Peninsula | Port Lincoln Terminal 33kV | Reverse Normal Rating | MVA | 2025 | -50 | Connection Point | None | Minimum
Metro South | Port Noarlunga 11kV | Reverse Normal Rating | MVA | 2025 | -52.2405 | Zone Substation | None | Minimum
Upper North | Port Pirie Bungama 33kV | Reverse Normal Rating | MVA | 2025 | -110 | Connection Point | None | Minimum
Upper North | Port Pirie South 11kV | Reverse Normal Rating | MVA | 2025 | -36.4587 | Zone Substation | None | Minimum
Metro South | Port Stanvac 11kV | Reverse Normal Rating | MVA | 2025 | -75.5715 | Zone Substation | None | Minimum
Metro South | Port Stanvac TF2 11kV | Reverse Normal Rating | MVA | 2025 | -25.416 | Zone Substation | None | Minimum
Yorke Peninsula | Port Vincent 11kV | Reverse Normal Rating | MVA | 2025 | -2.39 | Zone Substation | None | Minimum
Riverland | Portee 11kV | Reverse Normal Rating | MVA | 2025 | -0.63 | Zone Substation | N | Minimum
Metro East | Prospect 11kV | Reverse Normal Rating | MVA | 2025 | -45.5547 | Zone Substation | None | Minimum
Murraylands | Punyelroo 11kV | Reverse Normal Rating | MVA | 2025 | -1.197 | Zone Substation | None | Minimum
Riverland | Pyap 11kV | Reverse Normal Rating | MVA | 2025 | -13.653 | Zone Substation | None | Minimum
Riverland | Qualco 11kV | Reverse Normal Rating | MVA | 2025 | -2.925 | Zone Substation | N | Minimum
Metro West | Queenstown 11kV | Reverse Normal Rating | MVA | 2025 | -20.5477 | Zone Substation | None | Minimum
Upper North | Quorn 11kV | Reverse Normal Rating | MVA | 2025 | -2.43 | Zone Substation | None | Minimum
Riverland | Ramco 11kV | Reverse Normal Rating | MVA | 2025 | -8.448 | Zone Substation | None | Minimum
Metro South | Rapid Bay 11kV | Reverse Normal Rating | MVA | 2025 | -0.36855 | Zone Substation | None | Minimum
Riverland | Renmark 11kV | Reverse Normal Rating | MVA | 2025 | -26.9126 | Zone Substation | None | Minimum
Mid North | Riverton 11kV | Reverse Normal Rating | MVA | 2025 | -3.51 | Zone Substation | None | Minimum
South East | Robe 7.6kV | Reverse Normal Rating | MVA | 2025 | -5.783 | Zone Substation | None | Minimum
Mid North | Robertstown 11kV | Reverse Normal Rating | MVA | 2025 | -1.17 | Zone Substation | None | Minimum
Riverland | Roonka 11kV | Reverse Normal Rating | MVA | 2025 | -7.2 | Zone Substation | None | Minimum
Eyre Peninsula | Rudall 11kV | Reverse Normal Rating | MVA | 2025 | -0.585 | Zone Substation | None | Minimum
Metro North | Salisbury 11kV | Reverse Normal Rating | MVA | 2025 | -64.1875 | Zone Substation | N | Minimum
Metro South | Salt Cliffs 11kV | Reverse Normal Rating | MVA | 2025 | -0.585 | Zone Substation | None | Minimum
Mid North | Sandy Creek 11kV | Reverse Normal Rating | MVA | 2025 | -2.7 | Zone Substation | None | Minimum
Metro South | Seacombe 11kV | Reverse Normal Rating | MVA | 2025 | -53.883 | Zone Substation | None | Minimum
Metro South | Seaford 11kV | Reverse Normal Rating | MVA | 2025 | -15.03 | Zone Substation | None | Minimum
Metro South | Second Valley 11kV | Reverse Normal Rating | MVA | 2025 | -0.585 | Zone Substation | None | Minimum
Metro South | Sheidow Park 11kV | Reverse Normal Rating | MVA | 2025 | -31.8347 | Zone Substation | Reverse N-1 | Minimum
Murraylands | Sherlock 11kV | Reverse Normal Rating | MVA | 2025 | -0.1755 | Zone Substation | None | Minimum
Metro North | Smithfield West 11kV | Reverse Normal Rating | MVA | 2025 | -33.93 | Zone Substation | N-1 | Minimum
South East | Snuggery Rural 33kV | Reverse Normal Rating | MVA | 2025 | -20 | Connection Point | None | Minimum
South East | South End 11kV | Reverse Normal Rating | MVA | 2025 | -0.702 | Zone Substation | Reverse N-1 | Minimum
Mid North | Spalding 11kV | Reverse Normal Rating | MVA | 2025 | -1.1115 | Zone Substation | None | Minimum
Metro South | Square Water Hole 11kV | Reverse Normal Rating | MVA | 2025 | -6.4125 | Zone Substation | None | Minimum
Yorke Peninsula | Stansbury 11kV | Reverse Normal Rating | MVA | 2025 | -1.6245 | Zone Substation | None | Minimum
Eastern Hills | Stirling East 11kV | Reverse Normal Rating | MVA | 2025 | -15.75 | Zone Substation | None | Minimum
Upper North | Stirling North 1 11kV | Reverse Normal Rating | MVA | 2025 | -2.925 | Zone Substation | None | Minimum
Upper North | Stirling North 2 11kV | Reverse Normal Rating | MVA | 2025 | -2.7 | Zone Substation | None | Minimum
Mid North | Stockwell TF1 11kV | Reverse Normal Rating | MVA | 2025 | -8.0156 | Zone Substation | None | Minimum
Mid North | Stockwell TF2 11kV | Reverse Normal Rating | MVA | 2025 | -7.83 | Zone Substation | None | Minimum
Eyre Peninsula | Stony Point 11kV | Reverse Normal Rating | MVA | 2025 | -2.5 | Connection Point | None | Minimum
Eastern Hills | Strathalbyn 11kV | Reverse Normal Rating | MVA | 2025 | -15.21 | Zone Substation | None | Minimum
Eyre Peninsula | Streaky Bay 11kV | Reverse Normal Rating | MVA | 2025 | -6.4068 | Zone Substation | Reverse N-1 | Minimum
Riverland | Swan Reach 11kV | Reverse Normal Rating | MVA | 2025 | -3.51 | Zone Substation | None | Minimum
Riverland | Swan Reach 33kV | Reverse Normal Rating | MVA | 2025 | -6.4125 | Zone Substation | None | Minimum
Murraylands | Tailem Bend 33kV | Reverse Normal Rating | MVA | 2025 | -25 | Connection Point | None | Minimum
Murraylands | Tailem Bend Town 11kV | Reverse Normal Rating | MVA | 2025 | -3.7503 | Zone Substation | None | Minimum
South East | Tantanoola 11kV | Reverse Normal Rating | MVA | 2025 | -1.2825 | Zone Substation | None | Minimum
Eyre Peninsula | Tarlton 11kV | Reverse Normal Rating | MVA | 2025 | -0.5985 | Zone Substation | None | Minimum
South East | Tarpeena South 11kV | Reverse Normal Rating | MVA | 2025 | -9.774 | Zone Substation | N-1 | Minimum
Metro East | Tea Tree Gully 11kV | Reverse Normal Rating | MVA | 2025 | -44.8766 | Zone Substation | None | Minimum
Murraylands | Teal Flat 11kV | Reverse Normal Rating | MVA | 2025 | -3.2007 | Zone Substation | None | Minimum
Upper North | Telowie 11kV | Reverse Normal Rating | MVA | 2025 | -1.1115 | Zone Substation | None | Minimum
Mid North | Templers 33kV | Reverse Normal Rating | MVA | 2025 | -60 | Connection Point | None | Minimum
Metro West | Thebarton 11kV | Reverse Normal Rating | MVA | 2025 | -46.7008 | Zone Substation | None | Minimum
South East | Tintinara 11kV | Reverse Normal Rating | MVA | 2025 | -0.83824 | Zone Substation | None | Minimum
Metro South | Tonsley Park 11kV | Reverse Normal Rating | MVA | 2025 | -35.8482 | Zone Substation | None | Minimum
Eyre Peninsula | Tumby Bay 11kV | Reverse Normal Rating | MVA | 2025 | -4.6485 | Zone Substation | None | Minimum
Metro North | Two Wells 11kV | Reverse Normal Rating | MVA | 2025 | -14.67 | Zone Substation | N-1 | Minimum
Eyre Peninsula | Uley 11kV | Reverse Normal Rating | MVA | 2025 | -1.17 | Zone Substation | None | Minimum
Eyre Peninsula | Uley South 11kV | Reverse Normal Rating | MVA | 2025 | -1.1115 | Zone Substation | None | Minimum
Eastern Hills | Uraidla 11kV | Reverse Normal Rating | MVA | 2025 | -15.5969 | Zone Substation | None | Minimum
Eastern Hills | Uraidla 33kV | Reverse Normal Rating | MVA | 2025 | -27.9 | Zone Substation | None | Minimum
Eastern Hills | Verdun 11kV | Reverse Normal Rating | MVA | 2025 | -1.17 | Zone Substation | None | Minimum
Metro South | Victor Harbor 11kV | Reverse Normal Rating | MVA | 2025 | -53.7799 | Zone Substation | None | Minimum
Metro North | Virginia 11kV | Reverse Normal Rating | MVA | 2025 | -13.32 | Zone Substation | None | Minimum
Riverland | Waikerie 11kV | Reverse Normal Rating | MVA | 2025 | -11.0063 | Zone Substation | None | Minimum
Murraylands | Walker Flat 11kV | Reverse Normal Rating | MVA | 2025 | -2.565 | Zone Substation | None | Minimum
Yorke Peninsula | Wallaroo 11kV | Reverse Normal Rating | MVA | 2025 | -16.0312 | Zone Substation | None | Minimum
Yorke Peninsula | Warooka 11kV | Reverse Normal Rating | MVA | 2025 | -5.7981 | Zone Substation | None | Minimum
Mid North | Wasleys 11kV | Reverse Normal Rating | MVA | 2025 | -2.43 | Zone Substation | None | Minimum
Mid North | Waterloo 33kV | Reverse Normal Rating | MVA | 2025 | -25 | Connection Point | None | Minimum
Mid North | Waterloo Town 11kV | Reverse Normal Rating | MVA | 2025 | -0.585 | Zone Substation | None | Minimum
Murraylands | White Sands 11kV | Reverse Normal Rating | MVA | 2025 | -7.65 | Zone Substation | None | Minimum
Adelaide Central | Whitmore Square 11kV | Reverse Normal Rating | MVA | 2025 | -71.2955 | Zone Substation | None | Minimum
Eyre Peninsula | Whyalla Central 33kV | Reverse Normal Rating | MVA | 2025 | -120 | Connection Point | None | Minimum
Eyre Peninsula | Whyalla City 11kV | Reverse Normal Rating | MVA | 2025 | -22.6164 | Zone Substation | None | Minimum
Eyre Peninsula | Whyalla North 11kV | Reverse Normal Rating | MVA | 2025 | -3.4158 | Zone Substation | None | Minimum
Eyre Peninsula | Whyalla Stuart 11kV | Reverse Normal Rating | MVA | 2025 | -26.3814 | Zone Substation | None | Minimum
Mid North | Williamstown 11kV | Reverse Normal Rating | MVA | 2025 | -2.7 | Zone Substation | None | Minimum
Mid North | Williamstown South 11kV | Reverse Normal Rating | MVA | 2025 | -4.446 | Zone Substation | None | Minimum
Metro South | Willunga 11kV | Reverse Normal Rating | MVA | 2025 | -6.21 | Zone Substation | None | Minimum
Metro South | Willunga 33kV | Reverse Normal Rating | MVA | 2025 | -8.775 | Zone Substation | None | Minimum
Upper North | Wilmington 11kV | Reverse Normal Rating | MVA | 2025 | -2.3085 | Zone Substation | None | Minimum
Upper North | Wirrabara Forest 11kV | Reverse Normal Rating | MVA | 2025 | -1.17 | Zone Substation | None | Minimum
Upper North | Wirrabara South 11kV | Reverse Normal Rating | MVA | 2025 | -0.117 | Zone Substation | None | Minimum
Metro South | Wirrina Cove 11kV | Reverse Normal Rating | MVA | 2025 | -1.755 | Zone Substation | None | Minimum
Upper North | Wongyarra 11kV | Reverse Normal Rating | MVA | 2025 | -0.234 | Zone Substation | None | Minimum
Metro East | Woodforde 11kV | Reverse Normal Rating | MVA | 2025 | -42.9146 | Zone Substation | None | Minimum
Murraylands | Woods Point 11kV | Reverse Normal Rating | MVA | 2025 | -8.01 | Zone Substation | None | Minimum
Eastern Hills | Woodside 11kV | Reverse Normal Rating | MVA | 2025 | -12.0462 | Zone Substation | Reverse N-1 | Minimum
Metro West | Woodville 11kV | Reverse Normal Rating | MVA | 2025 | -24.5385 | Zone Substation | None | Minimum
Metro West | Woodville 33kV | Reverse Normal Rating | MVA | 2025 | -30.51 | Zone Substation | None | Minimum
Riverland | Woolpunda 11kV | Reverse Normal Rating | MVA | 2025 | -17.1164 | Zone Substation | None | Minimum
Eyre Peninsula | Wudinna 11kV | Reverse Normal Rating | MVA | 2025 | -4.9101 | Zone Substation | None | Minimum
Eyre Peninsula | Wudinna 66kV | Reverse Normal Rating | MVA | 2025 | -25 | Connection Point | None | Minimum
Eyre Peninsula | Yadnarie 66kV | Reverse Normal Rating | MVA | 2025 | -20 | Connection Point | None | Minimum
Metro South | Yankalilla 11kV | Reverse Normal Rating | MVA | 2025 | -14.85 | Zone Substation | None | Minimum
Metro South | Yankalilla 33kV | Reverse Normal Rating | MVA | 2025 | -16.0312 | Zone Substation | None | Minimum
Metro South | Yankalilla Hill 11kV | Reverse Normal Rating | MVA | 2025 | -0.351 | Zone Substation | None | Minimum
Upper North | Yongala 11kV | Reverse Normal Rating | MVA | 2025 | -0.351 | Zone Substation | None | Minimum
Yorke Peninsula | Yorketown 11kV | Reverse Normal Rating | MVA | 2025 | -2.3376 | Zone Substation | None | Minimum
Adelaide Central | ACR 66kV | Reverse Normal Rating | MVA | 2026 | -225 | Connection Point | None | Minimum
Eastern Hills | Aldgate 11kV | Reverse Normal Rating | MVA | 2026 | -11.3227 | Zone Substation | None | Minimum
Metro South | Aldinga 11kV | Reverse Normal Rating | MVA | 2026 | -29.3748 | Zone Substation | None | Minimum
South East | Allendale East 11kV | Reverse Normal Rating | MVA | 2026 | -6.3939 | Zone Substation | None | Minimum
Mid North | Alma 11kV | Reverse Normal Rating | MVA | 2026 | -0.1755 | Zone Substation | None | Minimum
Metro South | American River 11kV | Reverse Normal Rating | MVA | 2026 | -2.7 | Zone Substation | None | Minimum
Eastern Hills | Angas Creek 33kV | Reverse Normal Rating | MVA | 2026 | -25 | Connection Point | None | Minimum
Mid North | Angaston 11kV | Reverse Normal Rating | MVA | 2026 | -26.018 | Zone Substation | None | Minimum
Metro North | Angle Vale 11kV | Reverse Normal Rating | MVA | 2026 | -26.1734 | Zone Substation | None | Minimum
Yorke Peninsula | Ardrossan 11kV | Reverse Normal Rating | MVA | 2026 | -3.3185 | Zone Substation | None | Minimum
Yorke Peninsula | Ardrossan West 33kV | Reverse Normal Rating | MVA | 2026 | -25 | Connection Point | None | Minimum
Eyre Peninsula | Arno Bay 11kV | Reverse Normal Rating | MVA | 2026 | -2.7 | Zone Substation | None | Minimum
Metro South | Ascot Park 11kV | Reverse Normal Rating | MVA | 2026 | -21.51 | Zone Substation | N | Minimum
Metro West | Athol Park 11kV | Reverse Normal Rating | MVA | 2026 | -23.3788 | Zone Substation | None | Minimum
Mid North | Auburn 11kV | Reverse Normal Rating | MVA | 2026 | -3.5224 | Zone Substation | None | Minimum
Yorke Peninsula | Balaklava 7.6kV | Reverse Normal Rating | MVA | 2026 | -4.6146 | Zone Substation | None | Minimum
Eastern Hills | Balhannah 33kV | Reverse Normal Rating | MVA | 2026 | -31.9989 | Zone Substation | None | Minimum
Upper North | Baroota 33kV | Reverse Normal Rating | MVA | 2026 | -10 | Connection Point | None | Minimum
Upper North | Baroota Town 11kV | Reverse Normal Rating | MVA | 2026 | -0.64125 | Zone Substation | None | Minimum
Mid North | Barossa South TF1 11kV | Reverse Normal Rating | MVA | 2026 | -8.0156 | Zone Substation | None | Minimum
Mid North | Barossa South TF2 11kV | Reverse Normal Rating | MVA | 2026 | -7.7805 | Zone Substation | None | Minimum
South East | Beachport 11kV | Reverse Normal Rating | MVA | 2026 | -2.43 | Zone Substation | None | Minimum
Murraylands | Belvedere Road 7.6kV | Reverse Normal Rating | MVA | 2026 | -0.351 | Zone Substation | None | Minimum
Riverland | Berri 11kV | Reverse Normal Rating | MVA | 2026 | -24.9356 | Zone Substation | None | Minimum
Riverland | Berri 66kV | Reverse Normal Rating | MVA | 2026 | -90 | Connection Point | None | Minimum
Murraylands | Binnies 11kV | Reverse Normal Rating | MVA | 2026 | -2.223 | Zone Substation | None | Minimum
Eastern Hills | Birdwood 11kV | Reverse Normal Rating | MVA | 2026 | -3.5055 | Zone Substation | None | Minimum
Yorke Peninsula | Black Point 11kV | Reverse Normal Rating | MVA | 2026 | -1.17 | Zone Substation | None | Minimum
Metro West | Blackpool 11kV | Reverse Normal Rating | MVA | 2026 | -31.1979 | Zone Substation | None | Minimum
Metro South | Blackwood 11kV | Reverse Normal Rating | MVA | 2026 | -52.095 | Zone Substation | None | Minimum
South East | Blanche 33kV | Reverse Normal Rating | MVA | 2026 | -50 | Connection Point | None | Minimum
Upper North | Booleroo Centre 11kV | Reverse Normal Rating | MVA | 2026 | -1.17 | Zone Substation | None | Minimum
Eyre Peninsula | Boothby 33kV | Reverse Normal Rating | MVA | 2026 | -2.7 | Zone Substation | N-1 | Minimum
Upper North | Booyoolie 11kV | Reverse Normal Rating | MVA | 2026 | -0.1755 | Zone Substation | None | Minimum
South East | Bordertown 11kV | Reverse Normal Rating | MVA | 2026 | -12.7638 | Zone Substation | N-1 | Minimum
Mid North | Brinkworth 33kV | Reverse Normal Rating | MVA | 2026 | -10 | Connection Point | None | Minimum
Mid North | Brinkworth Town 11kV | Reverse Normal Rating | MVA | 2026 | -2.7 | Zone Substation | None | Minimum
Eastern Hills | Brukunga 11kV | Reverse Normal Rating | MVA | 2026 | -0.585 | Zone Substation | None | Minimum
Upper North | Bungama Napperby 11kV | Reverse Normal Rating | MVA | 2026 | -1.1665 | Zone Substation | None | Minimum
Metro East | Burnside 11kV | Reverse Normal Rating | MVA | 2026 | -27.45 | Zone Substation | None | Minimum
Mid North | Burra TF2 11kV | Reverse Normal Rating | MVA | 2026 | -3.33 | Zone Substation | None | Minimum
Riverland | Cadell 11kV | Reverse Normal Rating | MVA | 2026 | -2.3591 | Zone Substation | None | Minimum
Murraylands | Caloote 11kV | Reverse Normal Rating | MVA | 2026 | -3.5302 | Zone Substation | None | Minimum
Upper North | Caltowie 11kV | Reverse Normal Rating | MVA | 2026 | -0.234 | Zone Substation | None | Minimum
Murraylands | Cambrai 11kV | Reverse Normal Rating | MVA | 2026 | -1.1665 | Zone Substation | None | Minimum
Murraylands | Campbell Park 11kV | Reverse Normal Rating | MVA | 2026 | -3.51 | Zone Substation | None | Minimum
Metro East | Campbelltown 11kV | Reverse Normal Rating | MVA | 2026 | -66.4731 | Zone Substation | None | Minimum
Metro South | Cape Jervis 11kV | Reverse Normal Rating | MVA | 2026 | -1.17 | Zone Substation | None | Minimum
Metro South | Cape Jervis 33kV | Reverse Normal Rating | MVA | 2026 | -48.96 | Zone Substation | N-1 | Minimum
Eyre Peninsula | Caralue 11kV | Reverse Normal Rating | MVA | 2026 | -2.88 | Zone Substation | None | Minimum
Metro West | Cavan 11kV | Reverse Normal Rating | MVA | 2026 | -50.9874 | Zone Substation | None | Minimum
Adelaide Central | CBD 33kV | Reverse Normal Rating | MVA | 2026 | 0 | Zone Substation | None | Minimum
Eyre Peninsula | Ceduna 11kV | Reverse Normal Rating | MVA | 2026 | -11.5114 | Zone Substation | None | Minimum
Eastern Hills | Chain of Ponds 11kV | Reverse Normal Rating | MVA | 2026 | -0.55575 | Zone Substation | None | Minimum
Metro West | Cheltenham 11kV | Reverse Normal Rating | MVA | 2026 | -27.63 | Zone Substation | None | Minimum
Metro West | Cheltenham 33kV | Reverse Normal Rating | MVA | 2026 | -29.79 | Zone Substation | None | Minimum
Mid North | Clare 11kV | Reverse Normal Rating | MVA | 2026 | -11.8394 | Zone Substation | None | Minimum
Mid North | Clare North 33kV | Reverse Normal Rating | MVA | 2026 | -25 | Connection Point | None | Minimum
Metro South | Clarence Gardens 11kV | Reverse Normal Rating | MVA | 2026 | -33.3 | Zone Substation | None | Minimum
Metro South | Clarendon 11kV | Reverse Normal Rating | MVA | 2026 | -7.83 | Zone Substation | None | Minimum
Metro East | Clearview 11kV | Reverse Normal Rating | MVA | 2026 | -23.9375 | Zone Substation | N | Minimum
Eyre Peninsula | Cleve 11kV | Reverse Normal Rating | MVA | 2026 | -6.4003 | Zone Substation | None | Minimum
Eyre Peninsula | Cleve 33kV | Reverse Normal Rating | MVA | 2026 | -15.93 | Zone Substation | N-1 | Minimum
Eyre Peninsula | Coffin Bay 11kV | Reverse Normal Rating | MVA | 2026 | -2.43 | Zone Substation | None | Minimum
Mid North | Collinsfield 11kV | Reverse Normal Rating | MVA | 2026 | -2.43 | Zone Substation | None | Minimum
Murraylands | Coomandook 11kV | Reverse Normal Rating | MVA | 2026 | -0.64125 | Zone Substation | None | Minimum
Murraylands | Coonalpyn 11kV | Reverse Normal Rating | MVA | 2026 | -1.1115 | Zone Substation | None | Minimum
South East | Coonawarra 11kV | Reverse Normal Rating | MVA | 2026 | -11.2035 | Zone Substation | None | Minimum
Upper North | Copley Nepabunna 33kV | Reverse Normal Rating | MVA | 2026 | -0.351 | Zone Substation | N-1 | Minimum
Riverland | Cordola 11kV | Reverse Normal Rating | MVA | 2026 | -2.5573 | Zone Substation | None | Minimum
Adelaide Central | Coromandel Place 11kV | Reverse Normal Rating | MVA | 2026 | -82.8349 | Zone Substation | None | Minimum
Eyre Peninsula | Cowell 11kV | Reverse Normal Rating | MVA | 2026 | -2.7 | Zone Substation | None | Minimum
Metro West | Croydon 11kV | Reverse Normal Rating | MVA | 2026 | -52.6495 | Zone Substation | None | Minimum
Metro West | Croydon Park 11kV | Reverse Normal Rating | MVA | 2026 | -24.5297 | Zone Substation | None | Minimum
Upper North | Crystal Brook 11kV | Reverse Normal Rating | MVA | 2026 | -3.6643 | Zone Substation | None | Minimum
Metro South | Cudmore Park 11kV | Reverse Normal Rating | MVA | 2026 | -22.1853 | Zone Substation | None | Minimum
Eyre Peninsula | Cummins 11kV | Reverse Normal Rating | MVA | 2026 | -4.1352 | Zone Substation | None | Minimum
Yorke Peninsula | Curramulka 7.6kV | Reverse Normal Rating | MVA | 2026 | -0.234 | Zone Substation | None | Minimum
Yorke Peninsula | Curramulka South 11kV | Reverse Normal Rating | MVA | 2026 | -0.1755 | Zone Substation | None | Minimum
Yorke Peninsula | Dalrymple 33kV | Reverse Normal Rating | MVA | 2026 | -25 | Connection Point | None | Minimum
Eyre Peninsula | Darke Peak 11kV | Reverse Normal Rating | MVA | 2026 | -1.2825 | Zone Substation | None | Minimum
Upper North | Davenport West 33kV | Reverse Normal Rating | MVA | 2026 | -60 | Connection Point | None | Minimum
Eastern Hills | Deloraine 11kV | Reverse Normal Rating | MVA | 2026 | -0.351 | Zone Substation | None | Minimum
Metro North | Direk 11kV | Reverse Normal Rating | MVA | 2026 | -49.8793 | Zone Substation | None | Minimum
Mid North | Dorrien 33kV | Reverse Normal Rating | MVA | 2026 | -120 | Connection Point | None | Minimum
Mid North | Dorrien TF4 11kV | Reverse Normal Rating | MVA | 2026 | -13.14 | Zone Substation | None | Minimum
Mid North | Dorrien TF5 11kV | Reverse Normal Rating | MVA | 2026 | -14.49 | Zone Substation | None | Minimum
Yorke Peninsula | Dowlingville 11kV | Reverse Normal Rating | MVA | 2026 | -0.234 | Zone Substation | None | Minimum
Adelaide Central | East Terrace 11kV | Reverse Normal Rating | MVA | 2026 | -70.0563 | Zone Substation | None | Minimum
Metro North | Edinburgh 11kV | Reverse Normal Rating | MVA | 2026 | -51.3522 | Zone Substation | None | Minimum
Yorke Peninsula | Edithburgh 11kV | Reverse Normal Rating | MVA | 2026 | -2.7 | Zone Substation | None | Minimum
Metro North | Elizabeth Downs 11kV | Reverse Normal Rating | MVA | 2026 | -53.7703 | Zone Substation | None | Minimum
Metro North | Elizabeth Heights 11kV | Reverse Normal Rating | MVA | 2026 | -24.8088 | Zone Substation | None | Minimum
Metro North | Elizabeth South 11kV | Reverse Normal Rating | MVA | 2026 | -22.804 | Zone Substation | None | Minimum
Mid North | Eudunda 11kV | Reverse Normal Rating | MVA | 2026 | -2.16 | Zone Substation | None | Minimum
Metro North | Evanston 11kV | Reverse Normal Rating | MVA | 2026 | -51.9012 | Zone Substation | N-1 | Minimum
Metro North | Evanston 33kV | Reverse Normal Rating | MVA | 2026 | -10.6875 | Zone Substation | None | Minimum
Metro West | Findon 11kV | Reverse Normal Rating | MVA | 2026 | -22.3393 | Zone Substation | None | Minimum
Metro West | Flinders Park 11kV | Reverse Normal Rating | MVA | 2026 | -26.46 | Zone Substation | None | Minimum
Mid North | Florieton SWER 19kV | Reverse Normal Rating | MVA | 2026 | 0 | Connection Point | None | Minimum
Eastern Hills | Forreston 11kV | Reverse Normal Rating | MVA | 2026 | -1.17 | Zone Substation | None | Minimum
Mid North | Freeling 11kV | Reverse Normal Rating | MVA | 2026 | -3.4999 | Zone Substation | None | Minimum
Mid North | Freeling North 11kV | Reverse Normal Rating | MVA | 2026 | -3.96 | Zone Substation | None | Minimum
Metro West | Fulham Gardens 11kV | Reverse Normal Rating | MVA | 2026 | -50.1037 | Zone Substation | None | Minimum
Upper North | Fullerville 11kV | Reverse Normal Rating | MVA | 2026 | -0.234 | Zone Substation | None | Minimum
Mid North | Gawler Belt TF1 11kV | Reverse Normal Rating | MVA | 2026 | -12.6 | Zone Substation | None | Minimum
Mid North | Gawler Belt TF2 11kV | Reverse Normal Rating | MVA | 2026 | -14.31 | Zone Substation | None | Minimum
Mid North | Georgetown 11kV | Reverse Normal Rating | MVA | 2026 | -0.351 | Zone Substation | None | Minimum
Murraylands | Geranium 11kV | Reverse Normal Rating | MVA | 2026 | -0.1755 | Zone Substation | None | Minimum
Upper North | Gladstone 11kV | Reverse Normal Rating | MVA | 2026 | -4.2776 | Zone Substation | None | Minimum
Metro West | Glanville 11kV | Reverse Normal Rating | MVA | 2026 | -21.5483 | Zone Substation | None | Minimum
South East | Glencoe 11kV | Reverse Normal Rating | MVA | 2026 | -1.89 | Zone Substation | None | Minimum
Metro South | Glenelg North 11kV | Reverse Normal Rating | MVA | 2026 | -25.1213 | Zone Substation | None | Minimum
Riverland | Glossop 11kV | Reverse Normal Rating | MVA | 2026 | -13.6306 | Zone Substation | None | Minimum
Metro East | Golden Grove 11kV | Reverse Normal Rating | MVA | 2026 | -78.8967 | Zone Substation | None | Minimum
Mid North | Gomersal North 11kV | Reverse Normal Rating | MVA | 2026 | -0.64125 | Zone Substation | None | Minimum
Metro South | Goolwa 11kV | Reverse Normal Rating | MVA | 2026 | -30.3035 | Zone Substation | None | Minimum
Mid North | Gulnare 11kV | Reverse Normal Rating | MVA | 2026 | -0.351 | Zone Substation | None | Minimum
Eastern Hills | Gumeracha 11kV | Reverse Normal Rating | MVA | 2026 | -0.1755 | Zone Substation | None | Minimum
Eastern Hills | Gumeracha Weir 11kV | Reverse Normal Rating | MVA | 2026 | -0.351 | Zone Substation | None | Minimum
Eastern Hills | Gumhaven 11kV | Reverse Normal Rating | MVA | 2026 | -0.351 | Zone Substation | None | Minimum
Metro South | Hackham 11kV | Reverse Normal Rating | MVA | 2026 | -28.44 | Zone Substation | N-1 | Minimum
Eastern Hills | Hahndorf 11kV | Reverse Normal Rating | MVA | 2026 | -6.21 | Zone Substation | None | Minimum
Mid North | Halbury 11kV | Reverse Normal Rating | MVA | 2026 | -0.36855 | Zone Substation | None | Minimum
Mid North | Hamley Bridge 11kV | Reverse Normal Rating | MVA | 2026 | -2.7 | Zone Substation | None | Minimum
Metro South | Happy Valley 11kV | Reverse Normal Rating | MVA | 2026 | -53.704 | Zone Substation | None | Minimum
Metro East | Harrow 11kV | Reverse Normal Rating | MVA | 2026 | -27.4423 | Zone Substation | None | Minimum
South East | Hatherleigh 11kV | Reverse Normal Rating | MVA | 2026 | -0.351 | Zone Substation | None | Minimum
Upper North | Hawker 11kV | Reverse Normal Rating | MVA | 2026 | -1.0102 | Zone Substation | None | Minimum
Metro South | Hay Flat 11kV | Reverse Normal Rating | MVA | 2026 | -0.234 | Zone Substation | None | Minimum
Metro West | Henley South 11kV | Reverse Normal Rating | MVA | 2026 | -51.3673 | Zone Substation | None | Minimum
Eastern Hills | Hermitage 11kV | Reverse Normal Rating | MVA | 2026 | -0.585 | Zone Substation | None | Minimum
Metro East | Hillcrest 11kV | Reverse Normal Rating | MVA | 2026 | -53.7169 | Zone Substation | None | Minimum
Adelaide Central | Hindley Street 11kV | Reverse Normal Rating | MVA | 2026 | -71.9895 | Zone Substation | None | Minimum
Metro East | Holden Hill 11kV | Reverse Normal Rating | MVA | 2026 | -42.0417 | Zone Substation | None | Minimum
Metro East | Hope Valley 11kV | Reverse Normal Rating | MVA | 2026 | -26.19 | Zone Substation | None | Minimum
Eastern Hills | Houghton 7.6kV | Reverse Normal Rating | MVA | 2026 | -3.51 | Zone Substation | None | Minimum
Mid North | Hoyleton 11kV | Reverse Normal Rating | MVA | 2026 | -0.1755 | Zone Substation | None | Minimum
Yorke Peninsula | Hummocks 33kV | Reverse Normal Rating | MVA | 2026 | -25 | Connection Point | None | Minimum
Metro East | Ingle Farm 11kV | Reverse Normal Rating | MVA | 2026 | -48.9912 | Zone Substation | None | Minimum
South East | Inverness 11kV | Reverse Normal Rating | MVA | 2026 | -1.17 | Zone Substation | None | Minimum
Murraylands | Jabuk 11kV | Reverse Normal Rating | MVA | 2026 | -0.234 | Zone Substation | None | Minimum
Yorke Peninsula | James Well 11kV | Reverse Normal Rating | MVA | 2026 | -0.585 | Zone Substation | None | Minimum
Upper North | Jamestown 11kV | Reverse Normal Rating | MVA | 2026 | -3.7005 | Zone Substation | Reverse N-1 | Minimum
Murraylands | Jervois 11kV | Reverse Normal Rating | MVA | 2026 | -4.446 | Zone Substation | None | Minimum
Yorke Peninsula | Kadina 11kV | Reverse Normal Rating | MVA | 2026 | -15.6243 | Zone Substation | None | Minimum
Yorke Peninsula | Kadina East 33kV | Reverse Normal Rating | MVA | 2026 | -60 | Connection Point | None | Minimum
South East | Kalangadoo 11kV | Reverse Normal Rating | MVA | 2026 | -0.585 | Zone Substation | None | Minimum
South East | Kalangadoo West 11kV | Reverse Normal Rating | MVA | 2026 | -1.1633 | Zone Substation | None | Minimum
Eastern Hills | Kanmantoo Copper Mine 11kV | Reverse Normal Rating | MVA | 2026 | -3 | Connection Point | None | Minimum
Mid North | Kapunda TF1 11kV | Reverse Normal Rating | MVA | 2026 | -15.39 | Zone Substation | None | Minimum
Mid North | Kapunda TF2 11kV | Reverse Normal Rating | MVA | 2026 | -15.57 | Zone Substation | None | Minimum
Murraylands | Karoonda 11kV | Reverse Normal Rating | MVA | 2026 | -0.8145 | Zone Substation | Reverse N | Minimum
South East | Keith 11kV | Reverse Normal Rating | MVA | 2026 | -14.9314 | Zone Substation | None | Minimum
South East | Keith 33kV | Reverse Normal Rating | MVA | 2026 | -25 | Connection Point | None | Minimum
Metro East | Kent Town 11kV | Reverse Normal Rating | MVA | 2026 | -51.7529 | Zone Substation | None | Minimum
Eastern Hills | Kersbrook 11kV | Reverse Normal Rating | MVA | 2026 | -1.17 | Zone Substation | None | Minimum
Metro South | Keswick 11kV | Reverse Normal Rating | MVA | 2026 | -45.5102 | Zone Substation | None | Minimum
Murraylands | Ki Ki 11kV | Reverse Normal Rating | MVA | 2026 | -0.1755 | Zone Substation | None | Minimum
Metro West | Kilburn 11kV | Reverse Normal Rating | MVA | 2026 | -76.5489 | Zone Substation | None | Minimum
Metro East | Kilburn South 11kV | Reverse Normal Rating | MVA | 2026 | -32.49 | Zone Substation | None | Minimum
Metro West | Kilkenny 11kV | Reverse Normal Rating | MVA | 2026 | -49.9653 | Zone Substation | None | Minimum
South East | Kincraig 33kV | Reverse Normal Rating | MVA | 2026 | -25 | Connection Point | None | Minimum
Metro South | Kingscote 11kV | Reverse Normal Rating | MVA | 2026 | -7.65 | Zone Substation | None | Minimum
South East | Kingston SE 11kV | Reverse Normal Rating | MVA | 2026 | -3.4822 | Zone Substation | None | Minimum
Metro South | Kingswood 11kV | Reverse Normal Rating | MVA | 2026 | -62.2048 | Zone Substation | None | Minimum
South East | Kongorong 11kV | Reverse Normal Rating | MVA | 2026 | -1.197 | Zone Substation | None | Minimum
South East | Kumorna 11kV | Reverse Normal Rating | MVA | 2026 | -1.17 | Zone Substation | None | Minimum
Mid North | Kybunga 11kV | Reverse Normal Rating | MVA | 2026 | -0.117 | Zone Substation | None | Minimum
Murraylands | Lameroo 11kV | Reverse Normal Rating | MVA | 2026 | -2.3228 | Zone Substation | None | Minimum
Eastern Hills | Langhorne Creek 11kV | Reverse Normal Rating | MVA | 2026 | -6.1697 | Zone Substation | None | Minimum
Metro West | Largs North 11kV | Reverse Normal Rating | MVA | 2026 | -31.9732 | Zone Substation | None | Minimum
Metro West | Lefevre 11kV | Reverse Normal Rating | MVA | 2026 | -67.1218 | Zone Substation | None | Minimum
Upper North | Leigh Creek South 33kV | Reverse Normal Rating | MVA | 2026 | -5 | Connection Point | None | Minimum
Metro East | Linden Park 11kV | Reverse Normal Rating | MVA | 2026 | -50.0995 | Zone Substation | None | Minimum
Eyre Peninsula | Little Swamp 11kV | Reverse Normal Rating | MVA | 2026 | -0.351 | Zone Substation | None | Minimum
Eastern Hills | Lobethal 11kV | Reverse Normal Rating | MVA | 2026 | -12.0603 | Zone Substation | None | Minimum
Eyre Peninsula | Lock 11kV | Reverse Normal Rating | MVA | 2026 | -1.08 | Zone Substation | None | Minimum
Riverland | Loveday 11kV | Reverse Normal Rating | MVA | 2026 | -18.6133 | Zone Substation | None | Minimum
Metro South | Lower Mitcham 11kV | Reverse Normal Rating | MVA | 2026 | -23.1677 | Zone Substation | None | Minimum
Riverland | Loxton 11kV | Reverse Normal Rating | MVA | 2026 | -19.7589 | Zone Substation | None | Minimum
South East | Lucindale 11kV | Reverse Normal Rating | MVA | 2026 | -3.2375 | Zone Substation | None | Minimum
Mid North | Lyndoch 11kV | Reverse Normal Rating | MVA | 2026 | -4.14 | Zone Substation | None | Minimum
Mid North | Lyndoch South 7.6kV | Reverse Normal Rating | MVA | 2026 | -0.585 | Zone Substation | None | Minimum
Riverland | Lyrup 11kV | Reverse Normal Rating | MVA | 2026 | -6.0039 | Zone Substation | None | Minimum
Metro South | MacGillivray 11kV | Reverse Normal Rating | MVA | 2026 | -2.158 | Zone Substation | None | Minimum
Yorke Peninsula | Maitland 11kV | Reverse Normal Rating | MVA | 2026 | -5.8219 | Zone Substation | None | Minimum
Mid North | Mallala 11kV | Reverse Normal Rating | MVA | 2026 | -6.3747 | Zone Substation | None | Minimum
Murraylands | Mannum 33kV | Reverse Normal Rating | MVA | 2026 | -20 | Connection Point | None | Minimum
Murraylands | Mannum Town 7.6kV | Reverse Normal Rating | MVA | 2026 | -5.5465 | Zone Substation | None | Minimum
Yorke Peninsula | Marion Bay 11kV | Reverse Normal Rating | MVA | 2026 | -1.2825 | Zone Substation | None | Minimum
Mid North | Marrabel 11kV | Reverse Normal Rating | MVA | 2026 | -2.394 | Zone Substation | None | Minimum
Metro South | McLaren Flat TF1 11kV | Reverse Normal Rating | MVA | 2026 | -13.86 | Zone Substation | None | Minimum
Metro South | McLaren Flat TF2 11kV | Reverse Normal Rating | MVA | 2026 | -14.4 | Zone Substation | None | Minimum
Metro South | McLaren Vale 11kV | Reverse Normal Rating | MVA | 2026 | -4.8552 | Zone Substation | None | Minimum
Metro South | McLaren Vale Vineyard 11kV | Reverse Normal Rating | MVA | 2026 | -0.1755 | Zone Substation | None | Minimum
Eastern Hills | Meadows 11kV | Reverse Normal Rating | MVA | 2026 | -6.401 | Zone Substation | Reverse N-1 | Minimum
Upper North | Melrose 11kV | Reverse Normal Rating | MVA | 2026 | -0.585 | Zone Substation | None | Minimum
Murraylands | Meningie 11kV | Reverse Normal Rating | MVA | 2026 | -6.2818 | Zone Substation | None | Minimum
Metro East | Metro East 66kV | Reverse Normal Rating | MVA | 2026 | -1030 | Connection Point | None | Minimum
Metro North | Metro North 66kV | Reverse Normal Rating | MVA | 2026 | -490 | Connection Point | None | Minimum
Metro South | Metro South 66kV | Reverse Normal Rating | MVA | 2026 | -830 | Connection Point | None | Minimum
Metro West | Metro West 66kV | Reverse Normal Rating | MVA | 2026 | -590 | Connection Point | None | Minimum
Eastern Hills | Milang 11kV | Reverse Normal Rating | MVA | 2026 | -6.1309 | Zone Substation | None | Minimum
South East | Millicent 11kV | Reverse Normal Rating | MVA | 2026 | -11.2296 | Zone Substation | None | Minimum
Yorke Peninsula | Minlaton 11kV | Reverse Normal Rating | MVA | 2026 | -2.3287 | Zone Substation | None | Minimum
Murraylands | Mobilong 33kV | Reverse Normal Rating | MVA | 2026 | -57.2 | Connection Point | None | Minimum
Murraylands | Monarto Central 11kV | Reverse Normal Rating | MVA | 2026 | -7.83 | Zone Substation | None | Minimum
Murraylands | Monarto South 11kV | Reverse Normal Rating | MVA | 2026 | -13.41 | Zone Substation | None | Minimum
Yorke Peninsula | Moonta 11kV | Reverse Normal Rating | MVA | 2026 | -11.5203 | Zone Substation | N-1 | Minimum
Eyre Peninsula | Moorkitabie 11kV | Reverse Normal Rating | MVA | 2026 | -1.26 | Zone Substation | None | Minimum
Riverland | Morgan 11kV | Reverse Normal Rating | MVA | 2026 | -1.2825 | Zone Substation | N | Minimum
Metro South | Morphett Vale East 11kV | Reverse Normal Rating | MVA | 2026 | -51.6152 | Zone Substation | None | Minimum
Metro South | Morphettville 11kV | Reverse Normal Rating | MVA | 2026 | -25.6385 | Zone Substation | None | Minimum
Eastern Hills | Mount Barker 11kV | Reverse Normal Rating | MVA | 2026 | -65.4639 | Zone Substation | None | Minimum
Eastern Hills | Mount Barker 66kV | Reverse Normal Rating | MVA | 2026 | -110 | Connection Point | None | Minimum
South East | Mount Burr 11kV | Reverse Normal Rating | MVA | 2026 | -0.3258 | Zone Substation | None | Minimum
South East | Mount Gambier 11kV | Reverse Normal Rating | MVA | 2026 | -22.8997 | Zone Substation | None | Minimum
South East | Mount Gambier 33kV | Reverse Normal Rating | MVA | 2026 | -25 | Connection Point | None | Minimum
South East | Mount Gambier North 11kV | Reverse Normal Rating | MVA | 2026 | -16.0312 | Zone Substation | N-1 | Minimum
South East | Mount Gambier West 11kV | Reverse Normal Rating | MVA | 2026 | -23.0724 | Zone Substation | None | Minimum
Upper North | Mount Gunson 33kV | Reverse Normal Rating | MVA | 2026 | -10 | Connection Point | None | Minimum
Eastern Hills | Mount Pleasant 11kV | Reverse Normal Rating | MVA | 2026 | -3.33 | Zone Substation | None | Minimum
South East | Mount Schank 11kV | Reverse Normal Rating | MVA | 2026 | -3.5474 | Zone Substation | None | Minimum
Murraylands | Murray Bridge North 11kV | Reverse Normal Rating | MVA | 2026 | -23.4942 | Zone Substation | None | Minimum
Murraylands | Murray Bridge South 11kV | Reverse Normal Rating | MVA | 2026 | -25.5699 | Zone Substation | None | Minimum
Eastern Hills | Mylor 11kV | Reverse Normal Rating | MVA | 2026 | -4.446 | Zone Substation | None | Minimum
Murraylands | Mypolonga 11kV | Reverse Normal Rating | MVA | 2026 | -4.557 | Zone Substation | None | Minimum
Metro South | Myponga 11kV | Reverse Normal Rating | MVA | 2026 | -11.9347 | Zone Substation | None | Minimum
Eastern Hills | Nairne 11kV | Reverse Normal Rating | MVA | 2026 | -8.2729 | Zone Substation | Reverse N-1 | Minimum
South East | Nangwarry 11kV | Reverse Normal Rating | MVA | 2026 | -3.258 | Zone Substation | None | Minimum
South East | Naracoorte 11kV | Reverse Normal Rating | MVA | 2026 | -26.8544 | Zone Substation | None | Minimum
South East | Naracoorte East 11kV | Reverse Normal Rating | MVA | 2026 | -15.93 | Zone Substation | None | Minimum
Murraylands | Narrung 11kV | Reverse Normal Rating | MVA | 2026 | -3.4823 | Zone Substation | None | Minimum
Upper North | Neuroodla 33kV | Reverse Normal Rating | MVA | 2026 | -10 | Connection Point | None | Minimum
Metro West | New Osborne 11kV | Reverse Normal Rating | MVA | 2026 | -11.25 | Zone Substation | None | Minimum
Metro West | New Richmond 11kV | Reverse Normal Rating | MVA | 2026 | -46.2004 | Zone Substation | None | Minimum
Murraylands | Nildottie 11kV | Reverse Normal Rating | MVA | 2026 | -3.96 | Zone Substation | None | Minimum
Yorke Peninsula | Ninnes 11kV | Reverse Normal Rating | MVA | 2026 | -1.17 | Zone Substation | None | Minimum
Metro South | Noarlunga Centre 11kV | Reverse Normal Rating | MVA | 2026 | -25.4451 | Zone Substation | None | Minimum
Metro East | North Adelaide 11kV | Reverse Normal Rating | MVA | 2026 | -63.1059 | Zone Substation | None | Minimum
Metro South | North Unley 11kV | Reverse Normal Rating | MVA | 2026 | -23.4069 | Zone Substation | None | Minimum
Riverland | North West Bend 66kV | Reverse Normal Rating | MVA | 2026 | -40 | Connection Point | None | Minimum
Metro East | Northfield 11kV | Reverse Normal Rating | MVA | 2026 | -23.8789 | Zone Substation | N | Minimum
Metro East | Norwood 11kV | Reverse Normal Rating | MVA | 2026 | -77.0372 | Zone Substation | None | Minimum
Mid North | Nuriootpa 11kV | Reverse Normal Rating | MVA | 2026 | -12.33 | Zone Substation | None | Minimum
Metro South | Oaklands 11kV | Reverse Normal Rating | MVA | 2026 | -52.262 | Zone Substation | None | Minimum
Upper North | Orroroo 11kV | Reverse Normal Rating | MVA | 2026 | -2.3292 | Zone Substation | None | Minimum
South East | Padthaway 11kV | Reverse Normal Rating | MVA | 2026 | -12.2652 | Zone Substation | None | Minimum
Murraylands | Palmer 11kV | Reverse Normal Rating | MVA | 2026 | -0.351 | Zone Substation | None | Minimum
Metro South | Panorama 11kV | Reverse Normal Rating | MVA | 2026 | -52.6584 | Zone Substation | None | Minimum
Metro North | Parafield Gardens 11kV | Reverse Normal Rating | MVA | 2026 | -67.047 | Zone Substation | None | Minimum
Metro North | Paralowie 11kV | Reverse Normal Rating | MVA | 2026 | -24.8515 | Zone Substation | None | Minimum
Murraylands | Parilla 11kV | Reverse Normal Rating | MVA | 2026 | -1.17 | Zone Substation | None | Minimum
Riverland | Paringa 11kV | Reverse Normal Rating | MVA | 2026 | -3.2063 | Zone Substation | None | Minimum
Riverland | Paringa 33kV | Reverse Normal Rating | MVA | 2026 | -31.1789 | Zone Substation | None | Minimum
Yorke Peninsula | Paskeville 11kV | Reverse Normal Rating | MVA | 2026 | -1.1057 | Zone Substation | None | Minimum
Murraylands | Peake 11kV | Reverse Normal Rating | MVA | 2026 | -0.3258 | Zone Substation | None | Minimum
Murraylands | Pellaring Flat 11kV | Reverse Normal Rating | MVA | 2026 | -0.117 | Zone Substation | None | Minimum
Metro North | Penfield 11kV | Reverse Normal Rating | MVA | 2026 | -45.5759 | Zone Substation | None | Minimum
Metro South | Penneshaw 11kV | Reverse Normal Rating | MVA | 2026 | -1.881 | Zone Substation | None | Minimum
South East | Penola 11kV | Reverse Normal Rating | MVA | 2026 | -3.8373 | Zone Substation | None | Minimum
South East | Penola West 33kV | Reverse Normal Rating | MVA | 2026 | -25 | Connection Point | None | Minimum
Upper North | Peterborough 11kV | Reverse Normal Rating | MVA | 2026 | -2.52 | Zone Substation | None | Minimum
Eastern Hills | Piccadilly 11kV | Reverse Normal Rating | MVA | 2026 | -3.5055 | Zone Substation | None | Minimum
Murraylands | Pinnaroo 11kV | Reverse Normal Rating | MVA | 2026 | -2.2372 | Zone Substation | None | Minimum
Murraylands | Pinnaroo South 11kV | Reverse Normal Rating | MVA | 2026 | -0.351 | Zone Substation | None | Minimum
Metro South | Plympton 11kV | Reverse Normal Rating | MVA | 2026 | -25.5862 | Zone Substation | None | Minimum
Eyre Peninsula | Point Boston 11kV | Reverse Normal Rating | MVA | 2026 | -1.9665 | Zone Substation | None | Minimum
Eyre Peninsula | Polda 11kV | Reverse Normal Rating | MVA | 2026 | -1.17 | Zone Substation | None | Minimum
Eyre Peninsula | Poonindie 11kV | Reverse Normal Rating | MVA | 2026 | -1.1115 | Zone Substation | None | Minimum
Metro West | Port Adelaide 11kV | Reverse Normal Rating | MVA | 2026 | -29.8724 | Zone Substation | None | Minimum
Metro West | Port Adelaide North 11kV | Reverse Normal Rating | MVA | 2026 | -44.1261 | Zone Substation | None | Minimum
Upper North | Port Augusta 11kV | Reverse Normal Rating | MVA | 2026 | -25.65 | Zone Substation | None | Minimum
Upper North | Port Augusta West TF1 11kV | Reverse Normal Rating | MVA | 2026 | -13.59 | Zone Substation | None | Minimum
Upper North | Port Augusta West TF2 11kV | Reverse Normal Rating | MVA | 2026 | -15.39 | Zone Substation | None | Minimum
Upper North | Port Broughton 11kV | Reverse Normal Rating | MVA | 2026 | -4.7547 | Zone Substation | None | Minimum
Yorke Peninsula | Port Clinton 11kV | Reverse Normal Rating | MVA | 2026 | -1.17 | Zone Substation | None | Minimum
Upper North | Port Germein 11kV | Reverse Normal Rating | MVA | 2026 | -1.17 | Zone Substation | None | Minimum
Yorke Peninsula | Port Giles 11kV | Reverse Normal Rating | MVA | 2026 | -3.2063 | Zone Substation | None | Minimum
Yorke Peninsula | Port Julia 11kV | Reverse Normal Rating | MVA | 2026 | -1.17 | Zone Substation | None | Minimum
Eyre Peninsula | Port Lincoln City 11kV | Reverse Normal Rating | MVA | 2026 | -25.5762 | Zone Substation | None | Minimum
Eyre Peninsula | Port Lincoln Docks 11kV | Reverse Normal Rating | MVA | 2026 | -12.06 | Zone Substation | None | Minimum
Eyre Peninsula | Port Lincoln Marina 11kV | Reverse Normal Rating | MVA | 2026 | -16.02 | Zone Substation | None | Minimum
Eyre Peninsula | Port Lincoln Terminal 33kV | Reverse Normal Rating | MVA | 2026 | -50 | Connection Point | None | Minimum
Metro South | Port Noarlunga 11kV | Reverse Normal Rating | MVA | 2026 | -52.2405 | Zone Substation | None | Minimum
Upper North | Port Pirie Bungama 33kV | Reverse Normal Rating | MVA | 2026 | -110 | Connection Point | None | Minimum
Upper North | Port Pirie South 11kV | Reverse Normal Rating | MVA | 2026 | -36.4587 | Zone Substation | None | Minimum
Metro South | Port Stanvac 11kV | Reverse Normal Rating | MVA | 2026 | -75.5715 | Zone Substation | None | Minimum
Metro South | Port Stanvac TF2 11kV | Reverse Normal Rating | MVA | 2026 | -25.416 | Zone Substation | None | Minimum
Yorke Peninsula | Port Vincent 11kV | Reverse Normal Rating | MVA | 2026 | -2.39 | Zone Substation | None | Minimum
Riverland | Portee 11kV | Reverse Normal Rating | MVA | 2026 | -0.63 | Zone Substation | N | Minimum
Metro East | Prospect 11kV | Reverse Normal Rating | MVA | 2026 | -45.5547 | Zone Substation | None | Minimum
Murraylands | Punyelroo 11kV | Reverse Normal Rating | MVA | 2026 | -1.197 | Zone Substation | None | Minimum
Riverland | Pyap 11kV | Reverse Normal Rating | MVA | 2026 | -13.653 | Zone Substation | None | Minimum
Riverland | Qualco 11kV | Reverse Normal Rating | MVA | 2026 | -2.925 | Zone Substation | N | Minimum
Metro West | Queenstown 11kV | Reverse Normal Rating | MVA | 2026 | -20.5477 | Zone Substation | None | Minimum
Upper North | Quorn 11kV | Reverse Normal Rating | MVA | 2026 | -2.43 | Zone Substation | None | Minimum
Riverland | Ramco 11kV | Reverse Normal Rating | MVA | 2026 | -8.448 | Zone Substation | None | Minimum
Metro South | Rapid Bay 11kV | Reverse Normal Rating | MVA | 2026 | -0.36855 | Zone Substation | None | Minimum
Riverland | Renmark 11kV | Reverse Normal Rating | MVA | 2026 | -26.9126 | Zone Substation | None | Minimum
Mid North | Riverton 11kV | Reverse Normal Rating | MVA | 2026 | -3.51 | Zone Substation | None | Minimum
South East | Robe 7.6kV | Reverse Normal Rating | MVA | 2026 | -5.783 | Zone Substation | None | Minimum
Mid North | Robertstown 11kV | Reverse Normal Rating | MVA | 2026 | -1.17 | Zone Substation | None | Minimum
Riverland | Roonka 11kV | Reverse Normal Rating | MVA | 2026 | -7.2 | Zone Substation | None | Minimum
Eyre Peninsula | Rudall 11kV | Reverse Normal Rating | MVA | 2026 | -0.585 | Zone Substation | None | Minimum
Metro North | Salisbury 11kV | Reverse Normal Rating | MVA | 2026 | -64.1875 | Zone Substation | N | Minimum
Metro South | Salt Cliffs 11kV | Reverse Normal Rating | MVA | 2026 | -0.585 | Zone Substation | None | Minimum
Mid North | Sandy Creek 11kV | Reverse Normal Rating | MVA | 2026 | -2.7 | Zone Substation | None | Minimum
Metro South | Seacombe 11kV | Reverse Normal Rating | MVA | 2026 | -53.883 | Zone Substation | None | Minimum
Metro South | Seaford 11kV | Reverse Normal Rating | MVA | 2026 | -15.03 | Zone Substation | None | Minimum
Metro South | Second Valley 11kV | Reverse Normal Rating | MVA | 2026 | -0.585 | Zone Substation | None | Minimum
Metro South | Sheidow Park 11kV | Reverse Normal Rating | MVA | 2026 | -31.8347 | Zone Substation | Reverse N-1 | Minimum
Murraylands | Sherlock 11kV | Reverse Normal Rating | MVA | 2026 | -0.1755 | Zone Substation | None | Minimum
Metro North | Smithfield West 11kV | Reverse Normal Rating | MVA | 2026 | -33.93 | Zone Substation | N-1 | Minimum
South East | Snuggery Rural 33kV | Reverse Normal Rating | MVA | 2026 | -20 | Connection Point | None | Minimum
South East | South End 11kV | Reverse Normal Rating | MVA | 2026 | -0.702 | Zone Substation | Reverse N-1 | Minimum
Mid North | Spalding 11kV | Reverse Normal Rating | MVA | 2026 | -1.1115 | Zone Substation | None | Minimum
Metro South | Square Water Hole 11kV | Reverse Normal Rating | MVA | 2026 | -6.4125 | Zone Substation | None | Minimum
Yorke Peninsula | Stansbury 11kV | Reverse Normal Rating | MVA | 2026 | -1.6245 | Zone Substation | None | Minimum
Eastern Hills | Stirling East 11kV | Reverse Normal Rating | MVA | 2026 | -15.75 | Zone Substation | None | Minimum
Upper North | Stirling North 1 11kV | Reverse Normal Rating | MVA | 2026 | -2.925 | Zone Substation | None | Minimum
Upper North | Stirling North 2 11kV | Reverse Normal Rating | MVA | 2026 | -2.7 | Zone Substation | None | Minimum
Mid North | Stockwell TF1 11kV | Reverse Normal Rating | MVA | 2026 | -8.0156 | Zone Substation | None | Minimum
Mid North | Stockwell TF2 11kV | Reverse Normal Rating | MVA | 2026 | -7.83 | Zone Substation | None | Minimum
Eyre Peninsula | Stony Point 11kV | Reverse Normal Rating | MVA | 2026 | -2.5 | Connection Point | None | Minimum
Eastern Hills | Strathalbyn 11kV | Reverse Normal Rating | MVA | 2026 | -15.21 | Zone Substation | None | Minimum
Eyre Peninsula | Streaky Bay 11kV | Reverse Normal Rating | MVA | 2026 | -6.4068 | Zone Substation | Reverse N-1 | Minimum
Riverland | Swan Reach 11kV | Reverse Normal Rating | MVA | 2026 | -3.51 | Zone Substation | None | Minimum
Riverland | Swan Reach 33kV | Reverse Normal Rating | MVA | 2026 | -6.4125 | Zone Substation | None | Minimum
Murraylands | Tailem Bend 33kV | Reverse Normal Rating | MVA | 2026 | -25 | Connection Point | None | Minimum
Murraylands | Tailem Bend Town 11kV | Reverse Normal Rating | MVA | 2026 | -3.7503 | Zone Substation | None | Minimum
South East | Tantanoola 11kV | Reverse Normal Rating | MVA | 2026 | -1.2825 | Zone Substation | None | Minimum
Eyre Peninsula | Tarlton 11kV | Reverse Normal Rating | MVA | 2026 | -0.5985 | Zone Substation | None | Minimum
South East | Tarpeena South 11kV | Reverse Normal Rating | MVA | 2026 | -9.774 | Zone Substation | N-1 | Minimum
Metro East | Tea Tree Gully 11kV | Reverse Normal Rating | MVA | 2026 | -44.8766 | Zone Substation | None | Minimum
Murraylands | Teal Flat 11kV | Reverse Normal Rating | MVA | 2026 | -3.2007 | Zone Substation | None | Minimum
Upper North | Telowie 11kV | Reverse Normal Rating | MVA | 2026 | -1.1115 | Zone Substation | None | Minimum
Mid North | Templers 33kV | Reverse Normal Rating | MVA | 2026 | -60 | Connection Point | None | Minimum
Metro West | Thebarton 11kV | Reverse Normal Rating | MVA | 2026 | -46.7008 | Zone Substation | None | Minimum
South East | Tintinara 11kV | Reverse Normal Rating | MVA | 2026 | -0.83824 | Zone Substation | None | Minimum
Metro South | Tonsley Park 11kV | Reverse Normal Rating | MVA | 2026 | -35.8482 | Zone Substation | None | Minimum
Eyre Peninsula | Tumby Bay 11kV | Reverse Normal Rating | MVA | 2026 | -4.6485 | Zone Substation | None | Minimum
Metro North | Two Wells 11kV | Reverse Normal Rating | MVA | 2026 | -14.67 | Zone Substation | N-1 | Minimum
Eyre Peninsula | Uley 11kV | Reverse Normal Rating | MVA | 2026 | -1.17 | Zone Substation | None | Minimum
Eyre Peninsula | Uley South 11kV | Reverse Normal Rating | MVA | 2026 | -1.1115 | Zone Substation | None | Minimum
Eastern Hills | Uraidla 11kV | Reverse Normal Rating | MVA | 2026 | -15.5969 | Zone Substation | None | Minimum
Eastern Hills | Uraidla 33kV | Reverse Normal Rating | MVA | 2026 | -27.9 | Zone Substation | None | Minimum
Eastern Hills | Verdun 11kV | Reverse Normal Rating | MVA | 2026 | -1.17 | Zone Substation | None | Minimum
Metro South | Victor Harbor 11kV | Reverse Normal Rating | MVA | 2026 | -53.7799 | Zone Substation | None | Minimum
Metro North | Virginia 11kV | Reverse Normal Rating | MVA | 2026 | -13.32 | Zone Substation | None | Minimum
Riverland | Waikerie 11kV | Reverse Normal Rating | MVA | 2026 | -11.0063 | Zone Substation | None | Minimum
Murraylands | Walker Flat 11kV | Reverse Normal Rating | MVA | 2026 | -2.565 | Zone Substation | None | Minimum
Yorke Peninsula | Wallaroo 11kV | Reverse Normal Rating | MVA | 2026 | -16.0312 | Zone Substation | None | Minimum
Yorke Peninsula | Warooka 11kV | Reverse Normal Rating | MVA | 2026 | -5.7981 | Zone Substation | None | Minimum
Mid North | Wasleys 11kV | Reverse Normal Rating | MVA | 2026 | -2.43 | Zone Substation | None | Minimum
Mid North | Waterloo 33kV | Reverse Normal Rating | MVA | 2026 | -25 | Connection Point | None | Minimum
Mid North | Waterloo Town 11kV | Reverse Normal Rating | MVA | 2026 | -0.585 | Zone Substation | None | Minimum
Murraylands | White Sands 11kV | Reverse Normal Rating | MVA | 2026 | -7.65 | Zone Substation | None | Minimum
Adelaide Central | Whitmore Square 11kV | Reverse Normal Rating | MVA | 2026 | -71.2955 | Zone Substation | None | Minimum
Eyre Peninsula | Whyalla Central 33kV | Reverse Normal Rating | MVA | 2026 | -120 | Connection Point | None | Minimum
Eyre Peninsula | Whyalla City 11kV | Reverse Normal Rating | MVA | 2026 | -22.6164 | Zone Substation | None | Minimum
Eyre Peninsula | Whyalla North 11kV | Reverse Normal Rating | MVA | 2026 | -3.4158 | Zone Substation | None | Minimum
Eyre Peninsula | Whyalla Stuart 11kV | Reverse Normal Rating | MVA | 2026 | -26.3814 | Zone Substation | None | Minimum
Mid North | Williamstown 11kV | Reverse Normal Rating | MVA | 2026 | -2.7 | Zone Substation | None | Minimum
Mid North | Williamstown South 11kV | Reverse Normal Rating | MVA | 2026 | -4.446 | Zone Substation | None | Minimum
Metro South | Willunga 11kV | Reverse Normal Rating | MVA | 2026 | -6.21 | Zone Substation | None | Minimum
Metro South | Willunga 33kV | Reverse Normal Rating | MVA | 2026 | -8.775 | Zone Substation | None | Minimum
Upper North | Wilmington 11kV | Reverse Normal Rating | MVA | 2026 | -2.3085 | Zone Substation | None | Minimum
Upper North | Wirrabara Forest 11kV | Reverse Normal Rating | MVA | 2026 | -1.17 | Zone Substation | None | Minimum
Upper North | Wirrabara South 11kV | Reverse Normal Rating | MVA | 2026 | -0.117 | Zone Substation | None | Minimum
Metro South | Wirrina Cove 11kV | Reverse Normal Rating | MVA | 2026 | -1.755 | Zone Substation | None | Minimum
Upper North | Wongyarra 11kV | Reverse Normal Rating | MVA | 2026 | -0.234 | Zone Substation | None | Minimum
Metro East | Woodforde 11kV | Reverse Normal Rating | MVA | 2026 | -42.9146 | Zone Substation | None | Minimum
Murraylands | Woods Point 11kV | Reverse Normal Rating | MVA | 2026 | -8.01 | Zone Substation | None | Minimum
Eastern Hills | Woodside 11kV | Reverse Normal Rating | MVA | 2026 | -12.0462 | Zone Substation | Reverse N-1 | Minimum
Metro West | Woodville 11kV | Reverse Normal Rating | MVA | 2026 | -24.5385 | Zone Substation | None | Minimum
Metro West | Woodville 33kV | Reverse Normal Rating | MVA | 2026 | -30.51 | Zone Substation | None | Minimum
Riverland | Woolpunda 11kV | Reverse Normal Rating | MVA | 2026 | -17.1164 | Zone Substation | None | Minimum
Eyre Peninsula | Wudinna 11kV | Reverse Normal Rating | MVA | 2026 | -4.9101 | Zone Substation | None | Minimum
Eyre Peninsula | Wudinna 66kV | Reverse Normal Rating | MVA | 2026 | -25 | Connection Point | None | Minimum
Eyre Peninsula | Yadnarie 66kV | Reverse Normal Rating | MVA | 2026 | -20 | Connection Point | None | Minimum
Metro South | Yankalilla 11kV | Reverse Normal Rating | MVA | 2026 | -14.85 | Zone Substation | None | Minimum
Metro South | Yankalilla 33kV | Reverse Normal Rating | MVA | 2026 | -16.0312 | Zone Substation | None | Minimum
Metro South | Yankalilla Hill 11kV | Reverse Normal Rating | MVA | 2026 | -0.351 | Zone Substation | None | Minimum
Upper North | Yongala 11kV | Reverse Normal Rating | MVA | 2026 | -0.351 | Zone Substation | None | Minimum
Yorke Peninsula | Yorketown 11kV | Reverse Normal Rating | MVA | 2026 | -2.3376 | Zone Substation | None | Minimum
Adelaide Central | ACR 66kV | Reverse Normal Rating | MVA | 2027 | -225 | Connection Point | None | Minimum
Eastern Hills | Aldgate 11kV | Reverse Normal Rating | MVA | 2027 | -11.3227 | Zone Substation | None | Minimum
Metro South | Aldinga 11kV | Reverse Normal Rating | MVA | 2027 | -29.3748 | Zone Substation | None | Minimum
South East | Allendale East 11kV | Reverse Normal Rating | MVA | 2027 | -6.3939 | Zone Substation | None | Minimum
Mid North | Alma 11kV | Reverse Normal Rating | MVA | 2027 | -0.1755 | Zone Substation | None | Minimum
Metro South | American River 11kV | Reverse Normal Rating | MVA | 2027 | -2.7 | Zone Substation | None | Minimum
Eastern Hills | Angas Creek 33kV | Reverse Normal Rating | MVA | 2027 | -25 | Connection Point | None | Minimum
Mid North | Angaston 11kV | Reverse Normal Rating | MVA | 2027 | -26.018 | Zone Substation | None | Minimum
Metro North | Angle Vale 11kV | Reverse Normal Rating | MVA | 2027 | -26.1734 | Zone Substation | None | Minimum
Yorke Peninsula | Ardrossan 11kV | Reverse Normal Rating | MVA | 2027 | -3.3185 | Zone Substation | None | Minimum
Yorke Peninsula | Ardrossan West 33kV | Reverse Normal Rating | MVA | 2027 | -25 | Connection Point | None | Minimum
Eyre Peninsula | Arno Bay 11kV | Reverse Normal Rating | MVA | 2027 | -2.7 | Zone Substation | None | Minimum
Metro South | Ascot Park 11kV | Reverse Normal Rating | MVA | 2027 | -21.51 | Zone Substation | N | Minimum
Metro West | Athol Park 11kV | Reverse Normal Rating | MVA | 2027 | -23.3788 | Zone Substation | None | Minimum
Mid North | Auburn 11kV | Reverse Normal Rating | MVA | 2027 | -3.5224 | Zone Substation | None | Minimum
Yorke Peninsula | Balaklava 7.6kV | Reverse Normal Rating | MVA | 2027 | -4.6146 | Zone Substation | None | Minimum
Eastern Hills | Balhannah 33kV | Reverse Normal Rating | MVA | 2027 | -31.9989 | Zone Substation | None | Minimum
Upper North | Baroota 33kV | Reverse Normal Rating | MVA | 2027 | -10 | Connection Point | None | Minimum
Upper North | Baroota Town 11kV | Reverse Normal Rating | MVA | 2027 | -0.64125 | Zone Substation | None | Minimum
Mid North | Barossa South TF1 11kV | Reverse Normal Rating | MVA | 2027 | -8.0156 | Zone Substation | None | Minimum
Mid North | Barossa South TF2 11kV | Reverse Normal Rating | MVA | 2027 | -7.7805 | Zone Substation | None | Minimum
South East | Beachport 11kV | Reverse Normal Rating | MVA | 2027 | -2.43 | Zone Substation | None | Minimum
Murraylands | Belvedere Road 7.6kV | Reverse Normal Rating | MVA | 2027 | -0.351 | Zone Substation | None | Minimum
Riverland | Berri 11kV | Reverse Normal Rating | MVA | 2027 | -24.9356 | Zone Substation | None | Minimum
Riverland | Berri 66kV | Reverse Normal Rating | MVA | 2027 | -90 | Connection Point | None | Minimum
Murraylands | Binnies 11kV | Reverse Normal Rating | MVA | 2027 | -2.223 | Zone Substation | None | Minimum
Eastern Hills | Birdwood 11kV | Reverse Normal Rating | MVA | 2027 | -3.5055 | Zone Substation | None | Minimum
Yorke Peninsula | Black Point 11kV | Reverse Normal Rating | MVA | 2027 | -1.17 | Zone Substation | None | Minimum
Metro West | Blackpool 11kV | Reverse Normal Rating | MVA | 2027 | -31.1979 | Zone Substation | None | Minimum
Metro South | Blackwood 11kV | Reverse Normal Rating | MVA | 2027 | -52.095 | Zone Substation | None | Minimum
South East | Blanche 33kV | Reverse Normal Rating | MVA | 2027 | -50 | Connection Point | None | Minimum
Upper North | Booleroo Centre 11kV | Reverse Normal Rating | MVA | 2027 | -1.17 | Zone Substation | None | Minimum
Eyre Peninsula | Boothby 33kV | Reverse Normal Rating | MVA | 2027 | -2.7 | Zone Substation | N-1 | Minimum
Upper North | Booyoolie 11kV | Reverse Normal Rating | MVA | 2027 | -0.1755 | Zone Substation | None | Minimum
South East | Bordertown 11kV | Reverse Normal Rating | MVA | 2027 | -12.7638 | Zone Substation | N-1 | Minimum
Mid North | Brinkworth 33kV | Reverse Normal Rating | MVA | 2027 | -10 | Connection Point | None | Minimum
Mid North | Brinkworth Town 11kV | Reverse Normal Rating | MVA | 2027 | -2.7 | Zone Substation | None | Minimum
Eastern Hills | Brukunga 11kV | Reverse Normal Rating | MVA | 2027 | -0.585 | Zone Substation | None | Minimum
Upper North | Bungama Napperby 11kV | Reverse Normal Rating | MVA | 2027 | -1.1665 | Zone Substation | None | Minimum
Metro East | Burnside 11kV | Reverse Normal Rating | MVA | 2027 | -27.45 | Zone Substation | None | Minimum
Mid North | Burra TF2 11kV | Reverse Normal Rating | MVA | 2027 | -3.33 | Zone Substation | None | Minimum
Riverland | Cadell 11kV | Reverse Normal Rating | MVA | 2027 | -2.3591 | Zone Substation | None | Minimum
Murraylands | Caloote 11kV | Reverse Normal Rating | MVA | 2027 | -3.5302 | Zone Substation | None | Minimum
Upper North | Caltowie 11kV | Reverse Normal Rating | MVA | 2027 | -0.234 | Zone Substation | None | Minimum
Murraylands | Cambrai 11kV | Reverse Normal Rating | MVA | 2027 | -1.1665 | Zone Substation | None | Minimum
Murraylands | Campbell Park 11kV | Reverse Normal Rating | MVA | 2027 | -3.51 | Zone Substation | None | Minimum
Metro East | Campbelltown 11kV | Reverse Normal Rating | MVA | 2027 | -66.4731 | Zone Substation | None | Minimum
Metro South | Cape Jervis 11kV | Reverse Normal Rating | MVA | 2027 | -1.17 | Zone Substation | None | Minimum
Metro South | Cape Jervis 33kV | Reverse Normal Rating | MVA | 2027 | -48.96 | Zone Substation | N-1 | Minimum
Eyre Peninsula | Caralue 11kV | Reverse Normal Rating | MVA | 2027 | -2.88 | Zone Substation | None | Minimum
Metro West | Cavan 11kV | Reverse Normal Rating | MVA | 2027 | -50.9874 | Zone Substation | None | Minimum
Adelaide Central | CBD 33kV | Reverse Normal Rating | MVA | 2027 | 0 | Zone Substation | None | Minimum
Eyre Peninsula | Ceduna 11kV | Reverse Normal Rating | MVA | 2027 | -11.5114 | Zone Substation | None | Minimum
Eastern Hills | Chain of Ponds 11kV | Reverse Normal Rating | MVA | 2027 | -0.55575 | Zone Substation | None | Minimum
Metro West | Cheltenham 11kV | Reverse Normal Rating | MVA | 2027 | -27.63 | Zone Substation | None | Minimum
Metro West | Cheltenham 33kV | Reverse Normal Rating | MVA | 2027 | -29.79 | Zone Substation | None | Minimum
Mid North | Clare 11kV | Reverse Normal Rating | MVA | 2027 | -11.8394 | Zone Substation | None | Minimum
Mid North | Clare North 33kV | Reverse Normal Rating | MVA | 2027 | -25 | Connection Point | None | Minimum
Metro South | Clarence Gardens 11kV | Reverse Normal Rating | MVA | 2027 | -33.3 | Zone Substation | None | Minimum
Metro South | Clarendon 11kV | Reverse Normal Rating | MVA | 2027 | -7.83 | Zone Substation | None | Minimum
Metro East | Clearview 11kV | Reverse Normal Rating | MVA | 2027 | -23.9375 | Zone Substation | N | Minimum
Eyre Peninsula | Cleve 11kV | Reverse Normal Rating | MVA | 2027 | -6.4003 | Zone Substation | None | Minimum
Eyre Peninsula | Cleve 33kV | Reverse Normal Rating | MVA | 2027 | -15.93 | Zone Substation | N-1 | Minimum
Eyre Peninsula | Coffin Bay 11kV | Reverse Normal Rating | MVA | 2027 | -2.43 | Zone Substation | None | Minimum
Mid North | Collinsfield 11kV | Reverse Normal Rating | MVA | 2027 | -2.43 | Zone Substation | None | Minimum
Murraylands | Coomandook 11kV | Reverse Normal Rating | MVA | 2027 | -0.64125 | Zone Substation | None | Minimum
Murraylands | Coonalpyn 11kV | Reverse Normal Rating | MVA | 2027 | -1.1115 | Zone Substation | None | Minimum
South East | Coonawarra 11kV | Reverse Normal Rating | MVA | 2027 | -11.2035 | Zone Substation | None | Minimum
Upper North | Copley Nepabunna 33kV | Reverse Normal Rating | MVA | 2027 | -0.351 | Zone Substation | N-1 | Minimum
Riverland | Cordola 11kV | Reverse Normal Rating | MVA | 2027 | -2.5573 | Zone Substation | None | Minimum
Adelaide Central | Coromandel Place 11kV | Reverse Normal Rating | MVA | 2027 | -82.8349 | Zone Substation | None | Minimum
Eyre Peninsula | Cowell 11kV | Reverse Normal Rating | MVA | 2027 | -2.7 | Zone Substation | None | Minimum
Metro West | Croydon 11kV | Reverse Normal Rating | MVA | 2027 | -52.6495 | Zone Substation | None | Minimum
Metro West | Croydon Park 11kV | Reverse Normal Rating | MVA | 2027 | -24.5297 | Zone Substation | None | Minimum
Upper North | Crystal Brook 11kV | Reverse Normal Rating | MVA | 2027 | -3.6643 | Zone Substation | None | Minimum
Metro South | Cudmore Park 11kV | Reverse Normal Rating | MVA | 2027 | -22.1853 | Zone Substation | None | Minimum
Eyre Peninsula | Cummins 11kV | Reverse Normal Rating | MVA | 2027 | -4.1352 | Zone Substation | None | Minimum
Yorke Peninsula | Curramulka 7.6kV | Reverse Normal Rating | MVA | 2027 | -0.234 | Zone Substation | None | Minimum
Yorke Peninsula | Curramulka South 11kV | Reverse Normal Rating | MVA | 2027 | -0.1755 | Zone Substation | None | Minimum
Yorke Peninsula | Dalrymple 33kV | Reverse Normal Rating | MVA | 2027 | -25 | Connection Point | None | Minimum
Eyre Peninsula | Darke Peak 11kV | Reverse Normal Rating | MVA | 2027 | -1.2825 | Zone Substation | None | Minimum
Upper North | Davenport West 33kV | Reverse Normal Rating | MVA | 2027 | -60 | Connection Point | None | Minimum
Eastern Hills | Deloraine 11kV | Reverse Normal Rating | MVA | 2027 | -0.351 | Zone Substation | None | Minimum
Metro North | Direk 11kV | Reverse Normal Rating | MVA | 2027 | -49.8793 | Zone Substation | None | Minimum
Mid North | Dorrien 33kV | Reverse Normal Rating | MVA | 2027 | -120 | Connection Point | None | Minimum
Mid North | Dorrien TF4 11kV | Reverse Normal Rating | MVA | 2027 | -13.14 | Zone Substation | None | Minimum
Mid North | Dorrien TF5 11kV | Reverse Normal Rating | MVA | 2027 | -14.49 | Zone Substation | None | Minimum
Yorke Peninsula | Dowlingville 11kV | Reverse Normal Rating | MVA | 2027 | -0.234 | Zone Substation | None | Minimum
Adelaide Central | East Terrace 11kV | Reverse Normal Rating | MVA | 2027 | -70.0563 | Zone Substation | None | Minimum
Metro North | Edinburgh 11kV | Reverse Normal Rating | MVA | 2027 | -51.3522 | Zone Substation | None | Minimum
Yorke Peninsula | Edithburgh 11kV | Reverse Normal Rating | MVA | 2027 | -2.7 | Zone Substation | None | Minimum
Metro North | Elizabeth Downs 11kV | Reverse Normal Rating | MVA | 2027 | -53.7703 | Zone Substation | None | Minimum
Metro North | Elizabeth Heights 11kV | Reverse Normal Rating | MVA | 2027 | -24.8088 | Zone Substation | None | Minimum
Metro North | Elizabeth South 11kV | Reverse Normal Rating | MVA | 2027 | -22.804 | Zone Substation | None | Minimum
Mid North | Eudunda 11kV | Reverse Normal Rating | MVA | 2027 | -2.16 | Zone Substation | None | Minimum
Metro North | Evanston 11kV | Reverse Normal Rating | MVA | 2027 | -51.9012 | Zone Substation | N-1 | Minimum
Metro North | Evanston 33kV | Reverse Normal Rating | MVA | 2027 | -10.6875 | Zone Substation | None | Minimum
Metro West | Findon 11kV | Reverse Normal Rating | MVA | 2027 | -22.3393 | Zone Substation | None | Minimum
Metro West | Flinders Park 11kV | Reverse Normal Rating | MVA | 2027 | -26.46 | Zone Substation | None | Minimum
Mid North | Florieton SWER 19kV | Reverse Normal Rating | MVA | 2027 | 0 | Connection Point | None | Minimum
Eastern Hills | Forreston 11kV | Reverse Normal Rating | MVA | 2027 | -1.17 | Zone Substation | None | Minimum
Mid North | Freeling 11kV | Reverse Normal Rating | MVA | 2027 | -3.4999 | Zone Substation | None | Minimum
Mid North | Freeling North 11kV | Reverse Normal Rating | MVA | 2027 | -3.96 | Zone Substation | None | Minimum
Metro West | Fulham Gardens 11kV | Reverse Normal Rating | MVA | 2027 | -50.1037 | Zone Substation | None | Minimum
Upper North | Fullerville 11kV | Reverse Normal Rating | MVA | 2027 | -0.234 | Zone Substation | None | Minimum
Mid North | Gawler Belt TF1 11kV | Reverse Normal Rating | MVA | 2027 | -12.6 | Zone Substation | None | Minimum
Mid North | Gawler Belt TF2 11kV | Reverse Normal Rating | MVA | 2027 | -14.31 | Zone Substation | None | Minimum
Mid North | Georgetown 11kV | Reverse Normal Rating | MVA | 2027 | -0.351 | Zone Substation | None | Minimum
Murraylands | Geranium 11kV | Reverse Normal Rating | MVA | 2027 | -0.1755 | Zone Substation | None | Minimum
Upper North | Gladstone 11kV | Reverse Normal Rating | MVA | 2027 | -4.2776 | Zone Substation | None | Minimum
Metro West | Glanville 11kV | Reverse Normal Rating | MVA | 2027 | -21.5483 | Zone Substation | None | Minimum
South East | Glencoe 11kV | Reverse Normal Rating | MVA | 2027 | -1.89 | Zone Substation | None | Minimum
Metro South | Glenelg North 11kV | Reverse Normal Rating | MVA | 2027 | -25.1213 | Zone Substation | None | Minimum
Riverland | Glossop 11kV | Reverse Normal Rating | MVA | 2027 | -13.6306 | Zone Substation | None | Minimum
Metro East | Golden Grove 11kV | Reverse Normal Rating | MVA | 2027 | -78.8967 | Zone Substation | None | Minimum
Mid North | Gomersal North 11kV | Reverse Normal Rating | MVA | 2027 | -0.64125 | Zone Substation | None | Minimum
Metro South | Goolwa 11kV | Reverse Normal Rating | MVA | 2027 | -30.3035 | Zone Substation | None | Minimum
Mid North | Gulnare 11kV | Reverse Normal Rating | MVA | 2027 | -0.351 | Zone Substation | None | Minimum
Eastern Hills | Gumeracha 11kV | Reverse Normal Rating | MVA | 2027 | -0.1755 | Zone Substation | None | Minimum
Eastern Hills | Gumeracha Weir 11kV | Reverse Normal Rating | MVA | 2027 | -0.351 | Zone Substation | None | Minimum
Eastern Hills | Gumhaven 11kV | Reverse Normal Rating | MVA | 2027 | -0.351 | Zone Substation | None | Minimum
Metro South | Hackham 11kV | Reverse Normal Rating | MVA | 2027 | -28.44 | Zone Substation | N-1 | Minimum
Eastern Hills | Hahndorf 11kV | Reverse Normal Rating | MVA | 2027 | -6.21 | Zone Substation | None | Minimum
Mid North | Halbury 11kV | Reverse Normal Rating | MVA | 2027 | -0.36855 | Zone Substation | None | Minimum
Mid North | Hamley Bridge 11kV | Reverse Normal Rating | MVA | 2027 | -2.7 | Zone Substation | None | Minimum
Metro South | Happy Valley 11kV | Reverse Normal Rating | MVA | 2027 | -53.704 | Zone Substation | None | Minimum
Metro East | Harrow 11kV | Reverse Normal Rating | MVA | 2027 | -27.4423 | Zone Substation | None | Minimum
South East | Hatherleigh 11kV | Reverse Normal Rating | MVA | 2027 | -0.351 | Zone Substation | None | Minimum
Upper North | Hawker 11kV | Reverse Normal Rating | MVA | 2027 | -1.0102 | Zone Substation | None | Minimum
Metro South | Hay Flat 11kV | Reverse Normal Rating | MVA | 2027 | -0.234 | Zone Substation | None | Minimum
Metro West | Henley South 11kV | Reverse Normal Rating | MVA | 2027 | -51.3673 | Zone Substation | None | Minimum
Eastern Hills | Hermitage 11kV | Reverse Normal Rating | MVA | 2027 | -0.585 | Zone Substation | None | Minimum
Metro East | Hillcrest 11kV | Reverse Normal Rating | MVA | 2027 | -53.7169 | Zone Substation | None | Minimum
Adelaide Central | Hindley Street 11kV | Reverse Normal Rating | MVA | 2027 | -71.9895 | Zone Substation | None | Minimum
Metro East | Holden Hill 11kV | Reverse Normal Rating | MVA | 2027 | -42.0417 | Zone Substation | None | Minimum
Metro East | Hope Valley 11kV | Reverse Normal Rating | MVA | 2027 | -26.19 | Zone Substation | None | Minimum
Eastern Hills | Houghton 7.6kV | Reverse Normal Rating | MVA | 2027 | -3.51 | Zone Substation | None | Minimum
Mid North | Hoyleton 11kV | Reverse Normal Rating | MVA | 2027 | -0.1755 | Zone Substation | None | Minimum
Yorke Peninsula | Hummocks 33kV | Reverse Normal Rating | MVA | 2027 | -25 | Connection Point | None | Minimum
Metro East | Ingle Farm 11kV | Reverse Normal Rating | MVA | 2027 | -48.9912 | Zone Substation | None | Minimum
South East | Inverness 11kV | Reverse Normal Rating | MVA | 2027 | -1.17 | Zone Substation | None | Minimum
Murraylands | Jabuk 11kV | Reverse Normal Rating | MVA | 2027 | -0.234 | Zone Substation | None | Minimum
Yorke Peninsula | James Well 11kV | Reverse Normal Rating | MVA | 2027 | -0.585 | Zone Substation | None | Minimum
Upper North | Jamestown 11kV | Reverse Normal Rating | MVA | 2027 | -3.7005 | Zone Substation | Reverse N-1 | Minimum
Murraylands | Jervois 11kV | Reverse Normal Rating | MVA | 2027 | -4.446 | Zone Substation | None | Minimum
Yorke Peninsula | Kadina 11kV | Reverse Normal Rating | MVA | 2027 | -15.6243 | Zone Substation | None | Minimum
Yorke Peninsula | Kadina East 33kV | Reverse Normal Rating | MVA | 2027 | -60 | Connection Point | None | Minimum
South East | Kalangadoo 11kV | Reverse Normal Rating | MVA | 2027 | -0.585 | Zone Substation | None | Minimum
South East | Kalangadoo West 11kV | Reverse Normal Rating | MVA | 2027 | -1.1633 | Zone Substation | None | Minimum
Eastern Hills | Kanmantoo Copper Mine 11kV | Reverse Normal Rating | MVA | 2027 | -3 | Connection Point | None | Minimum
Mid North | Kapunda TF1 11kV | Reverse Normal Rating | MVA | 2027 | -15.39 | Zone Substation | None | Minimum
Mid North | Kapunda TF2 11kV | Reverse Normal Rating | MVA | 2027 | -15.57 | Zone Substation | None | Minimum
Murraylands | Karoonda 11kV | Reverse Normal Rating | MVA | 2027 | -0.8145 | Zone Substation | Reverse N | Minimum
South East | Keith 11kV | Reverse Normal Rating | MVA | 2027 | -14.9314 | Zone Substation | None | Minimum
South East | Keith 33kV | Reverse Normal Rating | MVA | 2027 | -25 | Connection Point | None | Minimum
Metro East | Kent Town 11kV | Reverse Normal Rating | MVA | 2027 | -51.7529 | Zone Substation | None | Minimum
Eastern Hills | Kersbrook 11kV | Reverse Normal Rating | MVA | 2027 | -1.17 | Zone Substation | None | Minimum
Metro South | Keswick 11kV | Reverse Normal Rating | MVA | 2027 | -45.5102 | Zone Substation | None | Minimum
Murraylands | Ki Ki 11kV | Reverse Normal Rating | MVA | 2027 | -0.1755 | Zone Substation | None | Minimum
Metro West | Kilburn 11kV | Reverse Normal Rating | MVA | 2027 | -76.5489 | Zone Substation | None | Minimum
Metro East | Kilburn South 11kV | Reverse Normal Rating | MVA | 2027 | -32.49 | Zone Substation | None | Minimum
Metro West | Kilkenny 11kV | Reverse Normal Rating | MVA | 2027 | -49.9653 | Zone Substation | None | Minimum
South East | Kincraig 33kV | Reverse Normal Rating | MVA | 2027 | -25 | Connection Point | None | Minimum
Metro South | Kingscote 11kV | Reverse Normal Rating | MVA | 2027 | -7.65 | Zone Substation | None | Minimum
South East | Kingston SE 11kV | Reverse Normal Rating | MVA | 2027 | -3.4822 | Zone Substation | None | Minimum
Metro South | Kingswood 11kV | Reverse Normal Rating | MVA | 2027 | -62.2048 | Zone Substation | None | Minimum
South East | Kongorong 11kV | Reverse Normal Rating | MVA | 2027 | -1.197 | Zone Substation | None | Minimum
South East | Kumorna 11kV | Reverse Normal Rating | MVA | 2027 | -1.17 | Zone Substation | None | Minimum
Mid North | Kybunga 11kV | Reverse Normal Rating | MVA | 2027 | -0.117 | Zone Substation | None | Minimum
Murraylands | Lameroo 11kV | Reverse Normal Rating | MVA | 2027 | -2.3228 | Zone Substation | None | Minimum
Eastern Hills | Langhorne Creek 11kV | Reverse Normal Rating | MVA | 2027 | -6.1697 | Zone Substation | None | Minimum
Metro West | Largs North 11kV | Reverse Normal Rating | MVA | 2027 | -31.9732 | Zone Substation | None | Minimum
Metro West | Lefevre 11kV | Reverse Normal Rating | MVA | 2027 | -67.1218 | Zone Substation | None | Minimum
Upper North | Leigh Creek South 33kV | Reverse Normal Rating | MVA | 2027 | -5 | Connection Point | None | Minimum
Metro East | Linden Park 11kV | Reverse Normal Rating | MVA | 2027 | -50.0995 | Zone Substation | None | Minimum
Eyre Peninsula | Little Swamp 11kV | Reverse Normal Rating | MVA | 2027 | -0.351 | Zone Substation | None | Minimum
Eastern Hills | Lobethal 11kV | Reverse Normal Rating | MVA | 2027 | -12.0603 | Zone Substation | None | Minimum
Eyre Peninsula | Lock 11kV | Reverse Normal Rating | MVA | 2027 | -1.08 | Zone Substation | None | Minimum
Riverland | Loveday 11kV | Reverse Normal Rating | MVA | 2027 | -18.6133 | Zone Substation | None | Minimum
Metro South | Lower Mitcham 11kV | Reverse Normal Rating | MVA | 2027 | -23.1677 | Zone Substation | None | Minimum
Riverland | Loxton 11kV | Reverse Normal Rating | MVA | 2027 | -19.7589 | Zone Substation | None | Minimum
South East | Lucindale 11kV | Reverse Normal Rating | MVA | 2027 | -3.2375 | Zone Substation | None | Minimum
Mid North | Lyndoch 11kV | Reverse Normal Rating | MVA | 2027 | -4.14 | Zone Substation | None | Minimum
Mid North | Lyndoch South 7.6kV | Reverse Normal Rating | MVA | 2027 | -0.585 | Zone Substation | None | Minimum
Riverland | Lyrup 11kV | Reverse Normal Rating | MVA | 2027 | -6.0039 | Zone Substation | None | Minimum
Metro South | MacGillivray 11kV | Reverse Normal Rating | MVA | 2027 | -2.158 | Zone Substation | None | Minimum
Yorke Peninsula | Maitland 11kV | Reverse Normal Rating | MVA | 2027 | -5.8219 | Zone Substation | None | Minimum
Mid North | Mallala 11kV | Reverse Normal Rating | MVA | 2027 | -6.3747 | Zone Substation | None | Minimum
Murraylands | Mannum 33kV | Reverse Normal Rating | MVA | 2027 | -20 | Connection Point | None | Minimum
Murraylands | Mannum Town 7.6kV | Reverse Normal Rating | MVA | 2027 | -5.5465 | Zone Substation | None | Minimum
Yorke Peninsula | Marion Bay 11kV | Reverse Normal Rating | MVA | 2027 | -1.2825 | Zone Substation | None | Minimum
Mid North | Marrabel 11kV | Reverse Normal Rating | MVA | 2027 | -2.394 | Zone Substation | None | Minimum
Metro South | McLaren Flat TF1 11kV | Reverse Normal Rating | MVA | 2027 | -13.86 | Zone Substation | None | Minimum
Metro South | McLaren Flat TF2 11kV | Reverse Normal Rating | MVA | 2027 | -14.4 | Zone Substation | None | Minimum
Metro South | McLaren Vale 11kV | Reverse Normal Rating | MVA | 2027 | -4.8552 | Zone Substation | None | Minimum
Metro South | McLaren Vale Vineyard 11kV | Reverse Normal Rating | MVA | 2027 | -0.1755 | Zone Substation | None | Minimum
Eastern Hills | Meadows 11kV | Reverse Normal Rating | MVA | 2027 | -6.401 | Zone Substation | Reverse N-1 | Minimum
Upper North | Melrose 11kV | Reverse Normal Rating | MVA | 2027 | -0.585 | Zone Substation | None | Minimum
Murraylands | Meningie 11kV | Reverse Normal Rating | MVA | 2027 | -6.2818 | Zone Substation | None | Minimum
Metro East | Metro East 66kV | Reverse Normal Rating | MVA | 2027 | -1030 | Connection Point | None | Minimum
Metro North | Metro North 66kV | Reverse Normal Rating | MVA | 2027 | -490 | Connection Point | None | Minimum
Metro South | Metro South 66kV | Reverse Normal Rating | MVA | 2027 | -830 | Connection Point | None | Minimum
Metro West | Metro West 66kV | Reverse Normal Rating | MVA | 2027 | -590 | Connection Point | None | Minimum
Eastern Hills | Milang 11kV | Reverse Normal Rating | MVA | 2027 | -6.1309 | Zone Substation | None | Minimum
South East | Millicent 11kV | Reverse Normal Rating | MVA | 2027 | -11.2296 | Zone Substation | None | Minimum
Yorke Peninsula | Minlaton 11kV | Reverse Normal Rating | MVA | 2027 | -2.3287 | Zone Substation | None | Minimum
Murraylands | Mobilong 33kV | Reverse Normal Rating | MVA | 2027 | -57.2 | Connection Point | None | Minimum
Murraylands | Monarto Central 11kV | Reverse Normal Rating | MVA | 2027 | -7.83 | Zone Substation | None | Minimum
Murraylands | Monarto South 11kV | Reverse Normal Rating | MVA | 2027 | -13.41 | Zone Substation | None | Minimum
Yorke Peninsula | Moonta 11kV | Reverse Normal Rating | MVA | 2027 | -11.5203 | Zone Substation | N-1 | Minimum
Eyre Peninsula | Moorkitabie 11kV | Reverse Normal Rating | MVA | 2027 | -1.26 | Zone Substation | None | Minimum
Riverland | Morgan 11kV | Reverse Normal Rating | MVA | 2027 | -1.2825 | Zone Substation | N | Minimum
Metro South | Morphett Vale East 11kV | Reverse Normal Rating | MVA | 2027 | -51.6152 | Zone Substation | None | Minimum
Metro South | Morphettville 11kV | Reverse Normal Rating | MVA | 2027 | -25.6385 | Zone Substation | None | Minimum
Eastern Hills | Mount Barker 11kV | Reverse Normal Rating | MVA | 2027 | -65.4639 | Zone Substation | None | Minimum
Eastern Hills | Mount Barker 66kV | Reverse Normal Rating | MVA | 2027 | -110 | Connection Point | None | Minimum
South East | Mount Burr 11kV | Reverse Normal Rating | MVA | 2027 | -0.3258 | Zone Substation | None | Minimum
South East | Mount Gambier 11kV | Reverse Normal Rating | MVA | 2027 | -22.8997 | Zone Substation | None | Minimum
South East | Mount Gambier 33kV | Reverse Normal Rating | MVA | 2027 | -25 | Connection Point | None | Minimum
South East | Mount Gambier North 11kV | Reverse Normal Rating | MVA | 2027 | -16.0312 | Zone Substation | N-1 | Minimum
South East | Mount Gambier West 11kV | Reverse Normal Rating | MVA | 2027 | -23.0724 | Zone Substation | None | Minimum
Upper North | Mount Gunson 33kV | Reverse Normal Rating | MVA | 2027 | -10 | Connection Point | None | Minimum
Eastern Hills | Mount Pleasant 11kV | Reverse Normal Rating | MVA | 2027 | -3.33 | Zone Substation | None | Minimum
South East | Mount Schank 11kV | Reverse Normal Rating | MVA | 2027 | -3.5474 | Zone Substation | None | Minimum
Murraylands | Murray Bridge North 11kV | Reverse Normal Rating | MVA | 2027 | -23.4942 | Zone Substation | None | Minimum
Murraylands | Murray Bridge South 11kV | Reverse Normal Rating | MVA | 2027 | -25.5699 | Zone Substation | None | Minimum
Eastern Hills | Mylor 11kV | Reverse Normal Rating | MVA | 2027 | -4.446 | Zone Substation | None | Minimum
Murraylands | Mypolonga 11kV | Reverse Normal Rating | MVA | 2027 | -4.557 | Zone Substation | None | Minimum
Metro South | Myponga 11kV | Reverse Normal Rating | MVA | 2027 | -11.9347 | Zone Substation | None | Minimum
Eastern Hills | Nairne 11kV | Reverse Normal Rating | MVA | 2027 | -8.2729 | Zone Substation | Reverse N-1 | Minimum
South East | Nangwarry 11kV | Reverse Normal Rating | MVA | 2027 | -3.258 | Zone Substation | None | Minimum
South East | Naracoorte 11kV | Reverse Normal Rating | MVA | 2027 | -26.8544 | Zone Substation | None | Minimum
South East | Naracoorte East 11kV | Reverse Normal Rating | MVA | 2027 | -15.93 | Zone Substation | None | Minimum
Murraylands | Narrung 11kV | Reverse Normal Rating | MVA | 2027 | -3.4823 | Zone Substation | None | Minimum
Upper North | Neuroodla 33kV | Reverse Normal Rating | MVA | 2027 | -10 | Connection Point | None | Minimum
Metro West | New Osborne 11kV | Reverse Normal Rating | MVA | 2027 | -11.25 | Zone Substation | None | Minimum
Metro West | New Richmond 11kV | Reverse Normal Rating | MVA | 2027 | -46.2004 | Zone Substation | None | Minimum
Murraylands | Nildottie 11kV | Reverse Normal Rating | MVA | 2027 | -3.96 | Zone Substation | None | Minimum
Yorke Peninsula | Ninnes 11kV | Reverse Normal Rating | MVA | 2027 | -1.17 | Zone Substation | None | Minimum
Metro South | Noarlunga Centre 11kV | Reverse Normal Rating | MVA | 2027 | -25.4451 | Zone Substation | None | Minimum
Metro East | North Adelaide 11kV | Reverse Normal Rating | MVA | 2027 | -63.1059 | Zone Substation | None | Minimum
Metro South | North Unley 11kV | Reverse Normal Rating | MVA | 2027 | -23.4069 | Zone Substation | None | Minimum
Riverland | North West Bend 66kV | Reverse Normal Rating | MVA | 2027 | -40 | Connection Point | None | Minimum
Metro East | Northfield 11kV | Reverse Normal Rating | MVA | 2027 | -23.8789 | Zone Substation | N | Minimum
Metro East | Norwood 11kV | Reverse Normal Rating | MVA | 2027 | -77.0372 | Zone Substation | None | Minimum
Mid North | Nuriootpa 11kV | Reverse Normal Rating | MVA | 2027 | -12.33 | Zone Substation | None | Minimum
Metro South | Oaklands 11kV | Reverse Normal Rating | MVA | 2027 | -52.262 | Zone Substation | None | Minimum
Upper North | Orroroo 11kV | Reverse Normal Rating | MVA | 2027 | -2.3292 | Zone Substation | None | Minimum
South East | Padthaway 11kV | Reverse Normal Rating | MVA | 2027 | -12.2652 | Zone Substation | None | Minimum
Murraylands | Palmer 11kV | Reverse Normal Rating | MVA | 2027 | -0.351 | Zone Substation | None | Minimum
Metro South | Panorama 11kV | Reverse Normal Rating | MVA | 2027 | -52.6584 | Zone Substation | None | Minimum
Metro North | Parafield Gardens 11kV | Reverse Normal Rating | MVA | 2027 | -67.047 | Zone Substation | None | Minimum
Metro North | Paralowie 11kV | Reverse Normal Rating | MVA | 2027 | -24.8515 | Zone Substation | None | Minimum
Murraylands | Parilla 11kV | Reverse Normal Rating | MVA | 2027 | -1.17 | Zone Substation | None | Minimum
Riverland | Paringa 11kV | Reverse Normal Rating | MVA | 2027 | -3.2063 | Zone Substation | None | Minimum
Riverland | Paringa 33kV | Reverse Normal Rating | MVA | 2027 | -31.1789 | Zone Substation | None | Minimum
Yorke Peninsula | Paskeville 11kV | Reverse Normal Rating | MVA | 2027 | -1.1057 | Zone Substation | None | Minimum
Murraylands | Peake 11kV | Reverse Normal Rating | MVA | 2027 | -0.3258 | Zone Substation | None | Minimum
Murraylands | Pellaring Flat 11kV | Reverse Normal Rating | MVA | 2027 | -0.117 | Zone Substation | None | Minimum
Metro North | Penfield 11kV | Reverse Normal Rating | MVA | 2027 | -45.5759 | Zone Substation | None | Minimum
Metro South | Penneshaw 11kV | Reverse Normal Rating | MVA | 2027 | -1.881 | Zone Substation | None | Minimum
South East | Penola 11kV | Reverse Normal Rating | MVA | 2027 | -3.8373 | Zone Substation | None | Minimum
South East | Penola West 33kV | Reverse Normal Rating | MVA | 2027 | -25 | Connection Point | None | Minimum
Upper North | Peterborough 11kV | Reverse Normal Rating | MVA | 2027 | -2.52 | Zone Substation | None | Minimum
Eastern Hills | Piccadilly 11kV | Reverse Normal Rating | MVA | 2027 | -3.5055 | Zone Substation | None | Minimum
Murraylands | Pinnaroo 11kV | Reverse Normal Rating | MVA | 2027 | -2.2372 | Zone Substation | None | Minimum
Murraylands | Pinnaroo South 11kV | Reverse Normal Rating | MVA | 2027 | -0.351 | Zone Substation | None | Minimum
Metro South | Plympton 11kV | Reverse Normal Rating | MVA | 2027 | -25.5862 | Zone Substation | None | Minimum
Eyre Peninsula | Point Boston 11kV | Reverse Normal Rating | MVA | 2027 | -1.9665 | Zone Substation | None | Minimum
Eyre Peninsula | Polda 11kV | Reverse Normal Rating | MVA | 2027 | -1.17 | Zone Substation | None | Minimum
Eyre Peninsula | Poonindie 11kV | Reverse Normal Rating | MVA | 2027 | -1.1115 | Zone Substation | None | Minimum
Metro West | Port Adelaide 11kV | Reverse Normal Rating | MVA | 2027 | -29.8724 | Zone Substation | None | Minimum
Metro West | Port Adelaide North 11kV | Reverse Normal Rating | MVA | 2027 | -44.1261 | Zone Substation | None | Minimum
Upper North | Port Augusta 11kV | Reverse Normal Rating | MVA | 2027 | -25.65 | Zone Substation | None | Minimum
Upper North | Port Augusta West TF1 11kV | Reverse Normal Rating | MVA | 2027 | -13.59 | Zone Substation | None | Minimum
Upper North | Port Augusta West TF2 11kV | Reverse Normal Rating | MVA | 2027 | -15.39 | Zone Substation | None | Minimum
Upper North | Port Broughton 11kV | Reverse Normal Rating | MVA | 2027 | -4.7547 | Zone Substation | None | Minimum
Yorke Peninsula | Port Clinton 11kV | Reverse Normal Rating | MVA | 2027 | -1.17 | Zone Substation | None | Minimum
Upper North | Port Germein 11kV | Reverse Normal Rating | MVA | 2027 | -1.17 | Zone Substation | None | Minimum
Yorke Peninsula | Port Giles 11kV | Reverse Normal Rating | MVA | 2027 | -3.2063 | Zone Substation | None | Minimum
Yorke Peninsula | Port Julia 11kV | Reverse Normal Rating | MVA | 2027 | -1.17 | Zone Substation | None | Minimum
Eyre Peninsula | Port Lincoln City 11kV | Reverse Normal Rating | MVA | 2027 | -25.5762 | Zone Substation | None | Minimum
Eyre Peninsula | Port Lincoln Docks 11kV | Reverse Normal Rating | MVA | 2027 | -12.06 | Zone Substation | None | Minimum
Eyre Peninsula | Port Lincoln Marina 11kV | Reverse Normal Rating | MVA | 2027 | -16.02 | Zone Substation | None | Minimum
Eyre Peninsula | Port Lincoln Terminal 33kV | Reverse Normal Rating | MVA | 2027 | -50 | Connection Point | None | Minimum
Metro South | Port Noarlunga 11kV | Reverse Normal Rating | MVA | 2027 | -52.2405 | Zone Substation | None | Minimum
Upper North | Port Pirie Bungama 33kV | Reverse Normal Rating | MVA | 2027 | -110 | Connection Point | None | Minimum
Upper North | Port Pirie South 11kV | Reverse Normal Rating | MVA | 2027 | -36.4587 | Zone Substation | None | Minimum
Metro South | Port Stanvac 11kV | Reverse Normal Rating | MVA | 2027 | -75.5715 | Zone Substation | None | Minimum
Metro South | Port Stanvac TF2 11kV | Reverse Normal Rating | MVA | 2027 | -25.416 | Zone Substation | None | Minimum
Yorke Peninsula | Port Vincent 11kV | Reverse Normal Rating | MVA | 2027 | -2.39 | Zone Substation | None | Minimum
Riverland | Portee 11kV | Reverse Normal Rating | MVA | 2027 | -0.63 | Zone Substation | N | Minimum
Metro East | Prospect 11kV | Reverse Normal Rating | MVA | 2027 | -45.5547 | Zone Substation | None | Minimum
Murraylands | Punyelroo 11kV | Reverse Normal Rating | MVA | 2027 | -1.197 | Zone Substation | None | Minimum
Riverland | Pyap 11kV | Reverse Normal Rating | MVA | 2027 | -13.653 | Zone Substation | None | Minimum
Riverland | Qualco 11kV | Reverse Normal Rating | MVA | 2027 | -2.925 | Zone Substation | N | Minimum
Metro West | Queenstown 11kV | Reverse Normal Rating | MVA | 2027 | -20.5477 | Zone Substation | None | Minimum
Upper North | Quorn 11kV | Reverse Normal Rating | MVA | 2027 | -2.43 | Zone Substation | None | Minimum
Riverland | Ramco 11kV | Reverse Normal Rating | MVA | 2027 | -8.448 | Zone Substation | None | Minimum
Metro South | Rapid Bay 11kV | Reverse Normal Rating | MVA | 2027 | -0.36855 | Zone Substation | None | Minimum
Riverland | Renmark 11kV | Reverse Normal Rating | MVA | 2027 | -26.9126 | Zone Substation | None | Minimum
Mid North | Riverton 11kV | Reverse Normal Rating | MVA | 2027 | -3.51 | Zone Substation | None | Minimum
South East | Robe 7.6kV | Reverse Normal Rating | MVA | 2027 | -5.783 | Zone Substation | None | Minimum
Mid North | Robertstown 11kV | Reverse Normal Rating | MVA | 2027 | -1.17 | Zone Substation | None | Minimum
Riverland | Roonka 11kV | Reverse Normal Rating | MVA | 2027 | -7.2 | Zone Substation | None | Minimum
Eyre Peninsula | Rudall 11kV | Reverse Normal Rating | MVA | 2027 | -0.585 | Zone Substation | None | Minimum
Metro North | Salisbury 11kV | Reverse Normal Rating | MVA | 2027 | -64.1875 | Zone Substation | N | Minimum
Metro South | Salt Cliffs 11kV | Reverse Normal Rating | MVA | 2027 | -0.585 | Zone Substation | None | Minimum
Mid North | Sandy Creek 11kV | Reverse Normal Rating | MVA | 2027 | -2.7 | Zone Substation | None | Minimum
Metro South | Seacombe 11kV | Reverse Normal Rating | MVA | 2027 | -53.883 | Zone Substation | None | Minimum
Metro South | Seaford 11kV | Reverse Normal Rating | MVA | 2027 | -15.03 | Zone Substation | None | Minimum
Metro South | Second Valley 11kV | Reverse Normal Rating | MVA | 2027 | -0.585 | Zone Substation | None | Minimum
Metro South | Sheidow Park 11kV | Reverse Normal Rating | MVA | 2027 | -31.8347 | Zone Substation | Reverse N-1 | Minimum
Murraylands | Sherlock 11kV | Reverse Normal Rating | MVA | 2027 | -0.1755 | Zone Substation | None | Minimum
Metro North | Smithfield West 11kV | Reverse Normal Rating | MVA | 2027 | -33.93 | Zone Substation | N-1 | Minimum
South East | Snuggery Rural 33kV | Reverse Normal Rating | MVA | 2027 | -20 | Connection Point | None | Minimum
South East | South End 11kV | Reverse Normal Rating | MVA | 2027 | -0.702 | Zone Substation | Reverse N-1 | Minimum
Mid North | Spalding 11kV | Reverse Normal Rating | MVA | 2027 | -1.1115 | Zone Substation | None | Minimum
Metro South | Square Water Hole 11kV | Reverse Normal Rating | MVA | 2027 | -6.4125 | Zone Substation | None | Minimum
Yorke Peninsula | Stansbury 11kV | Reverse Normal Rating | MVA | 2027 | -1.6245 | Zone Substation | None | Minimum
Eastern Hills | Stirling East 11kV | Reverse Normal Rating | MVA | 2027 | -15.75 | Zone Substation | None | Minimum
Upper North | Stirling North 1 11kV | Reverse Normal Rating | MVA | 2027 | -2.925 | Zone Substation | None | Minimum
Upper North | Stirling North 2 11kV | Reverse Normal Rating | MVA | 2027 | -2.7 | Zone Substation | None | Minimum
Mid North | Stockwell TF1 11kV | Reverse Normal Rating | MVA | 2027 | -8.0156 | Zone Substation | None | Minimum
Mid North | Stockwell TF2 11kV | Reverse Normal Rating | MVA | 2027 | -7.83 | Zone Substation | None | Minimum
Eyre Peninsula | Stony Point 11kV | Reverse Normal Rating | MVA | 2027 | -2.5 | Connection Point | None | Minimum
Eastern Hills | Strathalbyn 11kV | Reverse Normal Rating | MVA | 2027 | -15.21 | Zone Substation | None | Minimum
Eyre Peninsula | Streaky Bay 11kV | Reverse Normal Rating | MVA | 2027 | -6.4068 | Zone Substation | Reverse N-1 | Minimum
Riverland | Swan Reach 11kV | Reverse Normal Rating | MVA | 2027 | -3.51 | Zone Substation | None | Minimum
Riverland | Swan Reach 33kV | Reverse Normal Rating | MVA | 2027 | -6.4125 | Zone Substation | None | Minimum
Murraylands | Tailem Bend 33kV | Reverse Normal Rating | MVA | 2027 | -25 | Connection Point | None | Minimum
Murraylands | Tailem Bend Town 11kV | Reverse Normal Rating | MVA | 2027 | -3.7503 | Zone Substation | None | Minimum
South East | Tantanoola 11kV | Reverse Normal Rating | MVA | 2027 | -1.2825 | Zone Substation | None | Minimum
Eyre Peninsula | Tarlton 11kV | Reverse Normal Rating | MVA | 2027 | -0.5985 | Zone Substation | None | Minimum
South East | Tarpeena South 11kV | Reverse Normal Rating | MVA | 2027 | -9.774 | Zone Substation | N-1 | Minimum
Metro East | Tea Tree Gully 11kV | Reverse Normal Rating | MVA | 2027 | -44.8766 | Zone Substation | None | Minimum
Murraylands | Teal Flat 11kV | Reverse Normal Rating | MVA | 2027 | -3.2007 | Zone Substation | None | Minimum
Upper North | Telowie 11kV | Reverse Normal Rating | MVA | 2027 | -1.1115 | Zone Substation | None | Minimum
Mid North | Templers 33kV | Reverse Normal Rating | MVA | 2027 | -60 | Connection Point | None | Minimum
Metro West | Thebarton 11kV | Reverse Normal Rating | MVA | 2027 | -46.7008 | Zone Substation | None | Minimum
South East | Tintinara 11kV | Reverse Normal Rating | MVA | 2027 | -0.83824 | Zone Substation | None | Minimum
Metro South | Tonsley Park 11kV | Reverse Normal Rating | MVA | 2027 | -35.8482 | Zone Substation | None | Minimum
Eyre Peninsula | Tumby Bay 11kV | Reverse Normal Rating | MVA | 2027 | -4.6485 | Zone Substation | None | Minimum
Metro North | Two Wells 11kV | Reverse Normal Rating | MVA | 2027 | -14.67 | Zone Substation | N-1 | Minimum
Eyre Peninsula | Uley 11kV | Reverse Normal Rating | MVA | 2027 | -1.17 | Zone Substation | None | Minimum
Eyre Peninsula | Uley South 11kV | Reverse Normal Rating | MVA | 2027 | -1.1115 | Zone Substation | None | Minimum
Eastern Hills | Uraidla 11kV | Reverse Normal Rating | MVA | 2027 | -15.5969 | Zone Substation | None | Minimum
Eastern Hills | Uraidla 33kV | Reverse Normal Rating | MVA | 2027 | -27.9 | Zone Substation | None | Minimum
Eastern Hills | Verdun 11kV | Reverse Normal Rating | MVA | 2027 | -1.17 | Zone Substation | None | Minimum
Metro South | Victor Harbor 11kV | Reverse Normal Rating | MVA | 2027 | -53.7799 | Zone Substation | None | Minimum
Metro North | Virginia 11kV | Reverse Normal Rating | MVA | 2027 | -13.32 | Zone Substation | None | Minimum
Riverland | Waikerie 11kV | Reverse Normal Rating | MVA | 2027 | -11.0063 | Zone Substation | None | Minimum
Murraylands | Walker Flat 11kV | Reverse Normal Rating | MVA | 2027 | -2.565 | Zone Substation | None | Minimum
Yorke Peninsula | Wallaroo 11kV | Reverse Normal Rating | MVA | 2027 | -16.0312 | Zone Substation | None | Minimum
Yorke Peninsula | Warooka 11kV | Reverse Normal Rating | MVA | 2027 | -5.7981 | Zone Substation | None | Minimum
Mid North | Wasleys 11kV | Reverse Normal Rating | MVA | 2027 | -2.43 | Zone Substation | None | Minimum
Mid North | Waterloo 33kV | Reverse Normal Rating | MVA | 2027 | -25 | Connection Point | None | Minimum
Mid North | Waterloo Town 11kV | Reverse Normal Rating | MVA | 2027 | -0.585 | Zone Substation | None | Minimum
Murraylands | White Sands 11kV | Reverse Normal Rating | MVA | 2027 | -7.65 | Zone Substation | None | Minimum
Adelaide Central | Whitmore Square 11kV | Reverse Normal Rating | MVA | 2027 | -71.2955 | Zone Substation | None | Minimum
Eyre Peninsula | Whyalla Central 33kV | Reverse Normal Rating | MVA | 2027 | -120 | Connection Point | None | Minimum
Eyre Peninsula | Whyalla City 11kV | Reverse Normal Rating | MVA | 2027 | -22.6164 | Zone Substation | None | Minimum
Eyre Peninsula | Whyalla North 11kV | Reverse Normal Rating | MVA | 2027 | -3.4158 | Zone Substation | None | Minimum
Eyre Peninsula | Whyalla Stuart 11kV | Reverse Normal Rating | MVA | 2027 | -26.3814 | Zone Substation | None | Minimum
Mid North | Williamstown 11kV | Reverse Normal Rating | MVA | 2027 | -2.7 | Zone Substation | None | Minimum
Mid North | Williamstown South 11kV | Reverse Normal Rating | MVA | 2027 | -4.446 | Zone Substation | None | Minimum
Metro South | Willunga 11kV | Reverse Normal Rating | MVA | 2027 | -6.21 | Zone Substation | None | Minimum
Metro South | Willunga 33kV | Reverse Normal Rating | MVA | 2027 | -8.775 | Zone Substation | None | Minimum
Upper North | Wilmington 11kV | Reverse Normal Rating | MVA | 2027 | -2.3085 | Zone Substation | None | Minimum
Upper North | Wirrabara Forest 11kV | Reverse Normal Rating | MVA | 2027 | -1.17 | Zone Substation | None | Minimum
Upper North | Wirrabara South 11kV | Reverse Normal Rating | MVA | 2027 | -0.117 | Zone Substation | None | Minimum
Metro South | Wirrina Cove 11kV | Reverse Normal Rating | MVA | 2027 | -1.755 | Zone Substation | None | Minimum
Upper North | Wongyarra 11kV | Reverse Normal Rating | MVA | 2027 | -0.234 | Zone Substation | None | Minimum
Metro East | Woodforde 11kV | Reverse Normal Rating | MVA | 2027 | -42.9146 | Zone Substation | None | Minimum
Murraylands | Woods Point 11kV | Reverse Normal Rating | MVA | 2027 | -8.01 | Zone Substation | None | Minimum
Eastern Hills | Woodside 11kV | Reverse Normal Rating | MVA | 2027 | -12.0462 | Zone Substation | Reverse N-1 | Minimum
Metro West | Woodville 11kV | Reverse Normal Rating | MVA | 2027 | -24.5385 | Zone Substation | None | Minimum
Metro West | Woodville 33kV | Reverse Normal Rating | MVA | 2027 | -30.51 | Zone Substation | None | Minimum
Riverland | Woolpunda 11kV | Reverse Normal Rating | MVA | 2027 | -17.1164 | Zone Substation | None | Minimum
Eyre Peninsula | Wudinna 11kV | Reverse Normal Rating | MVA | 2027 | -4.9101 | Zone Substation | None | Minimum
Eyre Peninsula | Wudinna 66kV | Reverse Normal Rating | MVA | 2027 | -25 | Connection Point | None | Minimum
Eyre Peninsula | Yadnarie 66kV | Reverse Normal Rating | MVA | 2027 | -20 | Connection Point | None | Minimum
Metro South | Yankalilla 11kV | Reverse Normal Rating | MVA | 2027 | -14.85 | Zone Substation | None | Minimum
Metro South | Yankalilla 33kV | Reverse Normal Rating | MVA | 2027 | -16.0312 | Zone Substation | None | Minimum
Metro South | Yankalilla Hill 11kV | Reverse Normal Rating | MVA | 2027 | -0.351 | Zone Substation | None | Minimum
Upper North | Yongala 11kV | Reverse Normal Rating | MVA | 2027 | -0.351 | Zone Substation | None | Minimum
Yorke Peninsula | Yorketown 11kV | Reverse Normal Rating | MVA | 2027 | -2.3376 | Zone Substation | None | Minimum
Adelaide Central | ACR 66kV | Reverse Normal Rating | MVA | 2028 | -225 | Connection Point | None | Minimum
Eastern Hills | Aldgate 11kV | Reverse Normal Rating | MVA | 2028 | -11.3227 | Zone Substation | None | Minimum
Metro South | Aldinga 11kV | Reverse Normal Rating | MVA | 2028 | -29.3748 | Zone Substation | None | Minimum
South East | Allendale East 11kV | Reverse Normal Rating | MVA | 2028 | -6.3939 | Zone Substation | None | Minimum
Mid North | Alma 11kV | Reverse Normal Rating | MVA | 2028 | -0.1755 | Zone Substation | None | Minimum
Metro South | American River 11kV | Reverse Normal Rating | MVA | 2028 | -2.7 | Zone Substation | None | Minimum
Eastern Hills | Angas Creek 33kV | Reverse Normal Rating | MVA | 2028 | -25 | Connection Point | None | Minimum
Mid North | Angaston 11kV | Reverse Normal Rating | MVA | 2028 | -26.018 | Zone Substation | None | Minimum
Metro North | Angle Vale 11kV | Reverse Normal Rating | MVA | 2028 | -26.1734 | Zone Substation | None | Minimum
Yorke Peninsula | Ardrossan 11kV | Reverse Normal Rating | MVA | 2028 | -3.3185 | Zone Substation | None | Minimum
Yorke Peninsula | Ardrossan West 33kV | Reverse Normal Rating | MVA | 2028 | -25 | Connection Point | None | Minimum
Eyre Peninsula | Arno Bay 11kV | Reverse Normal Rating | MVA | 2028 | -2.7 | Zone Substation | None | Minimum
Metro South | Ascot Park 11kV | Reverse Normal Rating | MVA | 2028 | -21.51 | Zone Substation | N | Minimum
Metro West | Athol Park 11kV | Reverse Normal Rating | MVA | 2028 | -23.3788 | Zone Substation | None | Minimum
Mid North | Auburn 11kV | Reverse Normal Rating | MVA | 2028 | -3.5224 | Zone Substation | None | Minimum
Yorke Peninsula | Balaklava 7.6kV | Reverse Normal Rating | MVA | 2028 | -4.6146 | Zone Substation | None | Minimum
Eastern Hills | Balhannah 33kV | Reverse Normal Rating | MVA | 2028 | -31.9989 | Zone Substation | None | Minimum
Upper North | Baroota 33kV | Reverse Normal Rating | MVA | 2028 | -10 | Connection Point | None | Minimum
Upper North | Baroota Town 11kV | Reverse Normal Rating | MVA | 2028 | -0.64125 | Zone Substation | None | Minimum
Mid North | Barossa South TF1 11kV | Reverse Normal Rating | MVA | 2028 | -8.0156 | Zone Substation | None | Minimum
Mid North | Barossa South TF2 11kV | Reverse Normal Rating | MVA | 2028 | -7.7805 | Zone Substation | None | Minimum
South East | Beachport 11kV | Reverse Normal Rating | MVA | 2028 | -2.43 | Zone Substation | None | Minimum
Murraylands | Belvedere Road 7.6kV | Reverse Normal Rating | MVA | 2028 | -0.351 | Zone Substation | None | Minimum
Riverland | Berri 11kV | Reverse Normal Rating | MVA | 2028 | -24.9356 | Zone Substation | None | Minimum
Riverland | Berri 66kV | Reverse Normal Rating | MVA | 2028 | -90 | Connection Point | None | Minimum
Murraylands | Binnies 11kV | Reverse Normal Rating | MVA | 2028 | -2.223 | Zone Substation | None | Minimum
Eastern Hills | Birdwood 11kV | Reverse Normal Rating | MVA | 2028 | -3.5055 | Zone Substation | None | Minimum
Yorke Peninsula | Black Point 11kV | Reverse Normal Rating | MVA | 2028 | -1.17 | Zone Substation | None | Minimum
Metro West | Blackpool 11kV | Reverse Normal Rating | MVA | 2028 | -31.1979 | Zone Substation | None | Minimum
Metro South | Blackwood 11kV | Reverse Normal Rating | MVA | 2028 | -52.095 | Zone Substation | None | Minimum
South East | Blanche 33kV | Reverse Normal Rating | MVA | 2028 | -50 | Connection Point | None | Minimum
Upper North | Booleroo Centre 11kV | Reverse Normal Rating | MVA | 2028 | -1.17 | Zone Substation | None | Minimum
Eyre Peninsula | Boothby 33kV | Reverse Normal Rating | MVA | 2028 | -2.7 | Zone Substation | N-1 | Minimum
Upper North | Booyoolie 11kV | Reverse Normal Rating | MVA | 2028 | -0.1755 | Zone Substation | None | Minimum
South East | Bordertown 11kV | Reverse Normal Rating | MVA | 2028 | -12.7638 | Zone Substation | N-1 | Minimum
Mid North | Brinkworth 33kV | Reverse Normal Rating | MVA | 2028 | -10 | Connection Point | None | Minimum
Mid North | Brinkworth Town 11kV | Reverse Normal Rating | MVA | 2028 | -2.7 | Zone Substation | None | Minimum
Eastern Hills | Brukunga 11kV | Reverse Normal Rating | MVA | 2028 | -0.585 | Zone Substation | None | Minimum
Upper North | Bungama Napperby 11kV | Reverse Normal Rating | MVA | 2028 | -1.1665 | Zone Substation | None | Minimum
Metro East | Burnside 11kV | Reverse Normal Rating | MVA | 2028 | -27.45 | Zone Substation | None | Minimum
Mid North | Burra TF2 11kV | Reverse Normal Rating | MVA | 2028 | -3.33 | Zone Substation | None | Minimum
Riverland | Cadell 11kV | Reverse Normal Rating | MVA | 2028 | -2.3591 | Zone Substation | None | Minimum
Murraylands | Caloote 11kV | Reverse Normal Rating | MVA | 2028 | -3.5302 | Zone Substation | None | Minimum
Upper North | Caltowie 11kV | Reverse Normal Rating | MVA | 2028 | -0.234 | Zone Substation | None | Minimum
Murraylands | Cambrai 11kV | Reverse Normal Rating | MVA | 2028 | -1.1665 | Zone Substation | None | Minimum
Murraylands | Campbell Park 11kV | Reverse Normal Rating | MVA | 2028 | -3.51 | Zone Substation | None | Minimum
Metro East | Campbelltown 11kV | Reverse Normal Rating | MVA | 2028 | -66.4731 | Zone Substation | None | Minimum
Metro South | Cape Jervis 11kV | Reverse Normal Rating | MVA | 2028 | -1.17 | Zone Substation | None | Minimum
Metro South | Cape Jervis 33kV | Reverse Normal Rating | MVA | 2028 | -48.96 | Zone Substation | N-1 | Minimum
Eyre Peninsula | Caralue 11kV | Reverse Normal Rating | MVA | 2028 | -2.88 | Zone Substation | None | Minimum
Metro West | Cavan 11kV | Reverse Normal Rating | MVA | 2028 | -50.9874 | Zone Substation | None | Minimum
Adelaide Central | CBD 33kV | Reverse Normal Rating | MVA | 2028 | 0 | Zone Substation | None | Minimum
Eyre Peninsula | Ceduna 11kV | Reverse Normal Rating | MVA | 2028 | -11.5114 | Zone Substation | None | Minimum
Eastern Hills | Chain of Ponds 11kV | Reverse Normal Rating | MVA | 2028 | -0.55575 | Zone Substation | None | Minimum
Metro West | Cheltenham 11kV | Reverse Normal Rating | MVA | 2028 | -27.63 | Zone Substation | None | Minimum
Metro West | Cheltenham 33kV | Reverse Normal Rating | MVA | 2028 | -29.79 | Zone Substation | None | Minimum
Mid North | Clare 11kV | Reverse Normal Rating | MVA | 2028 | -11.8394 | Zone Substation | None | Minimum
Mid North | Clare North 33kV | Reverse Normal Rating | MVA | 2028 | -25 | Connection Point | None | Minimum
Metro South | Clarence Gardens 11kV | Reverse Normal Rating | MVA | 2028 | -33.3 | Zone Substation | None | Minimum
Metro South | Clarendon 11kV | Reverse Normal Rating | MVA | 2028 | -7.83 | Zone Substation | None | Minimum
Metro East | Clearview 11kV | Reverse Normal Rating | MVA | 2028 | -23.9375 | Zone Substation | N | Minimum
Eyre Peninsula | Cleve 11kV | Reverse Normal Rating | MVA | 2028 | -6.4003 | Zone Substation | None | Minimum
Eyre Peninsula | Cleve 33kV | Reverse Normal Rating | MVA | 2028 | -15.93 | Zone Substation | N-1 | Minimum
Eyre Peninsula | Coffin Bay 11kV | Reverse Normal Rating | MVA | 2028 | -2.43 | Zone Substation | None | Minimum
Mid North | Collinsfield 11kV | Reverse Normal Rating | MVA | 2028 | -2.43 | Zone Substation | None | Minimum
Murraylands | Coomandook 11kV | Reverse Normal Rating | MVA | 2028 | -0.64125 | Zone Substation | None | Minimum
Murraylands | Coonalpyn 11kV | Reverse Normal Rating | MVA | 2028 | -1.1115 | Zone Substation | None | Minimum
South East | Coonawarra 11kV | Reverse Normal Rating | MVA | 2028 | -11.2035 | Zone Substation | None | Minimum
Upper North | Copley Nepabunna 33kV | Reverse Normal Rating | MVA | 2028 | -0.351 | Zone Substation | N-1 | Minimum
Riverland | Cordola 11kV | Reverse Normal Rating | MVA | 2028 | -2.5573 | Zone Substation | None | Minimum
Adelaide Central | Coromandel Place 11kV | Reverse Normal Rating | MVA | 2028 | -82.8349 | Zone Substation | None | Minimum
Eyre Peninsula | Cowell 11kV | Reverse Normal Rating | MVA | 2028 | -2.7 | Zone Substation | None | Minimum
Metro West | Croydon 11kV | Reverse Normal Rating | MVA | 2028 | -52.6495 | Zone Substation | None | Minimum
Metro West | Croydon Park 11kV | Reverse Normal Rating | MVA | 2028 | -24.5297 | Zone Substation | None | Minimum
Upper North | Crystal Brook 11kV | Reverse Normal Rating | MVA | 2028 | -3.6643 | Zone Substation | None | Minimum
Metro South | Cudmore Park 11kV | Reverse Normal Rating | MVA | 2028 | -22.1853 | Zone Substation | None | Minimum
Eyre Peninsula | Cummins 11kV | Reverse Normal Rating | MVA | 2028 | -4.1352 | Zone Substation | None | Minimum
Yorke Peninsula | Curramulka 7.6kV | Reverse Normal Rating | MVA | 2028 | -0.234 | Zone Substation | None | Minimum
Yorke Peninsula | Curramulka South 11kV | Reverse Normal Rating | MVA | 2028 | -0.1755 | Zone Substation | None | Minimum
Yorke Peninsula | Dalrymple 33kV | Reverse Normal Rating | MVA | 2028 | -25 | Connection Point | None | Minimum
Eyre Peninsula | Darke Peak 11kV | Reverse Normal Rating | MVA | 2028 | -1.2825 | Zone Substation | None | Minimum
Upper North | Davenport West 33kV | Reverse Normal Rating | MVA | 2028 | -60 | Connection Point | None | Minimum
Eastern Hills | Deloraine 11kV | Reverse Normal Rating | MVA | 2028 | -0.351 | Zone Substation | None | Minimum
Metro North | Direk 11kV | Reverse Normal Rating | MVA | 2028 | -49.8793 | Zone Substation | None | Minimum
Mid North | Dorrien 33kV | Reverse Normal Rating | MVA | 2028 | -120 | Connection Point | None | Minimum
Mid North | Dorrien TF4 11kV | Reverse Normal Rating | MVA | 2028 | -13.14 | Zone Substation | None | Minimum
Mid North | Dorrien TF5 11kV | Reverse Normal Rating | MVA | 2028 | -14.49 | Zone Substation | None | Minimum
Yorke Peninsula | Dowlingville 11kV | Reverse Normal Rating | MVA | 2028 | -0.234 | Zone Substation | None | Minimum
Adelaide Central | East Terrace 11kV | Reverse Normal Rating | MVA | 2028 | -70.0563 | Zone Substation | None | Minimum
Metro North | Edinburgh 11kV | Reverse Normal Rating | MVA | 2028 | -51.3522 | Zone Substation | None | Minimum
Yorke Peninsula | Edithburgh 11kV | Reverse Normal Rating | MVA | 2028 | -2.7 | Zone Substation | None | Minimum
Metro North | Elizabeth Downs 11kV | Reverse Normal Rating | MVA | 2028 | -53.7703 | Zone Substation | None | Minimum
Metro North | Elizabeth Heights 11kV | Reverse Normal Rating | MVA | 2028 | -24.8088 | Zone Substation | None | Minimum
Metro North | Elizabeth South 11kV | Reverse Normal Rating | MVA | 2028 | -22.804 | Zone Substation | None | Minimum
Mid North | Eudunda 11kV | Reverse Normal Rating | MVA | 2028 | -2.16 | Zone Substation | None | Minimum
Metro North | Evanston 11kV | Reverse Normal Rating | MVA | 2028 | -51.9012 | Zone Substation | N-1 | Minimum
Metro North | Evanston 33kV | Reverse Normal Rating | MVA | 2028 | -10.6875 | Zone Substation | None | Minimum
Metro West | Findon 11kV | Reverse Normal Rating | MVA | 2028 | -22.3393 | Zone Substation | None | Minimum
Metro West | Flinders Park 11kV | Reverse Normal Rating | MVA | 2028 | -26.46 | Zone Substation | None | Minimum
Mid North | Florieton SWER 19kV | Reverse Normal Rating | MVA | 2028 | 0 | Connection Point | None | Minimum
Eastern Hills | Forreston 11kV | Reverse Normal Rating | MVA | 2028 | -1.17 | Zone Substation | None | Minimum
Mid North | Freeling 11kV | Reverse Normal Rating | MVA | 2028 | -3.4999 | Zone Substation | None | Minimum
Mid North | Freeling North 11kV | Reverse Normal Rating | MVA | 2028 | -3.96 | Zone Substation | None | Minimum
Metro West | Fulham Gardens 11kV | Reverse Normal Rating | MVA | 2028 | -50.1037 | Zone Substation | None | Minimum
Upper North | Fullerville 11kV | Reverse Normal Rating | MVA | 2028 | -0.234 | Zone Substation | None | Minimum
Mid North | Gawler Belt TF1 11kV | Reverse Normal Rating | MVA | 2028 | -12.6 | Zone Substation | None | Minimum
Mid North | Gawler Belt TF2 11kV | Reverse Normal Rating | MVA | 2028 | -14.31 | Zone Substation | None | Minimum
Mid North | Georgetown 11kV | Reverse Normal Rating | MVA | 2028 | -0.351 | Zone Substation | None | Minimum
Murraylands | Geranium 11kV | Reverse Normal Rating | MVA | 2028 | -0.1755 | Zone Substation | None | Minimum
Upper North | Gladstone 11kV | Reverse Normal Rating | MVA | 2028 | -4.2776 | Zone Substation | None | Minimum
Metro West | Glanville 11kV | Reverse Normal Rating | MVA | 2028 | -21.5483 | Zone Substation | None | Minimum
South East | Glencoe 11kV | Reverse Normal Rating | MVA | 2028 | -1.89 | Zone Substation | None | Minimum
Metro South | Glenelg North 11kV | Reverse Normal Rating | MVA | 2028 | -25.1213 | Zone Substation | None | Minimum
Riverland | Glossop 11kV | Reverse Normal Rating | MVA | 2028 | -13.6306 | Zone Substation | None | Minimum
Metro East | Golden Grove 11kV | Reverse Normal Rating | MVA | 2028 | -78.8967 | Zone Substation | None | Minimum
Mid North | Gomersal North 11kV | Reverse Normal Rating | MVA | 2028 | -0.64125 | Zone Substation | None | Minimum
Metro South | Goolwa 11kV | Reverse Normal Rating | MVA | 2028 | -30.3035 | Zone Substation | None | Minimum
Mid North | Gulnare 11kV | Reverse Normal Rating | MVA | 2028 | -0.351 | Zone Substation | None | Minimum
Eastern Hills | Gumeracha 11kV | Reverse Normal Rating | MVA | 2028 | -0.1755 | Zone Substation | None | Minimum
Eastern Hills | Gumeracha Weir 11kV | Reverse Normal Rating | MVA | 2028 | -0.351 | Zone Substation | None | Minimum
Eastern Hills | Gumhaven 11kV | Reverse Normal Rating | MVA | 2028 | -0.351 | Zone Substation | None | Minimum
Metro South | Hackham 11kV | Reverse Normal Rating | MVA | 2028 | -28.44 | Zone Substation | N-1 | Minimum
Eastern Hills | Hahndorf 11kV | Reverse Normal Rating | MVA | 2028 | -6.21 | Zone Substation | None | Minimum
Mid North | Halbury 11kV | Reverse Normal Rating | MVA | 2028 | -0.36855 | Zone Substation | None | Minimum
Mid North | Hamley Bridge 11kV | Reverse Normal Rating | MVA | 2028 | -2.7 | Zone Substation | None | Minimum
Metro South | Happy Valley 11kV | Reverse Normal Rating | MVA | 2028 | -53.704 | Zone Substation | None | Minimum
Metro East | Harrow 11kV | Reverse Normal Rating | MVA | 2028 | -27.4423 | Zone Substation | None | Minimum
South East | Hatherleigh 11kV | Reverse Normal Rating | MVA | 2028 | -0.351 | Zone Substation | None | Minimum
Upper North | Hawker 11kV | Reverse Normal Rating | MVA | 2028 | -1.0102 | Zone Substation | None | Minimum
Metro South | Hay Flat 11kV | Reverse Normal Rating | MVA | 2028 | -0.234 | Zone Substation | None | Minimum
Metro West | Henley South 11kV | Reverse Normal Rating | MVA | 2028 | -51.3673 | Zone Substation | None | Minimum
Eastern Hills | Hermitage 11kV | Reverse Normal Rating | MVA | 2028 | -0.585 | Zone Substation | None | Minimum
Metro East | Hillcrest 11kV | Reverse Normal Rating | MVA | 2028 | -53.7169 | Zone Substation | None | Minimum
Adelaide Central | Hindley Street 11kV | Reverse Normal Rating | MVA | 2028 | -71.9895 | Zone Substation | None | Minimum
Metro East | Holden Hill 11kV | Reverse Normal Rating | MVA | 2028 | -42.0417 | Zone Substation | None | Minimum
Metro East | Hope Valley 11kV | Reverse Normal Rating | MVA | 2028 | -26.19 | Zone Substation | None | Minimum
Eastern Hills | Houghton 7.6kV | Reverse Normal Rating | MVA | 2028 | -3.51 | Zone Substation | None | Minimum
Mid North | Hoyleton 11kV | Reverse Normal Rating | MVA | 2028 | -0.1755 | Zone Substation | None | Minimum
Yorke Peninsula | Hummocks 33kV | Reverse Normal Rating | MVA | 2028 | -25 | Connection Point | None | Minimum
Metro East | Ingle Farm 11kV | Reverse Normal Rating | MVA | 2028 | -48.9912 | Zone Substation | None | Minimum
South East | Inverness 11kV | Reverse Normal Rating | MVA | 2028 | -1.17 | Zone Substation | None | Minimum
Murraylands | Jabuk 11kV | Reverse Normal Rating | MVA | 2028 | -0.234 | Zone Substation | None | Minimum
Yorke Peninsula | James Well 11kV | Reverse Normal Rating | MVA | 2028 | -0.585 | Zone Substation | None | Minimum
Upper North | Jamestown 11kV | Reverse Normal Rating | MVA | 2028 | -3.7005 | Zone Substation | Reverse N-1 | Minimum
Murraylands | Jervois 11kV | Reverse Normal Rating | MVA | 2028 | -4.446 | Zone Substation | None | Minimum
Yorke Peninsula | Kadina 11kV | Reverse Normal Rating | MVA | 2028 | -15.6243 | Zone Substation | None | Minimum
Yorke Peninsula | Kadina East 33kV | Reverse Normal Rating | MVA | 2028 | -60 | Connection Point | None | Minimum
South East | Kalangadoo 11kV | Reverse Normal Rating | MVA | 2028 | -0.585 | Zone Substation | None | Minimum
South East | Kalangadoo West 11kV | Reverse Normal Rating | MVA | 2028 | -1.1633 | Zone Substation | None | Minimum
Eastern Hills | Kanmantoo Copper Mine 11kV | Reverse Normal Rating | MVA | 2028 | -3 | Connection Point | None | Minimum
Mid North | Kapunda TF1 11kV | Reverse Normal Rating | MVA | 2028 | -15.39 | Zone Substation | None | Minimum
Mid North | Kapunda TF2 11kV | Reverse Normal Rating | MVA | 2028 | -15.57 | Zone Substation | None | Minimum
Murraylands | Karoonda 11kV | Reverse Normal Rating | MVA | 2028 | -0.8145 | Zone Substation | Reverse N | Minimum
South East | Keith 11kV | Reverse Normal Rating | MVA | 2028 | -14.9314 | Zone Substation | None | Minimum
South East | Keith 33kV | Reverse Normal Rating | MVA | 2028 | -25 | Connection Point | None | Minimum
Metro East | Kent Town 11kV | Reverse Normal Rating | MVA | 2028 | -51.7529 | Zone Substation | None | Minimum
Eastern Hills | Kersbrook 11kV | Reverse Normal Rating | MVA | 2028 | -1.17 | Zone Substation | None | Minimum
Metro South | Keswick 11kV | Reverse Normal Rating | MVA | 2028 | -45.5102 | Zone Substation | None | Minimum
Murraylands | Ki Ki 11kV | Reverse Normal Rating | MVA | 2028 | -0.1755 | Zone Substation | None | Minimum
Metro West | Kilburn 11kV | Reverse Normal Rating | MVA | 2028 | -76.5489 | Zone Substation | None | Minimum
Metro East | Kilburn South 11kV | Reverse Normal Rating | MVA | 2028 | -32.49 | Zone Substation | None | Minimum
Metro West | Kilkenny 11kV | Reverse Normal Rating | MVA | 2028 | -49.9653 | Zone Substation | None | Minimum
South East | Kincraig 33kV | Reverse Normal Rating | MVA | 2028 | -25 | Connection Point | None | Minimum
Metro South | Kingscote 11kV | Reverse Normal Rating | MVA | 2028 | -7.65 | Zone Substation | None | Minimum
South East | Kingston SE 11kV | Reverse Normal Rating | MVA | 2028 | -3.4822 | Zone Substation | None | Minimum
Metro South | Kingswood 11kV | Reverse Normal Rating | MVA | 2028 | -62.2048 | Zone Substation | None | Minimum
South East | Kongorong 11kV | Reverse Normal Rating | MVA | 2028 | -1.197 | Zone Substation | None | Minimum
South East | Kumorna 11kV | Reverse Normal Rating | MVA | 2028 | -1.17 | Zone Substation | None | Minimum
Mid North | Kybunga 11kV | Reverse Normal Rating | MVA | 2028 | -0.117 | Zone Substation | None | Minimum
Murraylands | Lameroo 11kV | Reverse Normal Rating | MVA | 2028 | -2.3228 | Zone Substation | None | Minimum
Eastern Hills | Langhorne Creek 11kV | Reverse Normal Rating | MVA | 2028 | -6.1697 | Zone Substation | None | Minimum
Metro West | Largs North 11kV | Reverse Normal Rating | MVA | 2028 | -31.9732 | Zone Substation | None | Minimum
Metro West | Lefevre 11kV | Reverse Normal Rating | MVA | 2028 | -67.1218 | Zone Substation | None | Minimum
Upper North | Leigh Creek South 33kV | Reverse Normal Rating | MVA | 2028 | -5 | Connection Point | None | Minimum
Metro East | Linden Park 11kV | Reverse Normal Rating | MVA | 2028 | -50.0995 | Zone Substation | None | Minimum
Eyre Peninsula | Little Swamp 11kV | Reverse Normal Rating | MVA | 2028 | -0.351 | Zone Substation | None | Minimum
Eastern Hills | Lobethal 11kV | Reverse Normal Rating | MVA | 2028 | -12.0603 | Zone Substation | None | Minimum
Eyre Peninsula | Lock 11kV | Reverse Normal Rating | MVA | 2028 | -1.08 | Zone Substation | None | Minimum
Riverland | Loveday 11kV | Reverse Normal Rating | MVA | 2028 | -18.6133 | Zone Substation | None | Minimum
Metro South | Lower Mitcham 11kV | Reverse Normal Rating | MVA | 2028 | -23.1677 | Zone Substation | None | Minimum
Riverland | Loxton 11kV | Reverse Normal Rating | MVA | 2028 | -19.7589 | Zone Substation | None | Minimum
South East | Lucindale 11kV | Reverse Normal Rating | MVA | 2028 | -3.2375 | Zone Substation | None | Minimum
Mid North | Lyndoch 11kV | Reverse Normal Rating | MVA | 2028 | -4.14 | Zone Substation | None | Minimum
Mid North | Lyndoch South 7.6kV | Reverse Normal Rating | MVA | 2028 | -0.585 | Zone Substation | None | Minimum
Riverland | Lyrup 11kV | Reverse Normal Rating | MVA | 2028 | -6.0039 | Zone Substation | None | Minimum
Metro South | MacGillivray 11kV | Reverse Normal Rating | MVA | 2028 | -2.158 | Zone Substation | None | Minimum
Yorke Peninsula | Maitland 11kV | Reverse Normal Rating | MVA | 2028 | -5.8219 | Zone Substation | None | Minimum
Mid North | Mallala 11kV | Reverse Normal Rating | MVA | 2028 | -6.3747 | Zone Substation | None | Minimum
Murraylands | Mannum 33kV | Reverse Normal Rating | MVA | 2028 | -20 | Connection Point | None | Minimum
Murraylands | Mannum Town 7.6kV | Reverse Normal Rating | MVA | 2028 | -5.5465 | Zone Substation | None | Minimum
Yorke Peninsula | Marion Bay 11kV | Reverse Normal Rating | MVA | 2028 | -1.2825 | Zone Substation | None | Minimum
Mid North | Marrabel 11kV | Reverse Normal Rating | MVA | 2028 | -2.394 | Zone Substation | None | Minimum
Metro South | McLaren Flat TF1 11kV | Reverse Normal Rating | MVA | 2028 | -13.86 | Zone Substation | None | Minimum
Metro South | McLaren Flat TF2 11kV | Reverse Normal Rating | MVA | 2028 | -14.4 | Zone Substation | None | Minimum
Metro South | McLaren Vale 11kV | Reverse Normal Rating | MVA | 2028 | -4.8552 | Zone Substation | None | Minimum
Metro South | McLaren Vale Vineyard 11kV | Reverse Normal Rating | MVA | 2028 | -0.1755 | Zone Substation | None | Minimum
Eastern Hills | Meadows 11kV | Reverse Normal Rating | MVA | 2028 | -6.401 | Zone Substation | Reverse N-1 | Minimum
Upper North | Melrose 11kV | Reverse Normal Rating | MVA | 2028 | -0.585 | Zone Substation | None | Minimum
Murraylands | Meningie 11kV | Reverse Normal Rating | MVA | 2028 | -6.2818 | Zone Substation | None | Minimum
Metro East | Metro East 66kV | Reverse Normal Rating | MVA | 2028 | -1030 | Connection Point | None | Minimum
Metro North | Metro North 66kV | Reverse Normal Rating | MVA | 2028 | -490 | Connection Point | None | Minimum
Metro South | Metro South 66kV | Reverse Normal Rating | MVA | 2028 | -830 | Connection Point | None | Minimum
Metro West | Metro West 66kV | Reverse Normal Rating | MVA | 2028 | -590 | Connection Point | None | Minimum
Eastern Hills | Milang 11kV | Reverse Normal Rating | MVA | 2028 | -6.1309 | Zone Substation | None | Minimum
South East | Millicent 11kV | Reverse Normal Rating | MVA | 2028 | -11.2296 | Zone Substation | None | Minimum
Yorke Peninsula | Minlaton 11kV | Reverse Normal Rating | MVA | 2028 | -2.3287 | Zone Substation | None | Minimum
Murraylands | Mobilong 33kV | Reverse Normal Rating | MVA | 2028 | -57.2 | Connection Point | None | Minimum
Murraylands | Monarto Central 11kV | Reverse Normal Rating | MVA | 2028 | -7.83 | Zone Substation | None | Minimum
Murraylands | Monarto South 11kV | Reverse Normal Rating | MVA | 2028 | -13.41 | Zone Substation | None | Minimum
Yorke Peninsula | Moonta 11kV | Reverse Normal Rating | MVA | 2028 | -11.5203 | Zone Substation | N-1 | Minimum
Eyre Peninsula | Moorkitabie 11kV | Reverse Normal Rating | MVA | 2028 | -1.26 | Zone Substation | None | Minimum
Riverland | Morgan 11kV | Reverse Normal Rating | MVA | 2028 | -1.2825 | Zone Substation | N | Minimum
Metro South | Morphett Vale East 11kV | Reverse Normal Rating | MVA | 2028 | -51.6152 | Zone Substation | None | Minimum
Metro South | Morphettville 11kV | Reverse Normal Rating | MVA | 2028 | -25.6385 | Zone Substation | None | Minimum
Eastern Hills | Mount Barker 11kV | Reverse Normal Rating | MVA | 2028 | -65.4639 | Zone Substation | None | Minimum
Eastern Hills | Mount Barker 66kV | Reverse Normal Rating | MVA | 2028 | -110 | Connection Point | None | Minimum
South East | Mount Burr 11kV | Reverse Normal Rating | MVA | 2028 | -0.3258 | Zone Substation | None | Minimum
South East | Mount Gambier 11kV | Reverse Normal Rating | MVA | 2028 | -22.8997 | Zone Substation | None | Minimum
South East | Mount Gambier 33kV | Reverse Normal Rating | MVA | 2028 | -25 | Connection Point | None | Minimum
South East | Mount Gambier North 11kV | Reverse Normal Rating | MVA | 2028 | -16.0312 | Zone Substation | N-1 | Minimum
South East | Mount Gambier West 11kV | Reverse Normal Rating | MVA | 2028 | -23.0724 | Zone Substation | None | Minimum
Upper North | Mount Gunson 33kV | Reverse Normal Rating | MVA | 2028 | -10 | Connection Point | None | Minimum
Eastern Hills | Mount Pleasant 11kV | Reverse Normal Rating | MVA | 2028 | -3.33 | Zone Substation | None | Minimum
South East | Mount Schank 11kV | Reverse Normal Rating | MVA | 2028 | -3.5474 | Zone Substation | None | Minimum
Murraylands | Murray Bridge North 11kV | Reverse Normal Rating | MVA | 2028 | -23.4942 | Zone Substation | None | Minimum
Murraylands | Murray Bridge South 11kV | Reverse Normal Rating | MVA | 2028 | -25.5699 | Zone Substation | None | Minimum
Eastern Hills | Mylor 11kV | Reverse Normal Rating | MVA | 2028 | -4.446 | Zone Substation | None | Minimum
Murraylands | Mypolonga 11kV | Reverse Normal Rating | MVA | 2028 | -4.557 | Zone Substation | None | Minimum
Metro South | Myponga 11kV | Reverse Normal Rating | MVA | 2028 | -11.9347 | Zone Substation | None | Minimum
Eastern Hills | Nairne 11kV | Reverse Normal Rating | MVA | 2028 | -8.2729 | Zone Substation | Reverse N-1 | Minimum
South East | Nangwarry 11kV | Reverse Normal Rating | MVA | 2028 | -3.258 | Zone Substation | None | Minimum
South East | Naracoorte 11kV | Reverse Normal Rating | MVA | 2028 | -26.8544 | Zone Substation | None | Minimum
South East | Naracoorte East 11kV | Reverse Normal Rating | MVA | 2028 | -15.93 | Zone Substation | None | Minimum
Murraylands | Narrung 11kV | Reverse Normal Rating | MVA | 2028 | -3.4823 | Zone Substation | None | Minimum
Upper North | Neuroodla 33kV | Reverse Normal Rating | MVA | 2028 | -10 | Connection Point | None | Minimum
Metro West | New Osborne 11kV | Reverse Normal Rating | MVA | 2028 | -11.25 | Zone Substation | None | Minimum
Metro West | New Richmond 11kV | Reverse Normal Rating | MVA | 2028 | -46.2004 | Zone Substation | None | Minimum
Murraylands | Nildottie 11kV | Reverse Normal Rating | MVA | 2028 | -3.96 | Zone Substation | None | Minimum
Yorke Peninsula | Ninnes 11kV | Reverse Normal Rating | MVA | 2028 | -1.17 | Zone Substation | None | Minimum
Metro South | Noarlunga Centre 11kV | Reverse Normal Rating | MVA | 2028 | -25.4451 | Zone Substation | None | Minimum
Metro East | North Adelaide 11kV | Reverse Normal Rating | MVA | 2028 | -63.1059 | Zone Substation | None | Minimum
Metro South | North Unley 11kV | Reverse Normal Rating | MVA | 2028 | -23.4069 | Zone Substation | None | Minimum
Riverland | North West Bend 66kV | Reverse Normal Rating | MVA | 2028 | -40 | Connection Point | None | Minimum
Metro East | Northfield 11kV | Reverse Normal Rating | MVA | 2028 | -23.8789 | Zone Substation | N | Minimum
Metro East | Norwood 11kV | Reverse Normal Rating | MVA | 2028 | -77.0372 | Zone Substation | None | Minimum
Mid North | Nuriootpa 11kV | Reverse Normal Rating | MVA | 2028 | -12.33 | Zone Substation | None | Minimum
Metro South | Oaklands 11kV | Reverse Normal Rating | MVA | 2028 | -52.262 | Zone Substation | None | Minimum
Upper North | Orroroo 11kV | Reverse Normal Rating | MVA | 2028 | -2.3292 | Zone Substation | None | Minimum
South East | Padthaway 11kV | Reverse Normal Rating | MVA | 2028 | -12.2652 | Zone Substation | None | Minimum
Murraylands | Palmer 11kV | Reverse Normal Rating | MVA | 2028 | -0.351 | Zone Substation | None | Minimum
Metro South | Panorama 11kV | Reverse Normal Rating | MVA | 2028 | -52.6584 | Zone Substation | None | Minimum
Metro North | Parafield Gardens 11kV | Reverse Normal Rating | MVA | 2028 | -67.047 | Zone Substation | None | Minimum
Metro North | Paralowie 11kV | Reverse Normal Rating | MVA | 2028 | -24.8515 | Zone Substation | None | Minimum
Murraylands | Parilla 11kV | Reverse Normal Rating | MVA | 2028 | -1.17 | Zone Substation | None | Minimum
Riverland | Paringa 11kV | Reverse Normal Rating | MVA | 2028 | -3.2063 | Zone Substation | None | Minimum
Riverland | Paringa 33kV | Reverse Normal Rating | MVA | 2028 | -31.1789 | Zone Substation | None | Minimum
Yorke Peninsula | Paskeville 11kV | Reverse Normal Rating | MVA | 2028 | -1.1057 | Zone Substation | None | Minimum
Murraylands | Peake 11kV | Reverse Normal Rating | MVA | 2028 | -0.3258 | Zone Substation | None | Minimum
Murraylands | Pellaring Flat 11kV | Reverse Normal Rating | MVA | 2028 | -0.117 | Zone Substation | None | Minimum
Metro North | Penfield 11kV | Reverse Normal Rating | MVA | 2028 | -45.5759 | Zone Substation | None | Minimum
Metro South | Penneshaw 11kV | Reverse Normal Rating | MVA | 2028 | -1.881 | Zone Substation | None | Minimum
South East | Penola 11kV | Reverse Normal Rating | MVA | 2028 | -3.8373 | Zone Substation | None | Minimum
South East | Penola West 33kV | Reverse Normal Rating | MVA | 2028 | -25 | Connection Point | None | Minimum
Upper North | Peterborough 11kV | Reverse Normal Rating | MVA | 2028 | -2.52 | Zone Substation | None | Minimum
Eastern Hills | Piccadilly 11kV | Reverse Normal Rating | MVA | 2028 | -3.5055 | Zone Substation | None | Minimum
Murraylands | Pinnaroo 11kV | Reverse Normal Rating | MVA | 2028 | -2.2372 | Zone Substation | None | Minimum
Murraylands | Pinnaroo South 11kV | Reverse Normal Rating | MVA | 2028 | -0.351 | Zone Substation | None | Minimum
Metro South | Plympton 11kV | Reverse Normal Rating | MVA | 2028 | -25.5862 | Zone Substation | None | Minimum
Eyre Peninsula | Point Boston 11kV | Reverse Normal Rating | MVA | 2028 | -1.9665 | Zone Substation | None | Minimum
Eyre Peninsula | Polda 11kV | Reverse Normal Rating | MVA | 2028 | -1.17 | Zone Substation | None | Minimum
Eyre Peninsula | Poonindie 11kV | Reverse Normal Rating | MVA | 2028 | -1.1115 | Zone Substation | None | Minimum
Metro West | Port Adelaide 11kV | Reverse Normal Rating | MVA | 2028 | -29.8724 | Zone Substation | None | Minimum
Metro West | Port Adelaide North 11kV | Reverse Normal Rating | MVA | 2028 | -44.1261 | Zone Substation | None | Minimum
Upper North | Port Augusta 11kV | Reverse Normal Rating | MVA | 2028 | -25.65 | Zone Substation | None | Minimum
Upper North | Port Augusta West TF1 11kV | Reverse Normal Rating | MVA | 2028 | -13.59 | Zone Substation | None | Minimum
Upper North | Port Augusta West TF2 11kV | Reverse Normal Rating | MVA | 2028 | -15.39 | Zone Substation | None | Minimum
Upper North | Port Broughton 11kV | Reverse Normal Rating | MVA | 2028 | -4.7547 | Zone Substation | None | Minimum
Yorke Peninsula | Port Clinton 11kV | Reverse Normal Rating | MVA | 2028 | -1.17 | Zone Substation | None | Minimum
Upper North | Port Germein 11kV | Reverse Normal Rating | MVA | 2028 | -1.17 | Zone Substation | None | Minimum
Yorke Peninsula | Port Giles 11kV | Reverse Normal Rating | MVA | 2028 | -3.2063 | Zone Substation | None | Minimum
Yorke Peninsula | Port Julia 11kV | Reverse Normal Rating | MVA | 2028 | -1.17 | Zone Substation | None | Minimum
Eyre Peninsula | Port Lincoln City 11kV | Reverse Normal Rating | MVA | 2028 | -25.5762 | Zone Substation | None | Minimum
Eyre Peninsula | Port Lincoln Docks 11kV | Reverse Normal Rating | MVA | 2028 | -12.06 | Zone Substation | None | Minimum
Eyre Peninsula | Port Lincoln Marina 11kV | Reverse Normal Rating | MVA | 2028 | -16.02 | Zone Substation | None | Minimum
Eyre Peninsula | Port Lincoln Terminal 33kV | Reverse Normal Rating | MVA | 2028 | -50 | Connection Point | None | Minimum
Metro South | Port Noarlunga 11kV | Reverse Normal Rating | MVA | 2028 | -52.2405 | Zone Substation | None | Minimum
Upper North | Port Pirie Bungama 33kV | Reverse Normal Rating | MVA | 2028 | -110 | Connection Point | None | Minimum
Upper North | Port Pirie South 11kV | Reverse Normal Rating | MVA | 2028 | -36.4587 | Zone Substation | None | Minimum
Metro South | Port Stanvac 11kV | Reverse Normal Rating | MVA | 2028 | -75.5715 | Zone Substation | None | Minimum
Metro South | Port Stanvac TF2 11kV | Reverse Normal Rating | MVA | 2028 | -25.416 | Zone Substation | None | Minimum
Yorke Peninsula | Port Vincent 11kV | Reverse Normal Rating | MVA | 2028 | -2.39 | Zone Substation | None | Minimum
Riverland | Portee 11kV | Reverse Normal Rating | MVA | 2028 | -0.63 | Zone Substation | N | Minimum
Metro East | Prospect 11kV | Reverse Normal Rating | MVA | 2028 | -45.5547 | Zone Substation | None | Minimum
Murraylands | Punyelroo 11kV | Reverse Normal Rating | MVA | 2028 | -1.197 | Zone Substation | None | Minimum
Riverland | Pyap 11kV | Reverse Normal Rating | MVA | 2028 | -13.653 | Zone Substation | None | Minimum
Riverland | Qualco 11kV | Reverse Normal Rating | MVA | 2028 | -2.925 | Zone Substation | N | Minimum
Metro West | Queenstown 11kV | Reverse Normal Rating | MVA | 2028 | -20.5477 | Zone Substation | None | Minimum
Upper North | Quorn 11kV | Reverse Normal Rating | MVA | 2028 | -2.43 | Zone Substation | None | Minimum
Riverland | Ramco 11kV | Reverse Normal Rating | MVA | 2028 | -8.448 | Zone Substation | None | Minimum
Metro South | Rapid Bay 11kV | Reverse Normal Rating | MVA | 2028 | -0.36855 | Zone Substation | None | Minimum
Riverland | Renmark 11kV | Reverse Normal Rating | MVA | 2028 | -26.9126 | Zone Substation | None | Minimum
Mid North | Riverton 11kV | Reverse Normal Rating | MVA | 2028 | -3.51 | Zone Substation | None | Minimum
South East | Robe 7.6kV | Reverse Normal Rating | MVA | 2028 | -5.783 | Zone Substation | None | Minimum
Mid North | Robertstown 11kV | Reverse Normal Rating | MVA | 2028 | -1.17 | Zone Substation | None | Minimum
Riverland | Roonka 11kV | Reverse Normal Rating | MVA | 2028 | -7.2 | Zone Substation | None | Minimum
Eyre Peninsula | Rudall 11kV | Reverse Normal Rating | MVA | 2028 | -0.585 | Zone Substation | None | Minimum
Metro North | Salisbury 11kV | Reverse Normal Rating | MVA | 2028 | -64.1875 | Zone Substation | N | Minimum
Metro South | Salt Cliffs 11kV | Reverse Normal Rating | MVA | 2028 | -0.585 | Zone Substation | None | Minimum
Mid North | Sandy Creek 11kV | Reverse Normal Rating | MVA | 2028 | -2.7 | Zone Substation | None | Minimum
Metro South | Seacombe 11kV | Reverse Normal Rating | MVA | 2028 | -53.883 | Zone Substation | None | Minimum
Metro South | Seaford 11kV | Reverse Normal Rating | MVA | 2028 | -15.03 | Zone Substation | None | Minimum
Metro South | Second Valley 11kV | Reverse Normal Rating | MVA | 2028 | -0.585 | Zone Substation | None | Minimum
Metro South | Sheidow Park 11kV | Reverse Normal Rating | MVA | 2028 | -31.8347 | Zone Substation | Reverse N-1 | Minimum
Murraylands | Sherlock 11kV | Reverse Normal Rating | MVA | 2028 | -0.1755 | Zone Substation | None | Minimum
Metro North | Smithfield West 11kV | Reverse Normal Rating | MVA | 2028 | -33.93 | Zone Substation | N-1 | Minimum
South East | Snuggery Rural 33kV | Reverse Normal Rating | MVA | 2028 | -20 | Connection Point | None | Minimum
South East | South End 11kV | Reverse Normal Rating | MVA | 2028 | -0.702 | Zone Substation | Reverse N-1 | Minimum
Mid North | Spalding 11kV | Reverse Normal Rating | MVA | 2028 | -1.1115 | Zone Substation | None | Minimum
Metro South | Square Water Hole 11kV | Reverse Normal Rating | MVA | 2028 | -6.4125 | Zone Substation | None | Minimum
Yorke Peninsula | Stansbury 11kV | Reverse Normal Rating | MVA | 2028 | -1.6245 | Zone Substation | None | Minimum
Eastern Hills | Stirling East 11kV | Reverse Normal Rating | MVA | 2028 | -15.75 | Zone Substation | None | Minimum
Upper North | Stirling North 1 11kV | Reverse Normal Rating | MVA | 2028 | -2.925 | Zone Substation | None | Minimum
Upper North | Stirling North 2 11kV | Reverse Normal Rating | MVA | 2028 | -2.7 | Zone Substation | None | Minimum
Mid North | Stockwell TF1 11kV | Reverse Normal Rating | MVA | 2028 | -8.0156 | Zone Substation | None | Minimum
Mid North | Stockwell TF2 11kV | Reverse Normal Rating | MVA | 2028 | -7.83 | Zone Substation | None | Minimum
Eyre Peninsula | Stony Point 11kV | Reverse Normal Rating | MVA | 2028 | -2.5 | Connection Point | None | Minimum
Eastern Hills | Strathalbyn 11kV | Reverse Normal Rating | MVA | 2028 | -15.21 | Zone Substation | None | Minimum
Eyre Peninsula | Streaky Bay 11kV | Reverse Normal Rating | MVA | 2028 | -6.4068 | Zone Substation | Reverse N-1 | Minimum
Riverland | Swan Reach 11kV | Reverse Normal Rating | MVA | 2028 | -3.51 | Zone Substation | None | Minimum
Riverland | Swan Reach 33kV | Reverse Normal Rating | MVA | 2028 | -6.4125 | Zone Substation | None | Minimum
Murraylands | Tailem Bend 33kV | Reverse Normal Rating | MVA | 2028 | -25 | Connection Point | None | Minimum
Murraylands | Tailem Bend Town 11kV | Reverse Normal Rating | MVA | 2028 | -3.7503 | Zone Substation | None | Minimum
South East | Tantanoola 11kV | Reverse Normal Rating | MVA | 2028 | -1.2825 | Zone Substation | None | Minimum
Eyre Peninsula | Tarlton 11kV | Reverse Normal Rating | MVA | 2028 | -0.5985 | Zone Substation | None | Minimum
South East | Tarpeena South 11kV | Reverse Normal Rating | MVA | 2028 | -9.774 | Zone Substation | N-1 | Minimum
Metro East | Tea Tree Gully 11kV | Reverse Normal Rating | MVA | 2028 | -44.8766 | Zone Substation | None | Minimum
Murraylands | Teal Flat 11kV | Reverse Normal Rating | MVA | 2028 | -3.2007 | Zone Substation | None | Minimum
Upper North | Telowie 11kV | Reverse Normal Rating | MVA | 2028 | -1.1115 | Zone Substation | None | Minimum
Mid North | Templers 33kV | Reverse Normal Rating | MVA | 2028 | -60 | Connection Point | None | Minimum
Metro West | Thebarton 11kV | Reverse Normal Rating | MVA | 2028 | -46.7008 | Zone Substation | None | Minimum
South East | Tintinara 11kV | Reverse Normal Rating | MVA | 2028 | -0.83824 | Zone Substation | None | Minimum
Metro South | Tonsley Park 11kV | Reverse Normal Rating | MVA | 2028 | -35.8482 | Zone Substation | None | Minimum
Eyre Peninsula | Tumby Bay 11kV | Reverse Normal Rating | MVA | 2028 | -4.6485 | Zone Substation | None | Minimum
Metro North | Two Wells 11kV | Reverse Normal Rating | MVA | 2028 | -14.67 | Zone Substation | N-1 | Minimum
Eyre Peninsula | Uley 11kV | Reverse Normal Rating | MVA | 2028 | -1.17 | Zone Substation | None | Minimum
Eyre Peninsula | Uley South 11kV | Reverse Normal Rating | MVA | 2028 | -1.1115 | Zone Substation | None | Minimum
Eastern Hills | Uraidla 11kV | Reverse Normal Rating | MVA | 2028 | -15.5969 | Zone Substation | None | Minimum
Eastern Hills | Uraidla 33kV | Reverse Normal Rating | MVA | 2028 | -27.9 | Zone Substation | None | Minimum
Eastern Hills | Verdun 11kV | Reverse Normal Rating | MVA | 2028 | -1.17 | Zone Substation | None | Minimum
Metro South | Victor Harbor 11kV | Reverse Normal Rating | MVA | 2028 | -53.7799 | Zone Substation | None | Minimum
Metro North | Virginia 11kV | Reverse Normal Rating | MVA | 2028 | -13.32 | Zone Substation | None | Minimum
Riverland | Waikerie 11kV | Reverse Normal Rating | MVA | 2028 | -11.0063 | Zone Substation | None | Minimum
Murraylands | Walker Flat 11kV | Reverse Normal Rating | MVA | 2028 | -2.565 | Zone Substation | None | Minimum
Yorke Peninsula | Wallaroo 11kV | Reverse Normal Rating | MVA | 2028 | -16.0312 | Zone Substation | None | Minimum
Yorke Peninsula | Warooka 11kV | Reverse Normal Rating | MVA | 2028 | -5.7981 | Zone Substation | None | Minimum
Mid North | Wasleys 11kV | Reverse Normal Rating | MVA | 2028 | -2.43 | Zone Substation | None | Minimum
Mid North | Waterloo 33kV | Reverse Normal Rating | MVA | 2028 | -25 | Connection Point | None | Minimum
Mid North | Waterloo Town 11kV | Reverse Normal Rating | MVA | 2028 | -0.585 | Zone Substation | None | Minimum
Murraylands | White Sands 11kV | Reverse Normal Rating | MVA | 2028 | -7.65 | Zone Substation | None | Minimum
Adelaide Central | Whitmore Square 11kV | Reverse Normal Rating | MVA | 2028 | -71.2955 | Zone Substation | None | Minimum
Eyre Peninsula | Whyalla Central 33kV | Reverse Normal Rating | MVA | 2028 | -120 | Connection Point | None | Minimum
Eyre Peninsula | Whyalla City 11kV | Reverse Normal Rating | MVA | 2028 | -22.6164 | Zone Substation | None | Minimum
Eyre Peninsula | Whyalla North 11kV | Reverse Normal Rating | MVA | 2028 | -3.4158 | Zone Substation | None | Minimum
Eyre Peninsula | Whyalla Stuart 11kV | Reverse Normal Rating | MVA | 2028 | -26.3814 | Zone Substation | None | Minimum
Mid North | Williamstown 11kV | Reverse Normal Rating | MVA | 2028 | -2.7 | Zone Substation | None | Minimum
Mid North | Williamstown South 11kV | Reverse Normal Rating | MVA | 2028 | -4.446 | Zone Substation | None | Minimum
Metro South | Willunga 11kV | Reverse Normal Rating | MVA | 2028 | -6.21 | Zone Substation | None | Minimum
Metro South | Willunga 33kV | Reverse Normal Rating | MVA | 2028 | -8.775 | Zone Substation | None | Minimum
Upper North | Wilmington 11kV | Reverse Normal Rating | MVA | 2028 | -2.3085 | Zone Substation | None | Minimum
Upper North | Wirrabara Forest 11kV | Reverse Normal Rating | MVA | 2028 | -1.17 | Zone Substation | None | Minimum
Upper North | Wirrabara South 11kV | Reverse Normal Rating | MVA | 2028 | -0.117 | Zone Substation | None | Minimum
Metro South | Wirrina Cove 11kV | Reverse Normal Rating | MVA | 2028 | -1.755 | Zone Substation | None | Minimum
Upper North | Wongyarra 11kV | Reverse Normal Rating | MVA | 2028 | -0.234 | Zone Substation | None | Minimum
Metro East | Woodforde 11kV | Reverse Normal Rating | MVA | 2028 | -42.9146 | Zone Substation | None | Minimum
Murraylands | Woods Point 11kV | Reverse Normal Rating | MVA | 2028 | -8.01 | Zone Substation | None | Minimum
Eastern Hills | Woodside 11kV | Reverse Normal Rating | MVA | 2028 | -12.0462 | Zone Substation | Reverse N-1 | Minimum
Metro West | Woodville 11kV | Reverse Normal Rating | MVA | 2028 | -24.5385 | Zone Substation | None | Minimum
Metro West | Woodville 33kV | Reverse Normal Rating | MVA | 2028 | -30.51 | Zone Substation | None | Minimum
Riverland | Woolpunda 11kV | Reverse Normal Rating | MVA | 2028 | -17.1164 | Zone Substation | None | Minimum
Eyre Peninsula | Wudinna 11kV | Reverse Normal Rating | MVA | 2028 | -4.9101 | Zone Substation | None | Minimum
Eyre Peninsula | Wudinna 66kV | Reverse Normal Rating | MVA | 2028 | -25 | Connection Point | None | Minimum
Eyre Peninsula | Yadnarie 66kV | Reverse Normal Rating | MVA | 2028 | -20 | Connection Point | None | Minimum
Metro South | Yankalilla 11kV | Reverse Normal Rating | MVA | 2028 | -14.85 | Zone Substation | None | Minimum
Metro South | Yankalilla 33kV | Reverse Normal Rating | MVA | 2028 | -16.0312 | Zone Substation | None | Minimum
Metro South | Yankalilla Hill 11kV | Reverse Normal Rating | MVA | 2028 | -0.351 | Zone Substation | None | Minimum
Upper North | Yongala 11kV | Reverse Normal Rating | MVA | 2028 | -0.351 | Zone Substation | None | Minimum
Yorke Peninsula | Yorketown 11kV | Reverse Normal Rating | MVA | 2028 | -2.3376 | Zone Substation | None | Minimum
Adelaide Central | ACR 66kV | Reverse Normal Rating | MVA | 2029 | -225 | Connection Point | None | Minimum
Eastern Hills | Aldgate 11kV | Reverse Normal Rating | MVA | 2029 | -11.3227 | Zone Substation | None | Minimum
Metro South | Aldinga 11kV | Reverse Normal Rating | MVA | 2029 | -29.3748 | Zone Substation | None | Minimum
South East | Allendale East 11kV | Reverse Normal Rating | MVA | 2029 | -6.3939 | Zone Substation | None | Minimum
Mid North | Alma 11kV | Reverse Normal Rating | MVA | 2029 | -0.1755 | Zone Substation | None | Minimum
Metro South | American River 11kV | Reverse Normal Rating | MVA | 2029 | -2.7 | Zone Substation | None | Minimum
Eastern Hills | Angas Creek 33kV | Reverse Normal Rating | MVA | 2029 | -25 | Connection Point | None | Minimum
Mid North | Angaston 11kV | Reverse Normal Rating | MVA | 2029 | -26.018 | Zone Substation | None | Minimum
Metro North | Angle Vale 11kV | Reverse Normal Rating | MVA | 2029 | -26.1734 | Zone Substation | None | Minimum
Yorke Peninsula | Ardrossan 11kV | Reverse Normal Rating | MVA | 2029 | -3.3185 | Zone Substation | None | Minimum
Yorke Peninsula | Ardrossan West 33kV | Reverse Normal Rating | MVA | 2029 | -25 | Connection Point | None | Minimum
Eyre Peninsula | Arno Bay 11kV | Reverse Normal Rating | MVA | 2029 | -2.7 | Zone Substation | None | Minimum
Metro South | Ascot Park 11kV | Reverse Normal Rating | MVA | 2029 | -21.51 | Zone Substation | N | Minimum
Metro West | Athol Park 11kV | Reverse Normal Rating | MVA | 2029 | -23.3788 | Zone Substation | None | Minimum
Mid North | Auburn 11kV | Reverse Normal Rating | MVA | 2029 | -3.5224 | Zone Substation | None | Minimum
Yorke Peninsula | Balaklava 7.6kV | Reverse Normal Rating | MVA | 2029 | -4.6146 | Zone Substation | None | Minimum
Eastern Hills | Balhannah 33kV | Reverse Normal Rating | MVA | 2029 | -31.9989 | Zone Substation | None | Minimum
Upper North | Baroota 33kV | Reverse Normal Rating | MVA | 2029 | -10 | Connection Point | None | Minimum
Upper North | Baroota Town 11kV | Reverse Normal Rating | MVA | 2029 | -0.64125 | Zone Substation | None | Minimum
Mid North | Barossa South TF1 11kV | Reverse Normal Rating | MVA | 2029 | -8.0156 | Zone Substation | None | Minimum
Mid North | Barossa South TF2 11kV | Reverse Normal Rating | MVA | 2029 | -7.7805 | Zone Substation | None | Minimum
South East | Beachport 11kV | Reverse Normal Rating | MVA | 2029 | -2.43 | Zone Substation | None | Minimum
Murraylands | Belvedere Road 7.6kV | Reverse Normal Rating | MVA | 2029 | -0.351 | Zone Substation | None | Minimum
Riverland | Berri 11kV | Reverse Normal Rating | MVA | 2029 | -24.9356 | Zone Substation | None | Minimum
Riverland | Berri 66kV | Reverse Normal Rating | MVA | 2029 | -90 | Connection Point | None | Minimum
Murraylands | Binnies 11kV | Reverse Normal Rating | MVA | 2029 | -2.223 | Zone Substation | None | Minimum
Eastern Hills | Birdwood 11kV | Reverse Normal Rating | MVA | 2029 | -3.5055 | Zone Substation | None | Minimum
Yorke Peninsula | Black Point 11kV | Reverse Normal Rating | MVA | 2029 | -1.17 | Zone Substation | None | Minimum
Metro West | Blackpool 11kV | Reverse Normal Rating | MVA | 2029 | -31.1979 | Zone Substation | None | Minimum
Metro South | Blackwood 11kV | Reverse Normal Rating | MVA | 2029 | -52.095 | Zone Substation | None | Minimum
South East | Blanche 33kV | Reverse Normal Rating | MVA | 2029 | -50 | Connection Point | None | Minimum
Upper North | Booleroo Centre 11kV | Reverse Normal Rating | MVA | 2029 | -1.17 | Zone Substation | None | Minimum
Eyre Peninsula | Boothby 33kV | Reverse Normal Rating | MVA | 2029 | -2.7 | Zone Substation | N-1 | Minimum
Upper North | Booyoolie 11kV | Reverse Normal Rating | MVA | 2029 | -0.1755 | Zone Substation | None | Minimum
South East | Bordertown 11kV | Reverse Normal Rating | MVA | 2029 | -12.7638 | Zone Substation | N-1 | Minimum
Mid North | Brinkworth 33kV | Reverse Normal Rating | MVA | 2029 | -10 | Connection Point | None | Minimum
Mid North | Brinkworth Town 11kV | Reverse Normal Rating | MVA | 2029 | -2.7 | Zone Substation | None | Minimum
Eastern Hills | Brukunga 11kV | Reverse Normal Rating | MVA | 2029 | -0.585 | Zone Substation | None | Minimum
Upper North | Bungama Napperby 11kV | Reverse Normal Rating | MVA | 2029 | -1.1665 | Zone Substation | None | Minimum
Metro East | Burnside 11kV | Reverse Normal Rating | MVA | 2029 | -27.45 | Zone Substation | None | Minimum
Mid North | Burra TF2 11kV | Reverse Normal Rating | MVA | 2029 | -3.33 | Zone Substation | None | Minimum
Riverland | Cadell 11kV | Reverse Normal Rating | MVA | 2029 | -2.3591 | Zone Substation | None | Minimum
Murraylands | Caloote 11kV | Reverse Normal Rating | MVA | 2029 | -3.5302 | Zone Substation | None | Minimum
Upper North | Caltowie 11kV | Reverse Normal Rating | MVA | 2029 | -0.234 | Zone Substation | None | Minimum
Murraylands | Cambrai 11kV | Reverse Normal Rating | MVA | 2029 | -1.1665 | Zone Substation | None | Minimum
Murraylands | Campbell Park 11kV | Reverse Normal Rating | MVA | 2029 | -3.51 | Zone Substation | None | Minimum
Metro East | Campbelltown 11kV | Reverse Normal Rating | MVA | 2029 | -66.4731 | Zone Substation | None | Minimum
Metro South | Cape Jervis 11kV | Reverse Normal Rating | MVA | 2029 | -1.17 | Zone Substation | None | Minimum
Metro South | Cape Jervis 33kV | Reverse Normal Rating | MVA | 2029 | -48.96 | Zone Substation | N-1 | Minimum
Eyre Peninsula | Caralue 11kV | Reverse Normal Rating | MVA | 2029 | -2.88 | Zone Substation | None | Minimum
Metro West | Cavan 11kV | Reverse Normal Rating | MVA | 2029 | -50.9874 | Zone Substation | None | Minimum
Adelaide Central | CBD 33kV | Reverse Normal Rating | MVA | 2029 | 0 | Zone Substation | None | Minimum
Eyre Peninsula | Ceduna 11kV | Reverse Normal Rating | MVA | 2029 | -11.5114 | Zone Substation | None | Minimum
Eastern Hills | Chain of Ponds 11kV | Reverse Normal Rating | MVA | 2029 | -0.55575 | Zone Substation | None | Minimum
Metro West | Cheltenham 11kV | Reverse Normal Rating | MVA | 2029 | -27.63 | Zone Substation | None | Minimum
Metro West | Cheltenham 33kV | Reverse Normal Rating | MVA | 2029 | -29.79 | Zone Substation | None | Minimum
Mid North | Clare 11kV | Reverse Normal Rating | MVA | 2029 | -11.8394 | Zone Substation | None | Minimum
Mid North | Clare North 33kV | Reverse Normal Rating | MVA | 2029 | -25 | Connection Point | None | Minimum
Metro South | Clarence Gardens 11kV | Reverse Normal Rating | MVA | 2029 | -33.3 | Zone Substation | None | Minimum
Metro South | Clarendon 11kV | Reverse Normal Rating | MVA | 2029 | -7.83 | Zone Substation | None | Minimum
Metro East | Clearview 11kV | Reverse Normal Rating | MVA | 2029 | -23.9375 | Zone Substation | N | Minimum
Eyre Peninsula | Cleve 11kV | Reverse Normal Rating | MVA | 2029 | -6.4003 | Zone Substation | None | Minimum
Eyre Peninsula | Cleve 33kV | Reverse Normal Rating | MVA | 2029 | -15.93 | Zone Substation | N-1 | Minimum
Eyre Peninsula | Coffin Bay 11kV | Reverse Normal Rating | MVA | 2029 | -2.43 | Zone Substation | None | Minimum
Mid North | Collinsfield 11kV | Reverse Normal Rating | MVA | 2029 | -2.43 | Zone Substation | None | Minimum
Murraylands | Coomandook 11kV | Reverse Normal Rating | MVA | 2029 | -0.64125 | Zone Substation | None | Minimum
Murraylands | Coonalpyn 11kV | Reverse Normal Rating | MVA | 2029 | -1.1115 | Zone Substation | None | Minimum
South East | Coonawarra 11kV | Reverse Normal Rating | MVA | 2029 | -11.2035 | Zone Substation | None | Minimum
Upper North | Copley Nepabunna 33kV | Reverse Normal Rating | MVA | 2029 | -0.351 | Zone Substation | N-1 | Minimum
Riverland | Cordola 11kV | Reverse Normal Rating | MVA | 2029 | -2.5573 | Zone Substation | None | Minimum
Adelaide Central | Coromandel Place 11kV | Reverse Normal Rating | MVA | 2029 | -82.8349 | Zone Substation | None | Minimum
Eyre Peninsula | Cowell 11kV | Reverse Normal Rating | MVA | 2029 | -2.7 | Zone Substation | None | Minimum
Metro West | Croydon 11kV | Reverse Normal Rating | MVA | 2029 | -52.6495 | Zone Substation | None | Minimum
Metro West | Croydon Park 11kV | Reverse Normal Rating | MVA | 2029 | -24.5297 | Zone Substation | None | Minimum
Upper North | Crystal Brook 11kV | Reverse Normal Rating | MVA | 2029 | -3.6643 | Zone Substation | None | Minimum
Metro South | Cudmore Park 11kV | Reverse Normal Rating | MVA | 2029 | -22.1853 | Zone Substation | None | Minimum
Eyre Peninsula | Cummins 11kV | Reverse Normal Rating | MVA | 2029 | -4.1352 | Zone Substation | None | Minimum
Yorke Peninsula | Curramulka 7.6kV | Reverse Normal Rating | MVA | 2029 | -0.234 | Zone Substation | None | Minimum
Yorke Peninsula | Curramulka South 11kV | Reverse Normal Rating | MVA | 2029 | -0.1755 | Zone Substation | None | Minimum
Yorke Peninsula | Dalrymple 33kV | Reverse Normal Rating | MVA | 2029 | -25 | Connection Point | None | Minimum
Eyre Peninsula | Darke Peak 11kV | Reverse Normal Rating | MVA | 2029 | -1.2825 | Zone Substation | None | Minimum
Upper North | Davenport West 33kV | Reverse Normal Rating | MVA | 2029 | -60 | Connection Point | None | Minimum
Eastern Hills | Deloraine 11kV | Reverse Normal Rating | MVA | 2029 | -0.351 | Zone Substation | None | Minimum
Metro North | Direk 11kV | Reverse Normal Rating | MVA | 2029 | -49.8793 | Zone Substation | None | Minimum
Mid North | Dorrien 33kV | Reverse Normal Rating | MVA | 2029 | -120 | Connection Point | None | Minimum
Mid North | Dorrien TF4 11kV | Reverse Normal Rating | MVA | 2029 | -13.14 | Zone Substation | None | Minimum
Mid North | Dorrien TF5 11kV | Reverse Normal Rating | MVA | 2029 | -14.49 | Zone Substation | None | Minimum
Yorke Peninsula | Dowlingville 11kV | Reverse Normal Rating | MVA | 2029 | -0.234 | Zone Substation | None | Minimum
Adelaide Central | East Terrace 11kV | Reverse Normal Rating | MVA | 2029 | -70.0563 | Zone Substation | None | Minimum
Metro North | Edinburgh 11kV | Reverse Normal Rating | MVA | 2029 | -51.3522 | Zone Substation | None | Minimum
Yorke Peninsula | Edithburgh 11kV | Reverse Normal Rating | MVA | 2029 | -2.7 | Zone Substation | None | Minimum
Metro North | Elizabeth Downs 11kV | Reverse Normal Rating | MVA | 2029 | -53.7703 | Zone Substation | None | Minimum
Metro North | Elizabeth Heights 11kV | Reverse Normal Rating | MVA | 2029 | -24.8088 | Zone Substation | None | Minimum
Metro North | Elizabeth South 11kV | Reverse Normal Rating | MVA | 2029 | -22.804 | Zone Substation | None | Minimum
Mid North | Eudunda 11kV | Reverse Normal Rating | MVA | 2029 | -2.16 | Zone Substation | None | Minimum
Metro North | Evanston 11kV | Reverse Normal Rating | MVA | 2029 | -51.9012 | Zone Substation | N-1 | Minimum
Metro North | Evanston 33kV | Reverse Normal Rating | MVA | 2029 | -10.6875 | Zone Substation | None | Minimum
Metro West | Findon 11kV | Reverse Normal Rating | MVA | 2029 | -22.3393 | Zone Substation | None | Minimum
Metro West | Flinders Park 11kV | Reverse Normal Rating | MVA | 2029 | -26.46 | Zone Substation | None | Minimum
Mid North | Florieton SWER 19kV | Reverse Normal Rating | MVA | 2029 | 0 | Connection Point | None | Minimum
Eastern Hills | Forreston 11kV | Reverse Normal Rating | MVA | 2029 | -1.17 | Zone Substation | None | Minimum
Mid North | Freeling 11kV | Reverse Normal Rating | MVA | 2029 | -3.4999 | Zone Substation | None | Minimum
Mid North | Freeling North 11kV | Reverse Normal Rating | MVA | 2029 | -3.96 | Zone Substation | None | Minimum
Metro West | Fulham Gardens 11kV | Reverse Normal Rating | MVA | 2029 | -50.1037 | Zone Substation | None | Minimum
Upper North | Fullerville 11kV | Reverse Normal Rating | MVA | 2029 | -0.234 | Zone Substation | None | Minimum
Mid North | Gawler Belt TF1 11kV | Reverse Normal Rating | MVA | 2029 | -12.6 | Zone Substation | None | Minimum
Mid North | Gawler Belt TF2 11kV | Reverse Normal Rating | MVA | 2029 | -14.31 | Zone Substation | None | Minimum
Mid North | Georgetown 11kV | Reverse Normal Rating | MVA | 2029 | -0.351 | Zone Substation | None | Minimum
Murraylands | Geranium 11kV | Reverse Normal Rating | MVA | 2029 | -0.1755 | Zone Substation | None | Minimum
Upper North | Gladstone 11kV | Reverse Normal Rating | MVA | 2029 | -4.2776 | Zone Substation | None | Minimum
Metro West | Glanville 11kV | Reverse Normal Rating | MVA | 2029 | -21.5483 | Zone Substation | None | Minimum
South East | Glencoe 11kV | Reverse Normal Rating | MVA | 2029 | -1.89 | Zone Substation | None | Minimum
Metro South | Glenelg North 11kV | Reverse Normal Rating | MVA | 2029 | -25.1213 | Zone Substation | None | Minimum
Riverland | Glossop 11kV | Reverse Normal Rating | MVA | 2029 | -13.6306 | Zone Substation | None | Minimum
Metro East | Golden Grove 11kV | Reverse Normal Rating | MVA | 2029 | -78.8967 | Zone Substation | None | Minimum
Mid North | Gomersal North 11kV | Reverse Normal Rating | MVA | 2029 | -0.64125 | Zone Substation | None | Minimum
Metro South | Goolwa 11kV | Reverse Normal Rating | MVA | 2029 | -30.3035 | Zone Substation | None | Minimum
Mid North | Gulnare 11kV | Reverse Normal Rating | MVA | 2029 | -0.351 | Zone Substation | None | Minimum
Eastern Hills | Gumeracha 11kV | Reverse Normal Rating | MVA | 2029 | -0.1755 | Zone Substation | None | Minimum
Eastern Hills | Gumeracha Weir 11kV | Reverse Normal Rating | MVA | 2029 | -0.351 | Zone Substation | None | Minimum
Eastern Hills | Gumhaven 11kV | Reverse Normal Rating | MVA | 2029 | -0.351 | Zone Substation | None | Minimum
Metro South | Hackham 11kV | Reverse Normal Rating | MVA | 2029 | -28.44 | Zone Substation | N-1 | Minimum
Eastern Hills | Hahndorf 11kV | Reverse Normal Rating | MVA | 2029 | -6.21 | Zone Substation | None | Minimum
Mid North | Halbury 11kV | Reverse Normal Rating | MVA | 2029 | -0.36855 | Zone Substation | None | Minimum
Mid North | Hamley Bridge 11kV | Reverse Normal Rating | MVA | 2029 | -2.7 | Zone Substation | None | Minimum
Metro South | Happy Valley 11kV | Reverse Normal Rating | MVA | 2029 | -53.704 | Zone Substation | None | Minimum
Metro East | Harrow 11kV | Reverse Normal Rating | MVA | 2029 | -27.4423 | Zone Substation | None | Minimum
South East | Hatherleigh 11kV | Reverse Normal Rating | MVA | 2029 | -0.351 | Zone Substation | None | Minimum
Upper North | Hawker 11kV | Reverse Normal Rating | MVA | 2029 | -1.0102 | Zone Substation | None | Minimum
Metro South | Hay Flat 11kV | Reverse Normal Rating | MVA | 2029 | -0.234 | Zone Substation | None | Minimum
Metro West | Henley South 11kV | Reverse Normal Rating | MVA | 2029 | -51.3673 | Zone Substation | None | Minimum
Eastern Hills | Hermitage 11kV | Reverse Normal Rating | MVA | 2029 | -0.585 | Zone Substation | None | Minimum
Metro East | Hillcrest 11kV | Reverse Normal Rating | MVA | 2029 | -53.7169 | Zone Substation | None | Minimum
Adelaide Central | Hindley Street 11kV | Reverse Normal Rating | MVA | 2029 | -71.9895 | Zone Substation | None | Minimum
Metro East | Holden Hill 11kV | Reverse Normal Rating | MVA | 2029 | -42.0417 | Zone Substation | None | Minimum
Metro East | Hope Valley 11kV | Reverse Normal Rating | MVA | 2029 | -26.19 | Zone Substation | None | Minimum
Eastern Hills | Houghton 7.6kV | Reverse Normal Rating | MVA | 2029 | -3.51 | Zone Substation | None | Minimum
Mid North | Hoyleton 11kV | Reverse Normal Rating | MVA | 2029 | -0.1755 | Zone Substation | None | Minimum
Yorke Peninsula | Hummocks 33kV | Reverse Normal Rating | MVA | 2029 | -25 | Connection Point | None | Minimum
Metro East | Ingle Farm 11kV | Reverse Normal Rating | MVA | 2029 | -48.9912 | Zone Substation | None | Minimum
South East | Inverness 11kV | Reverse Normal Rating | MVA | 2029 | -1.17 | Zone Substation | None | Minimum
Murraylands | Jabuk 11kV | Reverse Normal Rating | MVA | 2029 | -0.234 | Zone Substation | None | Minimum
Yorke Peninsula | James Well 11kV | Reverse Normal Rating | MVA | 2029 | -0.585 | Zone Substation | None | Minimum
Upper North | Jamestown 11kV | Reverse Normal Rating | MVA | 2029 | -3.7005 | Zone Substation | Reverse N-1 | Minimum
Murraylands | Jervois 11kV | Reverse Normal Rating | MVA | 2029 | -4.446 | Zone Substation | None | Minimum
Yorke Peninsula | Kadina 11kV | Reverse Normal Rating | MVA | 2029 | -15.6243 | Zone Substation | None | Minimum
Yorke Peninsula | Kadina East 33kV | Reverse Normal Rating | MVA | 2029 | -60 | Connection Point | None | Minimum
South East | Kalangadoo 11kV | Reverse Normal Rating | MVA | 2029 | -0.585 | Zone Substation | None | Minimum
South East | Kalangadoo West 11kV | Reverse Normal Rating | MVA | 2029 | -1.1633 | Zone Substation | None | Minimum
Eastern Hills | Kanmantoo Copper Mine 11kV | Reverse Normal Rating | MVA | 2029 | -3 | Connection Point | None | Minimum
Mid North | Kapunda TF1 11kV | Reverse Normal Rating | MVA | 2029 | -15.39 | Zone Substation | None | Minimum
Mid North | Kapunda TF2 11kV | Reverse Normal Rating | MVA | 2029 | -15.57 | Zone Substation | None | Minimum
Murraylands | Karoonda 11kV | Reverse Normal Rating | MVA | 2029 | -0.8145 | Zone Substation | Reverse N | Minimum
South East | Keith 11kV | Reverse Normal Rating | MVA | 2029 | -14.9314 | Zone Substation | None | Minimum
South East | Keith 33kV | Reverse Normal Rating | MVA | 2029 | -25 | Connection Point | None | Minimum
Metro East | Kent Town 11kV | Reverse Normal Rating | MVA | 2029 | -51.7529 | Zone Substation | None | Minimum
Eastern Hills | Kersbrook 11kV | Reverse Normal Rating | MVA | 2029 | -1.17 | Zone Substation | None | Minimum
Metro South | Keswick 11kV | Reverse Normal Rating | MVA | 2029 | -45.5102 | Zone Substation | None | Minimum
Murraylands | Ki Ki 11kV | Reverse Normal Rating | MVA | 2029 | -0.1755 | Zone Substation | None | Minimum
Metro West | Kilburn 11kV | Reverse Normal Rating | MVA | 2029 | -76.5489 | Zone Substation | None | Minimum
Metro East | Kilburn South 11kV | Reverse Normal Rating | MVA | 2029 | -32.49 | Zone Substation | None | Minimum
Metro West | Kilkenny 11kV | Reverse Normal Rating | MVA | 2029 | -49.9653 | Zone Substation | None | Minimum
South East | Kincraig 33kV | Reverse Normal Rating | MVA | 2029 | -25 | Connection Point | None | Minimum
Metro South | Kingscote 11kV | Reverse Normal Rating | MVA | 2029 | -7.65 | Zone Substation | None | Minimum
South East | Kingston SE 11kV | Reverse Normal Rating | MVA | 2029 | -3.4822 | Zone Substation | None | Minimum
Metro South | Kingswood 11kV | Reverse Normal Rating | MVA | 2029 | -62.2048 | Zone Substation | None | Minimum
South East | Kongorong 11kV | Reverse Normal Rating | MVA | 2029 | -1.197 | Zone Substation | None | Minimum
South East | Kumorna 11kV | Reverse Normal Rating | MVA | 2029 | -1.17 | Zone Substation | None | Minimum
Mid North | Kybunga 11kV | Reverse Normal Rating | MVA | 2029 | -0.117 | Zone Substation | None | Minimum
Murraylands | Lameroo 11kV | Reverse Normal Rating | MVA | 2029 | -2.3228 | Zone Substation | None | Minimum
Eastern Hills | Langhorne Creek 11kV | Reverse Normal Rating | MVA | 2029 | -6.1697 | Zone Substation | None | Minimum
Metro West | Largs North 11kV | Reverse Normal Rating | MVA | 2029 | -31.9732 | Zone Substation | None | Minimum
Metro West | Lefevre 11kV | Reverse Normal Rating | MVA | 2029 | -67.1218 | Zone Substation | None | Minimum
Upper North | Leigh Creek South 33kV | Reverse Normal Rating | MVA | 2029 | -5 | Connection Point | None | Minimum
Metro East | Linden Park 11kV | Reverse Normal Rating | MVA | 2029 | -50.0995 | Zone Substation | None | Minimum
Eyre Peninsula | Little Swamp 11kV | Reverse Normal Rating | MVA | 2029 | -0.351 | Zone Substation | None | Minimum
Eastern Hills | Lobethal 11kV | Reverse Normal Rating | MVA | 2029 | -12.0603 | Zone Substation | None | Minimum
Eyre Peninsula | Lock 11kV | Reverse Normal Rating | MVA | 2029 | -1.08 | Zone Substation | None | Minimum
Riverland | Loveday 11kV | Reverse Normal Rating | MVA | 2029 | -18.6133 | Zone Substation | None | Minimum
Metro South | Lower Mitcham 11kV | Reverse Normal Rating | MVA | 2029 | -23.1677 | Zone Substation | None | Minimum
Riverland | Loxton 11kV | Reverse Normal Rating | MVA | 2029 | -19.7589 | Zone Substation | None | Minimum
South East | Lucindale 11kV | Reverse Normal Rating | MVA | 2029 | -3.2375 | Zone Substation | None | Minimum
Mid North | Lyndoch 11kV | Reverse Normal Rating | MVA | 2029 | -4.14 | Zone Substation | None | Minimum
Mid North | Lyndoch South 7.6kV | Reverse Normal Rating | MVA | 2029 | -0.585 | Zone Substation | None | Minimum
Riverland | Lyrup 11kV | Reverse Normal Rating | MVA | 2029 | -6.0039 | Zone Substation | None | Minimum
Metro South | MacGillivray 11kV | Reverse Normal Rating | MVA | 2029 | -2.158 | Zone Substation | None | Minimum
Yorke Peninsula | Maitland 11kV | Reverse Normal Rating | MVA | 2029 | -5.8219 | Zone Substation | None | Minimum
Mid North | Mallala 11kV | Reverse Normal Rating | MVA | 2029 | -6.3747 | Zone Substation | None | Minimum
Murraylands | Mannum 33kV | Reverse Normal Rating | MVA | 2029 | -20 | Connection Point | None | Minimum
Murraylands | Mannum Town 7.6kV | Reverse Normal Rating | MVA | 2029 | -5.5465 | Zone Substation | None | Minimum
Yorke Peninsula | Marion Bay 11kV | Reverse Normal Rating | MVA | 2029 | -1.2825 | Zone Substation | None | Minimum
Mid North | Marrabel 11kV | Reverse Normal Rating | MVA | 2029 | -2.394 | Zone Substation | None | Minimum
Metro South | McLaren Flat TF1 11kV | Reverse Normal Rating | MVA | 2029 | -13.86 | Zone Substation | None | Minimum
Metro South | McLaren Flat TF2 11kV | Reverse Normal Rating | MVA | 2029 | -14.4 | Zone Substation | None | Minimum
Metro South | McLaren Vale 11kV | Reverse Normal Rating | MVA | 2029 | -4.8552 | Zone Substation | None | Minimum
Metro South | McLaren Vale Vineyard 11kV | Reverse Normal Rating | MVA | 2029 | -0.1755 | Zone Substation | None | Minimum
Eastern Hills | Meadows 11kV | Reverse Normal Rating | MVA | 2029 | -6.401 | Zone Substation | Reverse N-1 | Minimum
Upper North | Melrose 11kV | Reverse Normal Rating | MVA | 2029 | -0.585 | Zone Substation | None | Minimum
Murraylands | Meningie 11kV | Reverse Normal Rating | MVA | 2029 | -6.2818 | Zone Substation | None | Minimum
Metro East | Metro East 66kV | Reverse Normal Rating | MVA | 2029 | -1030 | Connection Point | None | Minimum
Metro North | Metro North 66kV | Reverse Normal Rating | MVA | 2029 | -490 | Connection Point | None | Minimum
Metro South | Metro South 66kV | Reverse Normal Rating | MVA | 2029 | -830 | Connection Point | None | Minimum
Metro West | Metro West 66kV | Reverse Normal Rating | MVA | 2029 | -590 | Connection Point | None | Minimum
Eastern Hills | Milang 11kV | Reverse Normal Rating | MVA | 2029 | -6.1309 | Zone Substation | None | Minimum
South East | Millicent 11kV | Reverse Normal Rating | MVA | 2029 | -11.2296 | Zone Substation | None | Minimum
Yorke Peninsula | Minlaton 11kV | Reverse Normal Rating | MVA | 2029 | -2.3287 | Zone Substation | None | Minimum
Murraylands | Mobilong 33kV | Reverse Normal Rating | MVA | 2029 | -57.2 | Connection Point | None | Minimum
Murraylands | Monarto Central 11kV | Reverse Normal Rating | MVA | 2029 | -7.83 | Zone Substation | None | Minimum
Murraylands | Monarto South 11kV | Reverse Normal Rating | MVA | 2029 | -13.41 | Zone Substation | None | Minimum
Yorke Peninsula | Moonta 11kV | Reverse Normal Rating | MVA | 2029 | -11.5203 | Zone Substation | N-1 | Minimum
Eyre Peninsula | Moorkitabie 11kV | Reverse Normal Rating | MVA | 2029 | -1.26 | Zone Substation | None | Minimum
Riverland | Morgan 11kV | Reverse Normal Rating | MVA | 2029 | -1.2825 | Zone Substation | N | Minimum
Metro South | Morphett Vale East 11kV | Reverse Normal Rating | MVA | 2029 | -51.6152 | Zone Substation | None | Minimum
Metro South | Morphettville 11kV | Reverse Normal Rating | MVA | 2029 | -25.6385 | Zone Substation | None | Minimum
Eastern Hills | Mount Barker 11kV | Reverse Normal Rating | MVA | 2029 | -65.4639 | Zone Substation | None | Minimum
Eastern Hills | Mount Barker 66kV | Reverse Normal Rating | MVA | 2029 | -110 | Connection Point | None | Minimum
South East | Mount Burr 11kV | Reverse Normal Rating | MVA | 2029 | -0.3258 | Zone Substation | None | Minimum
South East | Mount Gambier 11kV | Reverse Normal Rating | MVA | 2029 | -22.8997 | Zone Substation | None | Minimum
South East | Mount Gambier 33kV | Reverse Normal Rating | MVA | 2029 | -25 | Connection Point | None | Minimum
South East | Mount Gambier North 11kV | Reverse Normal Rating | MVA | 2029 | -16.0312 | Zone Substation | N-1 | Minimum
South East | Mount Gambier West 11kV | Reverse Normal Rating | MVA | 2029 | -23.0724 | Zone Substation | None | Minimum
Upper North | Mount Gunson 33kV | Reverse Normal Rating | MVA | 2029 | -10 | Connection Point | None | Minimum
Eastern Hills | Mount Pleasant 11kV | Reverse Normal Rating | MVA | 2029 | -3.33 | Zone Substation | None | Minimum
South East | Mount Schank 11kV | Reverse Normal Rating | MVA | 2029 | -3.5474 | Zone Substation | None | Minimum
Murraylands | Murray Bridge North 11kV | Reverse Normal Rating | MVA | 2029 | -23.4942 | Zone Substation | None | Minimum
Murraylands | Murray Bridge South 11kV | Reverse Normal Rating | MVA | 2029 | -25.5699 | Zone Substation | None | Minimum
Eastern Hills | Mylor 11kV | Reverse Normal Rating | MVA | 2029 | -4.446 | Zone Substation | None | Minimum
Murraylands | Mypolonga 11kV | Reverse Normal Rating | MVA | 2029 | -4.557 | Zone Substation | None | Minimum
Metro South | Myponga 11kV | Reverse Normal Rating | MVA | 2029 | -11.9347 | Zone Substation | None | Minimum
Eastern Hills | Nairne 11kV | Reverse Normal Rating | MVA | 2029 | -8.2729 | Zone Substation | Reverse N-1 | Minimum
South East | Nangwarry 11kV | Reverse Normal Rating | MVA | 2029 | -3.258 | Zone Substation | None | Minimum
South East | Naracoorte 11kV | Reverse Normal Rating | MVA | 2029 | -26.8544 | Zone Substation | None | Minimum
South East | Naracoorte East 11kV | Reverse Normal Rating | MVA | 2029 | -15.93 | Zone Substation | None | Minimum
Murraylands | Narrung 11kV | Reverse Normal Rating | MVA | 2029 | -3.4823 | Zone Substation | None | Minimum
Upper North | Neuroodla 33kV | Reverse Normal Rating | MVA | 2029 | -10 | Connection Point | None | Minimum
Metro West | New Osborne 11kV | Reverse Normal Rating | MVA | 2029 | -11.25 | Zone Substation | None | Minimum
Metro West | New Richmond 11kV | Reverse Normal Rating | MVA | 2029 | -46.2004 | Zone Substation | None | Minimum
Murraylands | Nildottie 11kV | Reverse Normal Rating | MVA | 2029 | -3.96 | Zone Substation | None | Minimum
Yorke Peninsula | Ninnes 11kV | Reverse Normal Rating | MVA | 2029 | -1.17 | Zone Substation | None | Minimum
Metro South | Noarlunga Centre 11kV | Reverse Normal Rating | MVA | 2029 | -25.4451 | Zone Substation | None | Minimum
Metro East | North Adelaide 11kV | Reverse Normal Rating | MVA | 2029 | -63.1059 | Zone Substation | None | Minimum
Metro South | North Unley 11kV | Reverse Normal Rating | MVA | 2029 | -23.4069 | Zone Substation | None | Minimum
Riverland | North West Bend 66kV | Reverse Normal Rating | MVA | 2029 | -40 | Connection Point | None | Minimum
Metro East | Northfield 11kV | Reverse Normal Rating | MVA | 2029 | -23.8789 | Zone Substation | N | Minimum
Metro East | Norwood 11kV | Reverse Normal Rating | MVA | 2029 | -77.0372 | Zone Substation | None | Minimum
Mid North | Nuriootpa 11kV | Reverse Normal Rating | MVA | 2029 | -12.33 | Zone Substation | None | Minimum
Metro South | Oaklands 11kV | Reverse Normal Rating | MVA | 2029 | -52.262 | Zone Substation | None | Minimum
Upper North | Orroroo 11kV | Reverse Normal Rating | MVA | 2029 | -2.3292 | Zone Substation | None | Minimum
South East | Padthaway 11kV | Reverse Normal Rating | MVA | 2029 | -12.2652 | Zone Substation | None | Minimum
Murraylands | Palmer 11kV | Reverse Normal Rating | MVA | 2029 | -0.351 | Zone Substation | None | Minimum
Metro South | Panorama 11kV | Reverse Normal Rating | MVA | 2029 | -52.6584 | Zone Substation | None | Minimum
Metro North | Parafield Gardens 11kV | Reverse Normal Rating | MVA | 2029 | -67.047 | Zone Substation | None | Minimum
Metro North | Paralowie 11kV | Reverse Normal Rating | MVA | 2029 | -24.8515 | Zone Substation | None | Minimum
Murraylands | Parilla 11kV | Reverse Normal Rating | MVA | 2029 | -1.17 | Zone Substation | None | Minimum
Riverland | Paringa 11kV | Reverse Normal Rating | MVA | 2029 | -3.2063 | Zone Substation | None | Minimum
Riverland | Paringa 33kV | Reverse Normal Rating | MVA | 2029 | -31.1789 | Zone Substation | None | Minimum
Yorke Peninsula | Paskeville 11kV | Reverse Normal Rating | MVA | 2029 | -1.1057 | Zone Substation | None | Minimum
Murraylands | Peake 11kV | Reverse Normal Rating | MVA | 2029 | -0.3258 | Zone Substation | None | Minimum
Murraylands | Pellaring Flat 11kV | Reverse Normal Rating | MVA | 2029 | -0.117 | Zone Substation | None | Minimum
Metro North | Penfield 11kV | Reverse Normal Rating | MVA | 2029 | -45.5759 | Zone Substation | None | Minimum
Metro South | Penneshaw 11kV | Reverse Normal Rating | MVA | 2029 | -1.881 | Zone Substation | None | Minimum
South East | Penola 11kV | Reverse Normal Rating | MVA | 2029 | -3.8373 | Zone Substation | None | Minimum
South East | Penola West 33kV | Reverse Normal Rating | MVA | 2029 | -25 | Connection Point | None | Minimum
Upper North | Peterborough 11kV | Reverse Normal Rating | MVA | 2029 | -2.52 | Zone Substation | None | Minimum
Eastern Hills | Piccadilly 11kV | Reverse Normal Rating | MVA | 2029 | -3.5055 | Zone Substation | None | Minimum
Murraylands | Pinnaroo 11kV | Reverse Normal Rating | MVA | 2029 | -2.2372 | Zone Substation | None | Minimum
Murraylands | Pinnaroo South 11kV | Reverse Normal Rating | MVA | 2029 | -0.351 | Zone Substation | None | Minimum
Metro South | Plympton 11kV | Reverse Normal Rating | MVA | 2029 | -25.5862 | Zone Substation | None | Minimum
Eyre Peninsula | Point Boston 11kV | Reverse Normal Rating | MVA | 2029 | -1.9665 | Zone Substation | None | Minimum
Eyre Peninsula | Polda 11kV | Reverse Normal Rating | MVA | 2029 | -1.17 | Zone Substation | None | Minimum
Eyre Peninsula | Poonindie 11kV | Reverse Normal Rating | MVA | 2029 | -1.1115 | Zone Substation | None | Minimum
Metro West | Port Adelaide 11kV | Reverse Normal Rating | MVA | 2029 | -29.8724 | Zone Substation | None | Minimum
Metro West | Port Adelaide North 11kV | Reverse Normal Rating | MVA | 2029 | -44.1261 | Zone Substation | None | Minimum
Upper North | Port Augusta 11kV | Reverse Normal Rating | MVA | 2029 | -25.65 | Zone Substation | None | Minimum
Upper North | Port Augusta West TF1 11kV | Reverse Normal Rating | MVA | 2029 | -13.59 | Zone Substation | None | Minimum
Upper North | Port Augusta West TF2 11kV | Reverse Normal Rating | MVA | 2029 | -15.39 | Zone Substation | None | Minimum
Upper North | Port Broughton 11kV | Reverse Normal Rating | MVA | 2029 | -4.7547 | Zone Substation | None | Minimum
Yorke Peninsula | Port Clinton 11kV | Reverse Normal Rating | MVA | 2029 | -1.17 | Zone Substation | None | Minimum
Upper North | Port Germein 11kV | Reverse Normal Rating | MVA | 2029 | -1.17 | Zone Substation | None | Minimum
Yorke Peninsula | Port Giles 11kV | Reverse Normal Rating | MVA | 2029 | -3.2063 | Zone Substation | None | Minimum
Yorke Peninsula | Port Julia 11kV | Reverse Normal Rating | MVA | 2029 | -1.17 | Zone Substation | None | Minimum
Eyre Peninsula | Port Lincoln City 11kV | Reverse Normal Rating | MVA | 2029 | -25.5762 | Zone Substation | None | Minimum
Eyre Peninsula | Port Lincoln Docks 11kV | Reverse Normal Rating | MVA | 2029 | -12.06 | Zone Substation | None | Minimum
Eyre Peninsula | Port Lincoln Marina 11kV | Reverse Normal Rating | MVA | 2029 | -16.02 | Zone Substation | None | Minimum
Eyre Peninsula | Port Lincoln Terminal 33kV | Reverse Normal Rating | MVA | 2029 | -50 | Connection Point | None | Minimum
Metro South | Port Noarlunga 11kV | Reverse Normal Rating | MVA | 2029 | -52.2405 | Zone Substation | None | Minimum
Upper North | Port Pirie Bungama 33kV | Reverse Normal Rating | MVA | 2029 | -110 | Connection Point | None | Minimum
Upper North | Port Pirie South 11kV | Reverse Normal Rating | MVA | 2029 | -36.4587 | Zone Substation | None | Minimum
Metro South | Port Stanvac 11kV | Reverse Normal Rating | MVA | 2029 | -75.5715 | Zone Substation | None | Minimum
Metro South | Port Stanvac TF2 11kV | Reverse Normal Rating | MVA | 2029 | -25.416 | Zone Substation | None | Minimum
Yorke Peninsula | Port Vincent 11kV | Reverse Normal Rating | MVA | 2029 | -2.39 | Zone Substation | None | Minimum
Riverland | Portee 11kV | Reverse Normal Rating | MVA | 2029 | -0.63 | Zone Substation | N | Minimum
Metro East | Prospect 11kV | Reverse Normal Rating | MVA | 2029 | -45.5547 | Zone Substation | None | Minimum
Murraylands | Punyelroo 11kV | Reverse Normal Rating | MVA | 2029 | -1.197 | Zone Substation | None | Minimum
Riverland | Pyap 11kV | Reverse Normal Rating | MVA | 2029 | -13.653 | Zone Substation | None | Minimum
Riverland | Qualco 11kV | Reverse Normal Rating | MVA | 2029 | -2.925 | Zone Substation | N | Minimum
Metro West | Queenstown 11kV | Reverse Normal Rating | MVA | 2029 | -20.5477 | Zone Substation | None | Minimum
Upper North | Quorn 11kV | Reverse Normal Rating | MVA | 2029 | -2.43 | Zone Substation | None | Minimum
Riverland | Ramco 11kV | Reverse Normal Rating | MVA | 2029 | -8.448 | Zone Substation | None | Minimum
Metro South | Rapid Bay 11kV | Reverse Normal Rating | MVA | 2029 | -0.36855 | Zone Substation | None | Minimum
Riverland | Renmark 11kV | Reverse Normal Rating | MVA | 2029 | -26.9126 | Zone Substation | None | Minimum
Mid North | Riverton 11kV | Reverse Normal Rating | MVA | 2029 | -3.51 | Zone Substation | None | Minimum
South East | Robe 7.6kV | Reverse Normal Rating | MVA | 2029 | -5.783 | Zone Substation | None | Minimum
Mid North | Robertstown 11kV | Reverse Normal Rating | MVA | 2029 | -1.17 | Zone Substation | None | Minimum
Riverland | Roonka 11kV | Reverse Normal Rating | MVA | 2029 | -7.2 | Zone Substation | None | Minimum
Eyre Peninsula | Rudall 11kV | Reverse Normal Rating | MVA | 2029 | -0.585 | Zone Substation | None | Minimum
Metro North | Salisbury 11kV | Reverse Normal Rating | MVA | 2029 | -64.1875 | Zone Substation | N | Minimum
Metro South | Salt Cliffs 11kV | Reverse Normal Rating | MVA | 2029 | -0.585 | Zone Substation | None | Minimum
Mid North | Sandy Creek 11kV | Reverse Normal Rating | MVA | 2029 | -2.7 | Zone Substation | None | Minimum
Metro South | Seacombe 11kV | Reverse Normal Rating | MVA | 2029 | -53.883 | Zone Substation | None | Minimum
Metro South | Seaford 11kV | Reverse Normal Rating | MVA | 2029 | -15.03 | Zone Substation | None | Minimum
Metro South | Second Valley 11kV | Reverse Normal Rating | MVA | 2029 | -0.585 | Zone Substation | None | Minimum
Metro South | Sheidow Park 11kV | Reverse Normal Rating | MVA | 2029 | -31.8347 | Zone Substation | Reverse N-1 | Minimum
Murraylands | Sherlock 11kV | Reverse Normal Rating | MVA | 2029 | -0.1755 | Zone Substation | None | Minimum
Metro North | Smithfield West 11kV | Reverse Normal Rating | MVA | 2029 | -33.93 | Zone Substation | N-1 | Minimum
South East | Snuggery Rural 33kV | Reverse Normal Rating | MVA | 2029 | -20 | Connection Point | None | Minimum
South East | South End 11kV | Reverse Normal Rating | MVA | 2029 | -0.702 | Zone Substation | Reverse N-1 | Minimum
Mid North | Spalding 11kV | Reverse Normal Rating | MVA | 2029 | -1.1115 | Zone Substation | None | Minimum
Metro South | Square Water Hole 11kV | Reverse Normal Rating | MVA | 2029 | -6.4125 | Zone Substation | None | Minimum
Yorke Peninsula | Stansbury 11kV | Reverse Normal Rating | MVA | 2029 | -1.6245 | Zone Substation | None | Minimum
Eastern Hills | Stirling East 11kV | Reverse Normal Rating | MVA | 2029 | -15.75 | Zone Substation | None | Minimum
Upper North | Stirling North 1 11kV | Reverse Normal Rating | MVA | 2029 | -2.925 | Zone Substation | None | Minimum
Upper North | Stirling North 2 11kV | Reverse Normal Rating | MVA | 2029 | -2.7 | Zone Substation | None | Minimum
Mid North | Stockwell TF1 11kV | Reverse Normal Rating | MVA | 2029 | -8.0156 | Zone Substation | None | Minimum
Mid North | Stockwell TF2 11kV | Reverse Normal Rating | MVA | 2029 | -7.83 | Zone Substation | None | Minimum
Eyre Peninsula | Stony Point 11kV | Reverse Normal Rating | MVA | 2029 | -2.5 | Connection Point | None | Minimum
Eastern Hills | Strathalbyn 11kV | Reverse Normal Rating | MVA | 2029 | -15.21 | Zone Substation | None | Minimum
Eyre Peninsula | Streaky Bay 11kV | Reverse Normal Rating | MVA | 2029 | -6.4068 | Zone Substation | Reverse N-1 | Minimum
Riverland | Swan Reach 11kV | Reverse Normal Rating | MVA | 2029 | -3.51 | Zone Substation | None | Minimum
Riverland | Swan Reach 33kV | Reverse Normal Rating | MVA | 2029 | -6.4125 | Zone Substation | None | Minimum
Murraylands | Tailem Bend 33kV | Reverse Normal Rating | MVA | 2029 | -25 | Connection Point | None | Minimum
Murraylands | Tailem Bend Town 11kV | Reverse Normal Rating | MVA | 2029 | -3.7503 | Zone Substation | None | Minimum
South East | Tantanoola 11kV | Reverse Normal Rating | MVA | 2029 | -1.2825 | Zone Substation | None | Minimum
Eyre Peninsula | Tarlton 11kV | Reverse Normal Rating | MVA | 2029 | -0.5985 | Zone Substation | None | Minimum
South East | Tarpeena South 11kV | Reverse Normal Rating | MVA | 2029 | -9.774 | Zone Substation | N-1 | Minimum
Metro East | Tea Tree Gully 11kV | Reverse Normal Rating | MVA | 2029 | -44.8766 | Zone Substation | None | Minimum
Murraylands | Teal Flat 11kV | Reverse Normal Rating | MVA | 2029 | -3.2007 | Zone Substation | None | Minimum
Upper North | Telowie 11kV | Reverse Normal Rating | MVA | 2029 | -1.1115 | Zone Substation | None | Minimum
Mid North | Templers 33kV | Reverse Normal Rating | MVA | 2029 | -60 | Connection Point | None | Minimum
Metro West | Thebarton 11kV | Reverse Normal Rating | MVA | 2029 | -46.7008 | Zone Substation | None | Minimum
South East | Tintinara 11kV | Reverse Normal Rating | MVA | 2029 | -0.83824 | Zone Substation | None | Minimum
Metro South | Tonsley Park 11kV | Reverse Normal Rating | MVA | 2029 | -35.8482 | Zone Substation | None | Minimum
Eyre Peninsula | Tumby Bay 11kV | Reverse Normal Rating | MVA | 2029 | -4.6485 | Zone Substation | None | Minimum
Metro North | Two Wells 11kV | Reverse Normal Rating | MVA | 2029 | -14.67 | Zone Substation | N-1 | Minimum
Eyre Peninsula | Uley 11kV | Reverse Normal Rating | MVA | 2029 | -1.17 | Zone Substation | None | Minimum
Eyre Peninsula | Uley South 11kV | Reverse Normal Rating | MVA | 2029 | -1.1115 | Zone Substation | None | Minimum
Eastern Hills | Uraidla 11kV | Reverse Normal Rating | MVA | 2029 | -15.5969 | Zone Substation | None | Minimum
Eastern Hills | Uraidla 33kV | Reverse Normal Rating | MVA | 2029 | -27.9 | Zone Substation | None | Minimum
Eastern Hills | Verdun 11kV | Reverse Normal Rating | MVA | 2029 | -1.17 | Zone Substation | None | Minimum
Metro South | Victor Harbor 11kV | Reverse Normal Rating | MVA | 2029 | -53.7799 | Zone Substation | None | Minimum
Metro North | Virginia 11kV | Reverse Normal Rating | MVA | 2029 | -13.32 | Zone Substation | None | Minimum
Riverland | Waikerie 11kV | Reverse Normal Rating | MVA | 2029 | -11.0063 | Zone Substation | None | Minimum
Murraylands | Walker Flat 11kV | Reverse Normal Rating | MVA | 2029 | -2.565 | Zone Substation | None | Minimum
Yorke Peninsula | Wallaroo 11kV | Reverse Normal Rating | MVA | 2029 | -16.0312 | Zone Substation | None | Minimum
Yorke Peninsula | Warooka 11kV | Reverse Normal Rating | MVA | 2029 | -5.7981 | Zone Substation | None | Minimum
Mid North | Wasleys 11kV | Reverse Normal Rating | MVA | 2029 | -2.43 | Zone Substation | None | Minimum
Mid North | Waterloo 33kV | Reverse Normal Rating | MVA | 2029 | -25 | Connection Point | None | Minimum
Mid North | Waterloo Town 11kV | Reverse Normal Rating | MVA | 2029 | -0.585 | Zone Substation | None | Minimum
Murraylands | White Sands 11kV | Reverse Normal Rating | MVA | 2029 | -7.65 | Zone Substation | None | Minimum
Adelaide Central | Whitmore Square 11kV | Reverse Normal Rating | MVA | 2029 | -71.2955 | Zone Substation | None | Minimum
Eyre Peninsula | Whyalla Central 33kV | Reverse Normal Rating | MVA | 2029 | -120 | Connection Point | None | Minimum
Eyre Peninsula | Whyalla City 11kV | Reverse Normal Rating | MVA | 2029 | -22.6164 | Zone Substation | None | Minimum
Eyre Peninsula | Whyalla North 11kV | Reverse Normal Rating | MVA | 2029 | -3.4158 | Zone Substation | None | Minimum
Eyre Peninsula | Whyalla Stuart 11kV | Reverse Normal Rating | MVA | 2029 | -26.3814 | Zone Substation | None | Minimum
Mid North | Williamstown 11kV | Reverse Normal Rating | MVA | 2029 | -2.7 | Zone Substation | None | Minimum
Mid North | Williamstown South 11kV | Reverse Normal Rating | MVA | 2029 | -4.446 | Zone Substation | None | Minimum
Metro South | Willunga 11kV | Reverse Normal Rating | MVA | 2029 | -6.21 | Zone Substation | None | Minimum
Metro South | Willunga 33kV | Reverse Normal Rating | MVA | 2029 | -8.775 | Zone Substation | None | Minimum
Upper North | Wilmington 11kV | Reverse Normal Rating | MVA | 2029 | -2.3085 | Zone Substation | None | Minimum
Upper North | Wirrabara Forest 11kV | Reverse Normal Rating | MVA | 2029 | -1.17 | Zone Substation | None | Minimum
Upper North | Wirrabara South 11kV | Reverse Normal Rating | MVA | 2029 | -0.117 | Zone Substation | None | Minimum
Metro South | Wirrina Cove 11kV | Reverse Normal Rating | MVA | 2029 | -1.755 | Zone Substation | None | Minimum
Upper North | Wongyarra 11kV | Reverse Normal Rating | MVA | 2029 | -0.234 | Zone Substation | None | Minimum
Metro East | Woodforde 11kV | Reverse Normal Rating | MVA | 2029 | -42.9146 | Zone Substation | None | Minimum
Murraylands | Woods Point 11kV | Reverse Normal Rating | MVA | 2029 | -8.01 | Zone Substation | None | Minimum
Eastern Hills | Woodside 11kV | Reverse Normal Rating | MVA | 2029 | -12.0462 | Zone Substation | Reverse N-1 | Minimum
Metro West | Woodville 11kV | Reverse Normal Rating | MVA | 2029 | -24.5385 | Zone Substation | None | Minimum
Metro West | Woodville 33kV | Reverse Normal Rating | MVA | 2029 | -30.51 | Zone Substation | None | Minimum
Riverland | Woolpunda 11kV | Reverse Normal Rating | MVA | 2029 | -17.1164 | Zone Substation | None | Minimum
Eyre Peninsula | Wudinna 11kV | Reverse Normal Rating | MVA | 2029 | -4.9101 | Zone Substation | None | Minimum
Eyre Peninsula | Wudinna 66kV | Reverse Normal Rating | MVA | 2029 | -25 | Connection Point | None | Minimum
Eyre Peninsula | Yadnarie 66kV | Reverse Normal Rating | MVA | 2029 | -20 | Connection Point | None | Minimum
Metro South | Yankalilla 11kV | Reverse Normal Rating | MVA | 2029 | -14.85 | Zone Substation | None | Minimum
Metro South | Yankalilla 33kV | Reverse Normal Rating | MVA | 2029 | -16.0312 | Zone Substation | None | Minimum
Metro South | Yankalilla Hill 11kV | Reverse Normal Rating | MVA | 2029 | -0.351 | Zone Substation | None | Minimum
Upper North | Yongala 11kV | Reverse Normal Rating | MVA | 2029 | -0.351 | Zone Substation | None | Minimum
Yorke Peninsula | Yorketown 11kV | Reverse Normal Rating | MVA | 2029 | -2.3376 | Zone Substation | None | Minimum
Adelaide Central | ACR 66kV | Reverse Firm Rating | MVA | 2025 | -225 | Connection Point | None | Minimum
Eastern Hills | Aldgate 11kV | Reverse Firm Rating | MVA | 2025 | -7.4 | Zone Substation | None | Minimum
Metro South | Aldinga 11kV | Reverse Firm Rating | MVA | 2025 | -17.5 | Zone Substation | None | Minimum
South East | Allendale East 11kV | Reverse Firm Rating | MVA | 2025 | -3.75 | Zone Substation | None | Minimum
Mid North | Alma 11kV | Reverse Firm Rating | MVA | 2025 | 0 | Zone Substation | None | Minimum
Metro South | American River 11kV | Reverse Firm Rating | MVA | 2025 | 0 | Zone Substation | None | Minimum
Eastern Hills | Angas Creek 33kV | Reverse Firm Rating | MVA | 2025 | -25 | Connection Point | None | Minimum
Mid North | Angaston 11kV | Reverse Firm Rating | MVA | 2025 | -15.242 | Zone Substation | None | Minimum
Metro North | Angle Vale 11kV | Reverse Firm Rating | MVA | 2025 | -20.4925 | Zone Substation | None | Minimum
Yorke Peninsula | Ardrossan 11kV | Reverse Firm Rating | MVA | 2025 | -2.7578 | Zone Substation | None | Minimum
Yorke Peninsula | Ardrossan West 33kV | Reverse Firm Rating | MVA | 2025 | -25 | Connection Point | None | Minimum
Eyre Peninsula | Arno Bay 11kV | Reverse Firm Rating | MVA | 2025 | 0 | Zone Substation | None | Minimum
Metro South | Ascot Park 11kV | Reverse Firm Rating | MVA | 2025 | 0 | Zone Substation | N | Minimum
Metro West | Athol Park 11kV | Reverse Firm Rating | MVA | 2025 | -13.4 | Zone Substation | None | Minimum
Mid North | Auburn 11kV | Reverse Firm Rating | MVA | 2025 | -2.2 | Zone Substation | None | Minimum
Yorke Peninsula | Balaklava 7.6kV | Reverse Firm Rating | MVA | 2025 | -2.8 | Zone Substation | None | Minimum
Eastern Hills | Balhannah 33kV | Reverse Firm Rating | MVA | 2025 | -18.75 | Zone Substation | None | Minimum
Upper North | Baroota 33kV | Reverse Firm Rating | MVA | 2025 | 0 | Connection Point | None | Minimum
Upper North | Baroota Town 11kV | Reverse Firm Rating | MVA | 2025 | 0 | Zone Substation | None | Minimum
Mid North | Barossa South TF1 11kV | Reverse Firm Rating | MVA | 2025 | 0 | Zone Substation | None | Minimum
Mid North | Barossa South TF2 11kV | Reverse Firm Rating | MVA | 2025 | 0 | Zone Substation | None | Minimum
South East | Beachport 11kV | Reverse Firm Rating | MVA | 2025 | 0 | Zone Substation | None | Minimum
Murraylands | Belvedere Road 7.6kV | Reverse Firm Rating | MVA | 2025 | 0 | Zone Substation | None | Minimum
Riverland | Berri 11kV | Reverse Firm Rating | MVA | 2025 | -15 | Zone Substation | None | Minimum
Riverland | Berri 66kV | Reverse Firm Rating | MVA | 2025 | -50 | Connection Point | None | Minimum
Murraylands | Binnies 11kV | Reverse Firm Rating | MVA | 2025 | 0 | Zone Substation | None | Minimum
Eastern Hills | Birdwood 11kV | Reverse Firm Rating | MVA | 2025 | 0 | Zone Substation | None | Minimum
Yorke Peninsula | Black Point 11kV | Reverse Firm Rating | MVA | 2025 | 0 | Zone Substation | None | Minimum
Metro West | Blackpool 11kV | Reverse Firm Rating | MVA | 2025 | -18.75 | Zone Substation | None | Minimum
Metro South | Blackwood 11kV | Reverse Firm Rating | MVA | 2025 | -30.4841 | Zone Substation | None | Minimum
South East | Blanche 33kV | Reverse Firm Rating | MVA | 2025 | -50 | Connection Point | None | Minimum
Upper North | Booleroo Centre 11kV | Reverse Firm Rating | MVA | 2025 | 0 | Zone Substation | None | Minimum
Eyre Peninsula | Boothby 33kV | Reverse Firm Rating | MVA | 2025 | 0 | Zone Substation | N-1 | Minimum
Upper North | Booyoolie 11kV | Reverse Firm Rating | MVA | 2025 | 0 | Zone Substation | None | Minimum
South East | Bordertown 11kV | Reverse Firm Rating | MVA | 2025 | -7.5 | Zone Substation | N-1 | Minimum
Mid North | Brinkworth 33kV | Reverse Firm Rating | MVA | 2025 | -10 | Connection Point | None | Minimum
Mid North | Brinkworth Town 11kV | Reverse Firm Rating | MVA | 2025 | 0 | Zone Substation | None | Minimum
Eastern Hills | Brukunga 11kV | Reverse Firm Rating | MVA | 2025 | 0 | Zone Substation | None | Minimum
Upper North | Bungama Napperby 11kV | Reverse Firm Rating | MVA | 2025 | -0.75 | Zone Substation | None | Minimum
Metro East | Burnside 11kV | Reverse Firm Rating | MVA | 2025 | 0 | Zone Substation | None | Minimum
Mid North | Burra TF2 11kV | Reverse Firm Rating | MVA | 2025 | 0 | Zone Substation | None | Minimum
Riverland | Cadell 11kV | Reverse Firm Rating | MVA | 2025 | -1.5 | Zone Substation | None | Minimum
Murraylands | Caloote 11kV | Reverse Firm Rating | MVA | 2025 | -2.2 | Zone Substation | None | Minimum
Upper North | Caltowie 11kV | Reverse Firm Rating | MVA | 2025 | 0 | Zone Substation | None | Minimum
Murraylands | Cambrai 11kV | Reverse Firm Rating | MVA | 2025 | -0.75 | Zone Substation | None | Minimum
Murraylands | Campbell Park 11kV | Reverse Firm Rating | MVA | 2025 | 0 | Zone Substation | None | Minimum
Metro East | Campbelltown 11kV | Reverse Firm Rating | MVA | 2025 | -38.1051 | Zone Substation | None | Minimum
Metro South | Cape Jervis 11kV | Reverse Firm Rating | MVA | 2025 | 0 | Zone Substation | None | Minimum
Metro South | Cape Jervis 33kV | Reverse Firm Rating | MVA | 2025 | 0 | Zone Substation | N-1 | Minimum
Eyre Peninsula | Caralue 11kV | Reverse Firm Rating | MVA | 2025 | 0 | Zone Substation | None | Minimum
Metro West | Cavan 11kV | Reverse Firm Rating | MVA | 2025 | -30.6 | Zone Substation | None | Minimum
Adelaide Central | CBD 33kV | Reverse Firm Rating | MVA | 2025 | 0 | Zone Substation | None | Minimum
Eyre Peninsula | Ceduna 11kV | Reverse Firm Rating | MVA | 2025 | -6.8 | Zone Substation | None | Minimum
Eastern Hills | Chain of Ponds 11kV | Reverse Firm Rating | MVA | 2025 | 0 | Zone Substation | None | Minimum
Metro West | Cheltenham 11kV | Reverse Firm Rating | MVA | 2025 | 0 | Zone Substation | None | Minimum
Metro West | Cheltenham 33kV | Reverse Firm Rating | MVA | 2025 | 0 | Zone Substation | None | Minimum
Mid North | Clare 11kV | Reverse Firm Rating | MVA | 2025 | -7.1 | Zone Substation | None | Minimum
Mid North | Clare North 33kV | Reverse Firm Rating | MVA | 2025 | -25 | Connection Point | None | Minimum
Metro South | Clarence Gardens 11kV | Reverse Firm Rating | MVA | 2025 | 0 | Zone Substation | None | Minimum
Metro South | Clarendon 11kV | Reverse Firm Rating | MVA | 2025 | 0 | Zone Substation | None | Minimum
Metro East | Clearview 11kV | Reverse Firm Rating | MVA | 2025 | -15 | Zone Substation | N | Minimum
Eyre Peninsula | Cleve 11kV | Reverse Firm Rating | MVA | 2025 | -3.75 | Zone Substation | None | Minimum
Eyre Peninsula | Cleve 33kV | Reverse Firm Rating | MVA | 2025 | 0 | Zone Substation | N-1 | Minimum
Eyre Peninsula | Coffin Bay 11kV | Reverse Firm Rating | MVA | 2025 | 0 | Zone Substation | None | Minimum
Mid North | Collinsfield 11kV | Reverse Firm Rating | MVA | 2025 | 0 | Zone Substation | None | Minimum
Murraylands | Coomandook 11kV | Reverse Firm Rating | MVA | 2025 | 0 | Zone Substation | None | Minimum
Murraylands | Coonalpyn 11kV | Reverse Firm Rating | MVA | 2025 | 0 | Zone Substation | None | Minimum
South East | Coonawarra 11kV | Reverse Firm Rating | MVA | 2025 | -7.5 | Zone Substation | None | Minimum
Upper North | Copley Nepabunna 33kV | Reverse Firm Rating | MVA | 2025 | 0 | Zone Substation | N-1 | Minimum
Riverland | Cordola 11kV | Reverse Firm Rating | MVA | 2025 | -1.5 | Zone Substation | None | Minimum
Adelaide Central | Coromandel Place 11kV | Reverse Firm Rating | MVA | 2025 | -73.6132 | Zone Substation | None | Minimum
Eyre Peninsula | Cowell 11kV | Reverse Firm Rating | MVA | 2025 | 0 | Zone Substation | None | Minimum
Metro West | Croydon 11kV | Reverse Firm Rating | MVA | 2025 | -30.4841 | Zone Substation | None | Minimum
Metro West | Croydon Park 11kV | Reverse Firm Rating | MVA | 2025 | -14.26 | Zone Substation | None | Minimum
Upper North | Crystal Brook 11kV | Reverse Firm Rating | MVA | 2025 | -1.5 | Zone Substation | None | Minimum
Metro South | Cudmore Park 11kV | Reverse Firm Rating | MVA | 2025 | -12.9557 | Zone Substation | None | Minimum
Eyre Peninsula | Cummins 11kV | Reverse Firm Rating | MVA | 2025 | -2 | Zone Substation | None | Minimum
Yorke Peninsula | Curramulka 7.6kV | Reverse Firm Rating | MVA | 2025 | 0 | Zone Substation | None | Minimum
Yorke Peninsula | Curramulka South 11kV | Reverse Firm Rating | MVA | 2025 | 0 | Zone Substation | None | Minimum
Yorke Peninsula | Dalrymple 33kV | Reverse Firm Rating | MVA | 2025 | -25 | Connection Point | None | Minimum
Eyre Peninsula | Darke Peak 11kV | Reverse Firm Rating | MVA | 2025 | 0 | Zone Substation | None | Minimum
Upper North | Davenport West 33kV | Reverse Firm Rating | MVA | 2025 | -60 | Connection Point | None | Minimum
Eastern Hills | Deloraine 11kV | Reverse Firm Rating | MVA | 2025 | 0 | Zone Substation | None | Minimum
Metro North | Direk 11kV | Reverse Firm Rating | MVA | 2025 | -29.2 | Zone Substation | None | Minimum
Mid North | Dorrien 33kV | Reverse Firm Rating | MVA | 2025 | -60 | Connection Point | None | Minimum
Mid North | Dorrien TF4 11kV | Reverse Firm Rating | MVA | 2025 | 0 | Zone Substation | None | Minimum
Mid North | Dorrien TF5 11kV | Reverse Firm Rating | MVA | 2025 | 0 | Zone Substation | None | Minimum
Yorke Peninsula | Dowlingville 11kV | Reverse Firm Rating | MVA | 2025 | 0 | Zone Substation | None | Minimum
Adelaide Central | East Terrace 11kV | Reverse Firm Rating | MVA | 2025 | -54.3685 | Zone Substation | None | Minimum
Metro North | Edinburgh 11kV | Reverse Firm Rating | MVA | 2025 | -30.8 | Zone Substation | None | Minimum
Yorke Peninsula | Edithburgh 11kV | Reverse Firm Rating | MVA | 2025 | 0 | Zone Substation | None | Minimum
Metro North | Elizabeth Downs 11kV | Reverse Firm Rating | MVA | 2025 | -32 | Zone Substation | None | Minimum
Metro North | Elizabeth Heights 11kV | Reverse Firm Rating | MVA | 2025 | -15 | Zone Substation | None | Minimum
Metro North | Elizabeth South 11kV | Reverse Firm Rating | MVA | 2025 | -13.5 | Zone Substation | None | Minimum
Mid North | Eudunda 11kV | Reverse Firm Rating | MVA | 2025 | 0 | Zone Substation | None | Minimum
Metro North | Evanston 11kV | Reverse Firm Rating | MVA | 2025 | -30.4841 | Zone Substation | N-1 | Minimum
Metro North | Evanston 33kV | Reverse Firm Rating | MVA | 2025 | 0 | Zone Substation | None | Minimum
Metro West | Findon 11kV | Reverse Firm Rating | MVA | 2025 | -13.4 | Zone Substation | None | Minimum
Metro West | Flinders Park 11kV | Reverse Firm Rating | MVA | 2025 | 0 | Zone Substation | None | Minimum
Mid North | Florieton SWER 19kV | Reverse Firm Rating | MVA | 2025 | 0 | Connection Point | None | Minimum
Eastern Hills | Forreston 11kV | Reverse Firm Rating | MVA | 2025 | 0 | Zone Substation | None | Minimum
Mid North | Freeling 11kV | Reverse Firm Rating | MVA | 2025 | -2.25 | Zone Substation | None | Minimum
Mid North | Freeling North 11kV | Reverse Firm Rating | MVA | 2025 | 0 | Zone Substation | None | Minimum
Metro West | Fulham Gardens 11kV | Reverse Firm Rating | MVA | 2025 | -28.5 | Zone Substation | None | Minimum
Upper North | Fullerville 11kV | Reverse Firm Rating | MVA | 2025 | 0 | Zone Substation | None | Minimum
Mid North | Gawler Belt TF1 11kV | Reverse Firm Rating | MVA | 2025 | 0 | Zone Substation | None | Minimum
Mid North | Gawler Belt TF2 11kV | Reverse Firm Rating | MVA | 2025 | 0 | Zone Substation | None | Minimum
Mid North | Georgetown 11kV | Reverse Firm Rating | MVA | 2025 | 0 | Zone Substation | None | Minimum
Murraylands | Geranium 11kV | Reverse Firm Rating | MVA | 2025 | 0 | Zone Substation | None | Minimum
Upper North | Gladstone 11kV | Reverse Firm Rating | MVA | 2025 | -2.6 | Zone Substation | None | Minimum
Metro West | Glanville 11kV | Reverse Firm Rating | MVA | 2025 | -13.9 | Zone Substation | None | Minimum
South East | Glencoe 11kV | Reverse Firm Rating | MVA | 2025 | 0 | Zone Substation | None | Minimum
Metro South | Glenelg North 11kV | Reverse Firm Rating | MVA | 2025 | -15 | Zone Substation | None | Minimum
Riverland | Glossop 11kV | Reverse Firm Rating | MVA | 2025 | -7.5 | Zone Substation | None | Minimum
Metro East | Golden Grove 11kV | Reverse Firm Rating | MVA | 2025 | -59.6489 | Zone Substation | None | Minimum
Mid North | Gomersal North 11kV | Reverse Firm Rating | MVA | 2025 | 0 | Zone Substation | None | Minimum
Metro South | Goolwa 11kV | Reverse Firm Rating | MVA | 2025 | -18.2 | Zone Substation | None | Minimum
Mid North | Gulnare 11kV | Reverse Firm Rating | MVA | 2025 | 0 | Zone Substation | None | Minimum
Eastern Hills | Gumeracha 11kV | Reverse Firm Rating | MVA | 2025 | 0 | Zone Substation | None | Minimum
Eastern Hills | Gumeracha Weir 11kV | Reverse Firm Rating | MVA | 2025 | 0 | Zone Substation | None | Minimum
Eastern Hills | Gumhaven 11kV | Reverse Firm Rating | MVA | 2025 | 0 | Zone Substation | None | Minimum
Metro South | Hackham 11kV | Reverse Firm Rating | MVA | 2025 | 0 | Zone Substation | N-1 | Minimum
Eastern Hills | Hahndorf 11kV | Reverse Firm Rating | MVA | 2025 | 0 | Zone Substation | None | Minimum
Mid North | Halbury 11kV | Reverse Firm Rating | MVA | 2025 | 0 | Zone Substation | None | Minimum
Mid North | Hamley Bridge 11kV | Reverse Firm Rating | MVA | 2025 | 0 | Zone Substation | None | Minimum
Metro South | Happy Valley 11kV | Reverse Firm Rating | MVA | 2025 | -32 | Zone Substation | None | Minimum
Metro East | Harrow 11kV | Reverse Firm Rating | MVA | 2025 | -16.4 | Zone Substation | None | Minimum
South East | Hatherleigh 11kV | Reverse Firm Rating | MVA | 2025 | 0 | Zone Substation | None | Minimum
Upper North | Hawker 11kV | Reverse Firm Rating | MVA | 2025 | -0.6 | Zone Substation | None | Minimum
Metro South | Hay Flat 11kV | Reverse Firm Rating | MVA | 2025 | 0 | Zone Substation | None | Minimum
Metro West | Henley South 11kV | Reverse Firm Rating | MVA | 2025 | -30.4841 | Zone Substation | None | Minimum
Eastern Hills | Hermitage 11kV | Reverse Firm Rating | MVA | 2025 | 0 | Zone Substation | None | Minimum
Metro East | Hillcrest 11kV | Reverse Firm Rating | MVA | 2025 | -31.6 | Zone Substation | None | Minimum
Adelaide Central | Hindley Street 11kV | Reverse Firm Rating | MVA | 2025 | -55.5415 | Zone Substation | None | Minimum
Metro East | Holden Hill 11kV | Reverse Firm Rating | MVA | 2025 | -24.9 | Zone Substation | None | Minimum
Metro East | Hope Valley 11kV | Reverse Firm Rating | MVA | 2025 | 0 | Zone Substation | None | Minimum
Eastern Hills | Houghton 7.6kV | Reverse Firm Rating | MVA | 2025 | 0 | Zone Substation | None | Minimum
Mid North | Hoyleton 11kV | Reverse Firm Rating | MVA | 2025 | 0 | Zone Substation | None | Minimum
Yorke Peninsula | Hummocks 33kV | Reverse Firm Rating | MVA | 2025 | -25 | Connection Point | None | Minimum
Metro East | Ingle Farm 11kV | Reverse Firm Rating | MVA | 2025 | -27.7 | Zone Substation | None | Minimum
South East | Inverness 11kV | Reverse Firm Rating | MVA | 2025 | 0 | Zone Substation | None | Minimum
Murraylands | Jabuk 11kV | Reverse Firm Rating | MVA | 2025 | 0 | Zone Substation | None | Minimum
Yorke Peninsula | James Well 11kV | Reverse Firm Rating | MVA | 2025 | 0 | Zone Substation | None | Minimum
Upper North | Jamestown 11kV | Reverse Firm Rating | MVA | 2025 | -2.2 | Zone Substation | Reverse N-1 | Minimum
Murraylands | Jervois 11kV | Reverse Firm Rating | MVA | 2025 | 0 | Zone Substation | None | Minimum
Yorke Peninsula | Kadina 11kV | Reverse Firm Rating | MVA | 2025 | -9.2 | Zone Substation | None | Minimum
Yorke Peninsula | Kadina East 33kV | Reverse Firm Rating | MVA | 2025 | -60 | Connection Point | None | Minimum
South East | Kalangadoo 11kV | Reverse Firm Rating | MVA | 2025 | 0 | Zone Substation | None | Minimum
South East | Kalangadoo West 11kV | Reverse Firm Rating | MVA | 2025 | -0.75 | Zone Substation | None | Minimum
Eastern Hills | Kanmantoo Copper Mine 11kV | Reverse Firm Rating | MVA | 2025 | 0 | Connection Point | None | Minimum
Mid North | Kapunda TF1 11kV | Reverse Firm Rating | MVA | 2025 | 0 | Zone Substation | None | Minimum
Mid North | Kapunda TF2 11kV | Reverse Firm Rating | MVA | 2025 | 0 | Zone Substation | None | Minimum
Murraylands | Karoonda 11kV | Reverse Firm Rating | MVA | 2025 | -0.75 | Zone Substation | Reverse N | Minimum
South East | Keith 11kV | Reverse Firm Rating | MVA | 2025 | -9.1 | Zone Substation | None | Minimum
South East | Keith 33kV | Reverse Firm Rating | MVA | 2025 | -25 | Connection Point | None | Minimum
Metro East | Kent Town 11kV | Reverse Firm Rating | MVA | 2025 | -28.9 | Zone Substation | None | Minimum
Eastern Hills | Kersbrook 11kV | Reverse Firm Rating | MVA | 2025 | 0 | Zone Substation | None | Minimum
Metro South | Keswick 11kV | Reverse Firm Rating | MVA | 2025 | -27 | Zone Substation | None | Minimum
Murraylands | Ki Ki 11kV | Reverse Firm Rating | MVA | 2025 | 0 | Zone Substation | None | Minimum
Metro West | Kilburn 11kV | Reverse Firm Rating | MVA | 2025 | -58.7705 | Zone Substation | None | Minimum
Metro East | Kilburn South 11kV | Reverse Firm Rating | MVA | 2025 | 0 | Zone Substation | None | Minimum
Metro West | Kilkenny 11kV | Reverse Firm Rating | MVA | 2025 | -30.5 | Zone Substation | None | Minimum
South East | Kincraig 33kV | Reverse Firm Rating | MVA | 2025 | -25 | Connection Point | None | Minimum
Metro South | Kingscote 11kV | Reverse Firm Rating | MVA | 2025 | 0 | Zone Substation | None | Minimum
South East | Kingston SE 11kV | Reverse Firm Rating | MVA | 2025 | -2.25 | Zone Substation | None | Minimum
Metro South | Kingswood 11kV | Reverse Firm Rating | MVA | 2025 | -36.5 | Zone Substation | None | Minimum
South East | Kongorong 11kV | Reverse Firm Rating | MVA | 2025 | 0 | Zone Substation | None | Minimum
South East | Kumorna 11kV | Reverse Firm Rating | MVA | 2025 | 0 | Zone Substation | None | Minimum
Mid North | Kybunga 11kV | Reverse Firm Rating | MVA | 2025 | 0 | Zone Substation | None | Minimum
Murraylands | Lameroo 11kV | Reverse Firm Rating | MVA | 2025 | -1.5 | Zone Substation | None | Minimum
Eastern Hills | Langhorne Creek 11kV | Reverse Firm Rating | MVA | 2025 | -3.75 | Zone Substation | None | Minimum
Metro West | Largs North 11kV | Reverse Firm Rating | MVA | 2025 | -18.75 | Zone Substation | None | Minimum
Metro West | Lefevre 11kV | Reverse Firm Rating | MVA | 2025 | -38.1051 | Zone Substation | None | Minimum
Upper North | Leigh Creek South 33kV | Reverse Firm Rating | MVA | 2025 | 0 | Connection Point | None | Minimum
Metro East | Linden Park 11kV | Reverse Firm Rating | MVA | 2025 | -30.4841 | Zone Substation | None | Minimum
Eyre Peninsula | Little Swamp 11kV | Reverse Firm Rating | MVA | 2025 | 0 | Zone Substation | None | Minimum
Eastern Hills | Lobethal 11kV | Reverse Firm Rating | MVA | 2025 | -7.1 | Zone Substation | None | Minimum
Eyre Peninsula | Lock 11kV | Reverse Firm Rating | MVA | 2025 | 0 | Zone Substation | None | Minimum
Riverland | Loveday 11kV | Reverse Firm Rating | MVA | 2025 | -14.6267 | Zone Substation | None | Minimum
Metro South | Lower Mitcham 11kV | Reverse Firm Rating | MVA | 2025 | -15 | Zone Substation | None | Minimum
Riverland | Loxton 11kV | Reverse Firm Rating | MVA | 2025 | -14.9739 | Zone Substation | None | Minimum
South East | Lucindale 11kV | Reverse Firm Rating | MVA | 2025 | -2 | Zone Substation | None | Minimum
Mid North | Lyndoch 11kV | Reverse Firm Rating | MVA | 2025 | 0 | Zone Substation | None | Minimum
Mid North | Lyndoch South 7.6kV | Reverse Firm Rating | MVA | 2025 | 0 | Zone Substation | None | Minimum
Riverland | Lyrup 11kV | Reverse Firm Rating | MVA | 2025 | -3.75 | Zone Substation | None | Minimum
Metro South | MacGillivray 11kV | Reverse Firm Rating | MVA | 2025 | -1.3 | Zone Substation | None | Minimum
Yorke Peninsula | Maitland 11kV | Reverse Firm Rating | MVA | 2025 | -3.75 | Zone Substation | None | Minimum
Mid North | Mallala 11kV | Reverse Firm Rating | MVA | 2025 | -3.8 | Zone Substation | None | Minimum
Murraylands | Mannum 33kV | Reverse Firm Rating | MVA | 2025 | -20 | Connection Point | None | Minimum
Murraylands | Mannum Town 7.6kV | Reverse Firm Rating | MVA | 2025 | -3.3 | Zone Substation | None | Minimum
Yorke Peninsula | Marion Bay 11kV | Reverse Firm Rating | MVA | 2025 | 0 | Zone Substation | None | Minimum
Mid North | Marrabel 11kV | Reverse Firm Rating | MVA | 2025 | 0 | Zone Substation | None | Minimum
Metro South | McLaren Flat TF1 11kV | Reverse Firm Rating | MVA | 2025 | 0 | Zone Substation | None | Minimum
Metro South | McLaren Flat TF2 11kV | Reverse Firm Rating | MVA | 2025 | 0 | Zone Substation | None | Minimum
Metro South | McLaren Vale 11kV | Reverse Firm Rating | MVA | 2025 | -3 | Zone Substation | None | Minimum
Metro South | McLaren Vale Vineyard 11kV | Reverse Firm Rating | MVA | 2025 | 0 | Zone Substation | None | Minimum
Eastern Hills | Meadows 11kV | Reverse Firm Rating | MVA | 2025 | -3.75 | Zone Substation | Reverse N-1 | Minimum
Upper North | Melrose 11kV | Reverse Firm Rating | MVA | 2025 | 0 | Zone Substation | None | Minimum
Murraylands | Meningie 11kV | Reverse Firm Rating | MVA | 2025 | -3.7 | Zone Substation | None | Minimum
Metro East | Metro East 66kV | Reverse Firm Rating | MVA | 2025 | -690 | Connection Point | None | Minimum
Metro North | Metro North 66kV | Reverse Firm Rating | MVA | 2025 | -310 | Connection Point | None | Minimum
Metro South | Metro South 66kV | Reverse Firm Rating | MVA | 2025 | -690 | Connection Point | None | Minimum
Metro West | Metro West 66kV | Reverse Firm Rating | MVA | 2025 | -420 | Connection Point | None | Minimum
Eastern Hills | Milang 11kV | Reverse Firm Rating | MVA | 2025 | -3.6 | Zone Substation | None | Minimum
South East | Millicent 11kV | Reverse Firm Rating | MVA | 2025 | -6.8 | Zone Substation | None | Minimum
Yorke Peninsula | Minlaton 11kV | Reverse Firm Rating | MVA | 2025 | -1.4 | Zone Substation | None | Minimum
Murraylands | Mobilong 33kV | Reverse Firm Rating | MVA | 2025 | -57.2 | Connection Point | None | Minimum
Murraylands | Monarto Central 11kV | Reverse Firm Rating | MVA | 2025 | 0 | Zone Substation | None | Minimum
Murraylands | Monarto South 11kV | Reverse Firm Rating | MVA | 2025 | 0 | Zone Substation | None | Minimum
Yorke Peninsula | Moonta 11kV | Reverse Firm Rating | MVA | 2025 | -7.4 | Zone Substation | N-1 | Minimum
Eyre Peninsula | Moorkitabie 11kV | Reverse Firm Rating | MVA | 2025 | 0 | Zone Substation | None | Minimum
Riverland | Morgan 11kV | Reverse Firm Rating | MVA | 2025 | 0 | Zone Substation | N | Minimum
Metro South | Morphett Vale East 11kV | Reverse Firm Rating | MVA | 2025 | -30.4841 | Zone Substation | None | Minimum
Metro South | Morphettville 11kV | Reverse Firm Rating | MVA | 2025 | -15 | Zone Substation | None | Minimum
Eastern Hills | Mount Barker 11kV | Reverse Firm Rating | MVA | 2025 | -38.1051 | Zone Substation | None | Minimum
Eastern Hills | Mount Barker 66kV | Reverse Firm Rating | MVA | 2025 | -60 | Connection Point | None | Minimum
South East | Mount Burr 11kV | Reverse Firm Rating | MVA | 2025 | 0 | Zone Substation | None | Minimum
South East | Mount Gambier 11kV | Reverse Firm Rating | MVA | 2025 | -15 | Zone Substation | None | Minimum
South East | Mount Gambier 33kV | Reverse Firm Rating | MVA | 2025 | -25 | Connection Point | None | Minimum
South East | Mount Gambier North 11kV | Reverse Firm Rating | MVA | 2025 | 0 | Zone Substation | N-1 | Minimum
South East | Mount Gambier West 11kV | Reverse Firm Rating | MVA | 2025 | -15 | Zone Substation | None | Minimum
Upper North | Mount Gunson 33kV | Reverse Firm Rating | MVA | 2025 | 0 | Connection Point | None | Minimum
Eastern Hills | Mount Pleasant 11kV | Reverse Firm Rating | MVA | 2025 | 0 | Zone Substation | None | Minimum
South East | Mount Schank 11kV | Reverse Firm Rating | MVA | 2025 | -2.7887 | Zone Substation | None | Minimum
Murraylands | Murray Bridge North 11kV | Reverse Firm Rating | MVA | 2025 | -14.8 | Zone Substation | None | Minimum
Murraylands | Murray Bridge South 11kV | Reverse Firm Rating | MVA | 2025 | -15 | Zone Substation | None | Minimum
Eastern Hills | Mylor 11kV | Reverse Firm Rating | MVA | 2025 | 0 | Zone Substation | None | Minimum
Murraylands | Mypolonga 11kV | Reverse Firm Rating | MVA | 2025 | -2.7 | Zone Substation | None | Minimum
Metro South | Myponga 11kV | Reverse Firm Rating | MVA | 2025 | -7.2 | Zone Substation | None | Minimum
Eastern Hills | Nairne 11kV | Reverse Firm Rating | MVA | 2025 | -4.9 | Zone Substation | Reverse N-1 | Minimum
South East | Nangwarry 11kV | Reverse Firm Rating | MVA | 2025 | 0 | Zone Substation | None | Minimum
South East | Naracoorte 11kV | Reverse Firm Rating | MVA | 2025 | -15.242 | Zone Substation | None | Minimum
South East | Naracoorte East 11kV | Reverse Firm Rating | MVA | 2025 | 0 | Zone Substation | None | Minimum
Murraylands | Narrung 11kV | Reverse Firm Rating | MVA | 2025 | -2.25 | Zone Substation | None | Minimum
Upper North | Neuroodla 33kV | Reverse Firm Rating | MVA | 2025 | 0 | Connection Point | None | Minimum
Metro West | New Osborne 11kV | Reverse Firm Rating | MVA | 2025 | 0 | Zone Substation | None | Minimum
Metro West | New Richmond 11kV | Reverse Firm Rating | MVA | 2025 | -26.7 | Zone Substation | None | Minimum
Murraylands | Nildottie 11kV | Reverse Firm Rating | MVA | 2025 | 0 | Zone Substation | None | Minimum
Yorke Peninsula | Ninnes 11kV | Reverse Firm Rating | MVA | 2025 | 0 | Zone Substation | None | Minimum
Metro South | Noarlunga Centre 11kV | Reverse Firm Rating | MVA | 2025 | -15 | Zone Substation | None | Minimum
Metro East | North Adelaide 11kV | Reverse Firm Rating | MVA | 2025 | -37.4 | Zone Substation | None | Minimum
Metro South | North Unley 11kV | Reverse Firm Rating | MVA | 2025 | -13.6 | Zone Substation | None | Minimum
Riverland | North West Bend 66kV | Reverse Firm Rating | MVA | 2025 | -20 | Connection Point | None | Minimum
Metro East | Northfield 11kV | Reverse Firm Rating | MVA | 2025 | -14.1 | Zone Substation | N | Minimum
Metro East | Norwood 11kV | Reverse Firm Rating | MVA | 2025 | -59.7766 | Zone Substation | None | Minimum
Mid North | Nuriootpa 11kV | Reverse Firm Rating | MVA | 2025 | 0 | Zone Substation | None | Minimum
Metro South | Oaklands 11kV | Reverse Firm Rating | MVA | 2025 | -30.4841 | Zone Substation | None | Minimum
Upper North | Orroroo 11kV | Reverse Firm Rating | MVA | 2025 | -1.5 | Zone Substation | None | Minimum
South East | Padthaway 11kV | Reverse Firm Rating | MVA | 2025 | -7.2 | Zone Substation | None | Minimum
Murraylands | Palmer 11kV | Reverse Firm Rating | MVA | 2025 | 0 | Zone Substation | None | Minimum
Metro South | Panorama 11kV | Reverse Firm Rating | MVA | 2025 | -31 | Zone Substation | None | Minimum
Metro North | Parafield Gardens 11kV | Reverse Firm Rating | MVA | 2025 | -38.1051 | Zone Substation | None | Minimum
Metro North | Paralowie 11kV | Reverse Firm Rating | MVA | 2025 | -15 | Zone Substation | None | Minimum
Murraylands | Parilla 11kV | Reverse Firm Rating | MVA | 2025 | 0 | Zone Substation | None | Minimum
Riverland | Paringa 11kV | Reverse Firm Rating | MVA | 2025 | 0 | Zone Substation | None | Minimum
Riverland | Paringa 33kV | Reverse Firm Rating | MVA | 2025 | 0 | Zone Substation | None | Minimum
Yorke Peninsula | Paskeville 11kV | Reverse Firm Rating | MVA | 2025 | -0.7125 | Zone Substation | None | Minimum
Murraylands | Peake 11kV | Reverse Firm Rating | MVA | 2025 | 0 | Zone Substation | None | Minimum
Murraylands | Pellaring Flat 11kV | Reverse Firm Rating | MVA | 2025 | 0 | Zone Substation | None | Minimum
Metro North | Penfield 11kV | Reverse Firm Rating | MVA | 2025 | -27.3 | Zone Substation | None | Minimum
Metro South | Penneshaw 11kV | Reverse Firm Rating | MVA | 2025 | 0 | Zone Substation | None | Minimum
South East | Penola 11kV | Reverse Firm Rating | MVA | 2025 | -2.25 | Zone Substation | None | Minimum
South East | Penola West 33kV | Reverse Firm Rating | MVA | 2025 | -25 | Connection Point | None | Minimum
Upper North | Peterborough 11kV | Reverse Firm Rating | MVA | 2025 | 0 | Zone Substation | None | Minimum
Eastern Hills | Piccadilly 11kV | Reverse Firm Rating | MVA | 2025 | 0 | Zone Substation | None | Minimum
Murraylands | Pinnaroo 11kV | Reverse Firm Rating | MVA | 2025 | -1.4 | Zone Substation | None | Minimum
Murraylands | Pinnaroo South 11kV | Reverse Firm Rating | MVA | 2025 | 0 | Zone Substation | None | Minimum
Metro South | Plympton 11kV | Reverse Firm Rating | MVA | 2025 | -15 | Zone Substation | None | Minimum
Eyre Peninsula | Point Boston 11kV | Reverse Firm Rating | MVA | 2025 | 0 | Zone Substation | None | Minimum
Eyre Peninsula | Polda 11kV | Reverse Firm Rating | MVA | 2025 | 0 | Zone Substation | None | Minimum
Eyre Peninsula | Poonindie 11kV | Reverse Firm Rating | MVA | 2025 | 0 | Zone Substation | None | Minimum
Metro West | Port Adelaide 11kV | Reverse Firm Rating | MVA | 2025 | -17.4 | Zone Substation | None | Minimum
Metro West | Port Adelaide North 11kV | Reverse Firm Rating | MVA | 2025 | -26.3 | Zone Substation | None | Minimum
Upper North | Port Augusta 11kV | Reverse Firm Rating | MVA | 2025 | -15 | Zone Substation | None | Minimum
Upper North | Port Augusta West TF1 11kV | Reverse Firm Rating | MVA | 2025 | 0 | Zone Substation | None | Minimum
Upper North | Port Augusta West TF2 11kV | Reverse Firm Rating | MVA | 2025 | 0 | Zone Substation | None | Minimum
Upper North | Port Broughton 11kV | Reverse Firm Rating | MVA | 2025 | -3 | Zone Substation | None | Minimum
Yorke Peninsula | Port Clinton 11kV | Reverse Firm Rating | MVA | 2025 | 0 | Zone Substation | None | Minimum
Upper North | Port Germein 11kV | Reverse Firm Rating | MVA | 2025 | 0 | Zone Substation | None | Minimum
Yorke Peninsula | Port Giles 11kV | Reverse Firm Rating | MVA | 2025 | 0 | Zone Substation | None | Minimum
Yorke Peninsula | Port Julia 11kV | Reverse Firm Rating | MVA | 2025 | 0 | Zone Substation | None | Minimum
Eyre Peninsula | Port Lincoln City 11kV | Reverse Firm Rating | MVA | 2025 | -15.242 | Zone Substation | None | Minimum
Eyre Peninsula | Port Lincoln Docks 11kV | Reverse Firm Rating | MVA | 2025 | 0 | Zone Substation | None | Minimum
Eyre Peninsula | Port Lincoln Marina 11kV | Reverse Firm Rating | MVA | 2025 | 0 | Zone Substation | None | Minimum
Eyre Peninsula | Port Lincoln Terminal 33kV | Reverse Firm Rating | MVA | 2025 | -25 | Connection Point | None | Minimum
Metro South | Port Noarlunga 11kV | Reverse Firm Rating | MVA | 2025 | -30.4 | Zone Substation | None | Minimum
Upper North | Port Pirie Bungama 33kV | Reverse Firm Rating | MVA | 2025 | -60 | Connection Point | None | Minimum
Upper North | Port Pirie South 11kV | Reverse Firm Rating | MVA | 2025 | -27.7358 | Zone Substation | None | Minimum
Metro South | Port Stanvac 11kV | Reverse Firm Rating | MVA | 2025 | -58.9574 | Zone Substation | None | Minimum
Metro South | Port Stanvac TF2 11kV | Reverse Firm Rating | MVA | 2025 | 0 | Zone Substation | None | Minimum
Yorke Peninsula | Port Vincent 11kV | Reverse Firm Rating | MVA | 2025 | -1.3 | Zone Substation | None | Minimum
Riverland | Portee 11kV | Reverse Firm Rating | MVA | 2025 | 0 | Zone Substation | N | Minimum
Metro East | Prospect 11kV | Reverse Firm Rating | MVA | 2025 | -27.1 | Zone Substation | None | Minimum
Murraylands | Punyelroo 11kV | Reverse Firm Rating | MVA | 2025 | 0 | Zone Substation | None | Minimum
Riverland | Pyap 11kV | Reverse Firm Rating | MVA | 2025 | -7.5 | Zone Substation | None | Minimum
Riverland | Qualco 11kV | Reverse Firm Rating | MVA | 2025 | 0 | Zone Substation | N | Minimum
Metro West | Queenstown 11kV | Reverse Firm Rating | MVA | 2025 | -12.7 | Zone Substation | None | Minimum
Upper North | Quorn 11kV | Reverse Firm Rating | MVA | 2025 | 0 | Zone Substation | None | Minimum
Riverland | Ramco 11kV | Reverse Firm Rating | MVA | 2025 | -5.2 | Zone Substation | None | Minimum
Metro South | Rapid Bay 11kV | Reverse Firm Rating | MVA | 2025 | 0 | Zone Substation | None | Minimum
Riverland | Renmark 11kV | Reverse Firm Rating | MVA | 2025 | -21.585 | Zone Substation | None | Minimum
Mid North | Riverton 11kV | Reverse Firm Rating | MVA | 2025 | 0 | Zone Substation | None | Minimum
South East | Robe 7.6kV | Reverse Firm Rating | MVA | 2025 | -3.75 | Zone Substation | None | Minimum
Mid North | Robertstown 11kV | Reverse Firm Rating | MVA | 2025 | 0 | Zone Substation | None | Minimum
Riverland | Roonka 11kV | Reverse Firm Rating | MVA | 2025 | 0 | Zone Substation | None | Minimum
Eyre Peninsula | Rudall 11kV | Reverse Firm Rating | MVA | 2025 | 0 | Zone Substation | None | Minimum
Metro North | Salisbury 11kV | Reverse Firm Rating | MVA | 2025 | -48.6966 | Zone Substation | N | Minimum
Metro South | Salt Cliffs 11kV | Reverse Firm Rating | MVA | 2025 | 0 | Zone Substation | None | Minimum
Mid North | Sandy Creek 11kV | Reverse Firm Rating | MVA | 2025 | 0 | Zone Substation | None | Minimum
Metro South | Seacombe 11kV | Reverse Firm Rating | MVA | 2025 | -32.1 | Zone Substation | None | Minimum
Metro South | Seaford 11kV | Reverse Firm Rating | MVA | 2025 | 0 | Zone Substation | None | Minimum
Metro South | Second Valley 11kV | Reverse Firm Rating | MVA | 2025 | 0 | Zone Substation | None | Minimum
Metro South | Sheidow Park 11kV | Reverse Firm Rating | MVA | 2025 | -18.75 | Zone Substation | Reverse N-1 | Minimum
Murraylands | Sherlock 11kV | Reverse Firm Rating | MVA | 2025 | 0 | Zone Substation | None | Minimum
Metro North | Smithfield West 11kV | Reverse Firm Rating | MVA | 2025 | 0 | Zone Substation | N-1 | Minimum
South East | Snuggery Rural 33kV | Reverse Firm Rating | MVA | 2025 | -20 | Connection Point | None | Minimum
South East | South End 11kV | Reverse Firm Rating | MVA | 2025 | -0.45 | Zone Substation | Reverse N-1 | Minimum
Mid North | Spalding 11kV | Reverse Firm Rating | MVA | 2025 | 0 | Zone Substation | None | Minimum
Metro South | Square Water Hole 11kV | Reverse Firm Rating | MVA | 2025 | 0 | Zone Substation | None | Minimum
Yorke Peninsula | Stansbury 11kV | Reverse Firm Rating | MVA | 2025 | 0 | Zone Substation | None | Minimum
Eastern Hills | Stirling East 11kV | Reverse Firm Rating | MVA | 2025 | 0 | Zone Substation | None | Minimum
Upper North | Stirling North 1 11kV | Reverse Firm Rating | MVA | 2025 | 0 | Zone Substation | None | Minimum
Upper North | Stirling North 2 11kV | Reverse Firm Rating | MVA | 2025 | 0 | Zone Substation | None | Minimum
Mid North | Stockwell TF1 11kV | Reverse Firm Rating | MVA | 2025 | 0 | Zone Substation | None | Minimum
Mid North | Stockwell TF2 11kV | Reverse Firm Rating | MVA | 2025 | 0 | Zone Substation | None | Minimum
Eyre Peninsula | Stony Point 11kV | Reverse Firm Rating | MVA | 2025 | 0 | Connection Point | None | Minimum
Eastern Hills | Strathalbyn 11kV | Reverse Firm Rating | MVA | 2025 | 0 | Zone Substation | None | Minimum
Eyre Peninsula | Streaky Bay 11kV | Reverse Firm Rating | MVA | 2025 | -3.75 | Zone Substation | Reverse N-1 | Minimum
Riverland | Swan Reach 11kV | Reverse Firm Rating | MVA | 2025 | 0 | Zone Substation | None | Minimum
Riverland | Swan Reach 33kV | Reverse Firm Rating | MVA | 2025 | 0 | Zone Substation | None | Minimum
Murraylands | Tailem Bend 33kV | Reverse Firm Rating | MVA | 2025 | -25 | Connection Point | None | Minimum
Murraylands | Tailem Bend Town 11kV | Reverse Firm Rating | MVA | 2025 | -2.2 | Zone Substation | None | Minimum
South East | Tantanoola 11kV | Reverse Firm Rating | MVA | 2025 | 0 | Zone Substation | None | Minimum
Eyre Peninsula | Tarlton 11kV | Reverse Firm Rating | MVA | 2025 | 0 | Zone Substation | None | Minimum
South East | Tarpeena South 11kV | Reverse Firm Rating | MVA | 2025 | 0 | Zone Substation | N-1 | Minimum
Metro East | Tea Tree Gully 11kV | Reverse Firm Rating | MVA | 2025 | -26.5 | Zone Substation | None | Minimum
Murraylands | Teal Flat 11kV | Reverse Firm Rating | MVA | 2025 | -2.7925 | Zone Substation | None | Minimum
Upper North | Telowie 11kV | Reverse Firm Rating | MVA | 2025 | 0 | Zone Substation | None | Minimum
Mid North | Templers 33kV | Reverse Firm Rating | MVA | 2025 | -60 | Connection Point | None | Minimum
Metro West | Thebarton 11kV | Reverse Firm Rating | MVA | 2025 | -26.4 | Zone Substation | None | Minimum
South East | Tintinara 11kV | Reverse Firm Rating | MVA | 2025 | -0.5 | Zone Substation | None | Minimum
Metro South | Tonsley Park 11kV | Reverse Firm Rating | MVA | 2025 | -28.5765 | Zone Substation | None | Minimum
Eyre Peninsula | Tumby Bay 11kV | Reverse Firm Rating | MVA | 2025 | -3 | Zone Substation | None | Minimum
Metro North | Two Wells 11kV | Reverse Firm Rating | MVA | 2025 | 0 | Zone Substation | N-1 | Minimum
Eyre Peninsula | Uley 11kV | Reverse Firm Rating | MVA | 2025 | 0 | Zone Substation | None | Minimum
Eyre Peninsula | Uley South 11kV | Reverse Firm Rating | MVA | 2025 | 0 | Zone Substation | None | Minimum
Eastern Hills | Uraidla 11kV | Reverse Firm Rating | MVA | 2025 | -9.3 | Zone Substation | None | Minimum
Eastern Hills | Uraidla 33kV | Reverse Firm Rating | MVA | 2025 | 0 | Zone Substation | None | Minimum
Eastern Hills | Verdun 11kV | Reverse Firm Rating | MVA | 2025 | 0 | Zone Substation | None | Minimum
Metro South | Victor Harbor 11kV | Reverse Firm Rating | MVA | 2025 | -31.7 | Zone Substation | None | Minimum
Metro North | Virginia 11kV | Reverse Firm Rating | MVA | 2025 | 0 | Zone Substation | None | Minimum
Riverland | Waikerie 11kV | Reverse Firm Rating | MVA | 2025 | -6.9 | Zone Substation | None | Minimum
Murraylands | Walker Flat 11kV | Reverse Firm Rating | MVA | 2025 | 0 | Zone Substation | None | Minimum
Yorke Peninsula | Wallaroo 11kV | Reverse Firm Rating | MVA | 2025 | -9.375 | Zone Substation | None | Minimum
Yorke Peninsula | Warooka 11kV | Reverse Firm Rating | MVA | 2025 | -3.75 | Zone Substation | None | Minimum
Mid North | Wasleys 11kV | Reverse Firm Rating | MVA | 2025 | 0 | Zone Substation | None | Minimum
Mid North | Waterloo 33kV | Reverse Firm Rating | MVA | 2025 | -25 | Connection Point | None | Minimum
Mid North | Waterloo Town 11kV | Reverse Firm Rating | MVA | 2025 | 0 | Zone Substation | None | Minimum
Murraylands | White Sands 11kV | Reverse Firm Rating | MVA | 2025 | 0 | Zone Substation | None | Minimum
Adelaide Central | Whitmore Square 11kV | Reverse Firm Rating | MVA | 2025 | -53.7749 | Zone Substation | None | Minimum
Eyre Peninsula | Whyalla Central 33kV | Reverse Firm Rating | MVA | 2025 | -120 | Connection Point | None | Minimum
Eyre Peninsula | Whyalla City 11kV | Reverse Firm Rating | MVA | 2025 | -13.5 | Zone Substation | None | Minimum
Eyre Peninsula | Whyalla North 11kV | Reverse Firm Rating | MVA | 2025 | -1.5 | Zone Substation | None | Minimum
Eyre Peninsula | Whyalla Stuart 11kV | Reverse Firm Rating | MVA | 2025 | -15.8 | Zone Substation | None | Minimum
Mid North | Williamstown 11kV | Reverse Firm Rating | MVA | 2025 | 0 | Zone Substation | None | Minimum
Mid North | Williamstown South 11kV | Reverse Firm Rating | MVA | 2025 | 0 | Zone Substation | None | Minimum
Metro South | Willunga 11kV | Reverse Firm Rating | MVA | 2025 | 0 | Zone Substation | None | Minimum
Metro South | Willunga 33kV | Reverse Firm Rating | MVA | 2025 | 0 | Zone Substation | None | Minimum
Upper North | Wilmington 11kV | Reverse Firm Rating | MVA | 2025 | 0 | Zone Substation | None | Minimum
Upper North | Wirrabara Forest 11kV | Reverse Firm Rating | MVA | 2025 | 0 | Zone Substation | None | Minimum
Upper North | Wirrabara South 11kV | Reverse Firm Rating | MVA | 2025 | 0 | Zone Substation | None | Minimum
Metro South | Wirrina Cove 11kV | Reverse Firm Rating | MVA | 2025 | 0 | Zone Substation | None | Minimum
Upper North | Wongyarra 11kV | Reverse Firm Rating | MVA | 2025 | 0 | Zone Substation | None | Minimum
Metro East | Woodforde 11kV | Reverse Firm Rating | MVA | 2025 | -25.2 | Zone Substation | None | Minimum
Murraylands | Woods Point 11kV | Reverse Firm Rating | MVA | 2025 | 0 | Zone Substation | None | Minimum
Eastern Hills | Woodside 11kV | Reverse Firm Rating | MVA | 2025 | -7.2 | Zone Substation | Reverse N-1 | Minimum
Metro West | Woodville 11kV | Reverse Firm Rating | MVA | 2025 | 0 | Zone Substation | None | Minimum
Metro West | Woodville 33kV | Reverse Firm Rating | MVA | 2025 | 0 | Zone Substation | None | Minimum
Riverland | Woolpunda 11kV | Reverse Firm Rating | MVA | 2025 | -11.25 | Zone Substation | None | Minimum
Eyre Peninsula | Wudinna 11kV | Reverse Firm Rating | MVA | 2025 | -4.2456 | Zone Substation | None | Minimum
Eyre Peninsula | Wudinna 66kV | Reverse Firm Rating | MVA | 2025 | -25 | Connection Point | None | Minimum
Eyre Peninsula | Yadnarie 66kV | Reverse Firm Rating | MVA | 2025 | -20 | Connection Point | None | Minimum
Metro South | Yankalilla 11kV | Reverse Firm Rating | MVA | 2025 | 0 | Zone Substation | None | Minimum
Metro South | Yankalilla 33kV | Reverse Firm Rating | MVA | 2025 | 0 | Zone Substation | None | Minimum
Metro South | Yankalilla Hill 11kV | Reverse Firm Rating | MVA | 2025 | 0 | Zone Substation | None | Minimum
Upper North | Yongala 11kV | Reverse Firm Rating | MVA | 2025 | 0 | Zone Substation | None | Minimum
Yorke Peninsula | Yorketown 11kV | Reverse Firm Rating | MVA | 2025 | -1.5 | Zone Substation | None | Minimum
Adelaide Central | ACR 66kV | Reverse Firm Rating | MVA | 2026 | -225 | Connection Point | None | Minimum
Eastern Hills | Aldgate 11kV | Reverse Firm Rating | MVA | 2026 | -7.4 | Zone Substation | None | Minimum
Metro South | Aldinga 11kV | Reverse Firm Rating | MVA | 2026 | -17.5 | Zone Substation | None | Minimum
South East | Allendale East 11kV | Reverse Firm Rating | MVA | 2026 | -3.75 | Zone Substation | None | Minimum
Mid North | Alma 11kV | Reverse Firm Rating | MVA | 2026 | 0 | Zone Substation | None | Minimum
Metro South | American River 11kV | Reverse Firm Rating | MVA | 2026 | 0 | Zone Substation | None | Minimum
Eastern Hills | Angas Creek 33kV | Reverse Firm Rating | MVA | 2026 | -25 | Connection Point | None | Minimum
Mid North | Angaston 11kV | Reverse Firm Rating | MVA | 2026 | -15.242 | Zone Substation | None | Minimum
Metro North | Angle Vale 11kV | Reverse Firm Rating | MVA | 2026 | -20.4925 | Zone Substation | None | Minimum
Yorke Peninsula | Ardrossan 11kV | Reverse Firm Rating | MVA | 2026 | -2.7578 | Zone Substation | None | Minimum
Yorke Peninsula | Ardrossan West 33kV | Reverse Firm Rating | MVA | 2026 | -25 | Connection Point | None | Minimum
Eyre Peninsula | Arno Bay 11kV | Reverse Firm Rating | MVA | 2026 | 0 | Zone Substation | None | Minimum
Metro South | Ascot Park 11kV | Reverse Firm Rating | MVA | 2026 | 0 | Zone Substation | N | Minimum
Metro West | Athol Park 11kV | Reverse Firm Rating | MVA | 2026 | -13.4 | Zone Substation | None | Minimum
Mid North | Auburn 11kV | Reverse Firm Rating | MVA | 2026 | -2.2 | Zone Substation | None | Minimum
Yorke Peninsula | Balaklava 7.6kV | Reverse Firm Rating | MVA | 2026 | -2.8 | Zone Substation | None | Minimum
Eastern Hills | Balhannah 33kV | Reverse Firm Rating | MVA | 2026 | -18.75 | Zone Substation | None | Minimum
Upper North | Baroota 33kV | Reverse Firm Rating | MVA | 2026 | 0 | Connection Point | None | Minimum
Upper North | Baroota Town 11kV | Reverse Firm Rating | MVA | 2026 | 0 | Zone Substation | None | Minimum
Mid North | Barossa South TF1 11kV | Reverse Firm Rating | MVA | 2026 | 0 | Zone Substation | None | Minimum
Mid North | Barossa South TF2 11kV | Reverse Firm Rating | MVA | 2026 | 0 | Zone Substation | None | Minimum
South East | Beachport 11kV | Reverse Firm Rating | MVA | 2026 | 0 | Zone Substation | None | Minimum
Murraylands | Belvedere Road 7.6kV | Reverse Firm Rating | MVA | 2026 | 0 | Zone Substation | None | Minimum
Riverland | Berri 11kV | Reverse Firm Rating | MVA | 2026 | -15 | Zone Substation | None | Minimum
Riverland | Berri 66kV | Reverse Firm Rating | MVA | 2026 | -50 | Connection Point | None | Minimum
Murraylands | Binnies 11kV | Reverse Firm Rating | MVA | 2026 | 0 | Zone Substation | None | Minimum
Eastern Hills | Birdwood 11kV | Reverse Firm Rating | MVA | 2026 | 0 | Zone Substation | None | Minimum
Yorke Peninsula | Black Point 11kV | Reverse Firm Rating | MVA | 2026 | 0 | Zone Substation | None | Minimum
Metro West | Blackpool 11kV | Reverse Firm Rating | MVA | 2026 | -18.75 | Zone Substation | None | Minimum
Metro South | Blackwood 11kV | Reverse Firm Rating | MVA | 2026 | -30.4841 | Zone Substation | None | Minimum
South East | Blanche 33kV | Reverse Firm Rating | MVA | 2026 | -50 | Connection Point | None | Minimum
Upper North | Booleroo Centre 11kV | Reverse Firm Rating | MVA | 2026 | 0 | Zone Substation | None | Minimum
Eyre Peninsula | Boothby 33kV | Reverse Firm Rating | MVA | 2026 | 0 | Zone Substation | N-1 | Minimum
Upper North | Booyoolie 11kV | Reverse Firm Rating | MVA | 2026 | 0 | Zone Substation | None | Minimum
South East | Bordertown 11kV | Reverse Firm Rating | MVA | 2026 | -7.5 | Zone Substation | N-1 | Minimum
Mid North | Brinkworth 33kV | Reverse Firm Rating | MVA | 2026 | -10 | Connection Point | None | Minimum
Mid North | Brinkworth Town 11kV | Reverse Firm Rating | MVA | 2026 | 0 | Zone Substation | None | Minimum
Eastern Hills | Brukunga 11kV | Reverse Firm Rating | MVA | 2026 | 0 | Zone Substation | None | Minimum
Upper North | Bungama Napperby 11kV | Reverse Firm Rating | MVA | 2026 | -0.75 | Zone Substation | None | Minimum
Metro East | Burnside 11kV | Reverse Firm Rating | MVA | 2026 | 0 | Zone Substation | None | Minimum
Mid North | Burra TF2 11kV | Reverse Firm Rating | MVA | 2026 | 0 | Zone Substation | None | Minimum
Riverland | Cadell 11kV | Reverse Firm Rating | MVA | 2026 | -1.5 | Zone Substation | None | Minimum
Murraylands | Caloote 11kV | Reverse Firm Rating | MVA | 2026 | -2.2 | Zone Substation | None | Minimum
Upper North | Caltowie 11kV | Reverse Firm Rating | MVA | 2026 | 0 | Zone Substation | None | Minimum
Murraylands | Cambrai 11kV | Reverse Firm Rating | MVA | 2026 | -0.75 | Zone Substation | None | Minimum
Murraylands | Campbell Park 11kV | Reverse Firm Rating | MVA | 2026 | 0 | Zone Substation | None | Minimum
Metro East | Campbelltown 11kV | Reverse Firm Rating | MVA | 2026 | -38.1051 | Zone Substation | None | Minimum
Metro South | Cape Jervis 11kV | Reverse Firm Rating | MVA | 2026 | 0 | Zone Substation | None | Minimum
Metro South | Cape Jervis 33kV | Reverse Firm Rating | MVA | 2026 | 0 | Zone Substation | N-1 | Minimum
Eyre Peninsula | Caralue 11kV | Reverse Firm Rating | MVA | 2026 | 0 | Zone Substation | None | Minimum
Metro West | Cavan 11kV | Reverse Firm Rating | MVA | 2026 | -30.6 | Zone Substation | None | Minimum
Adelaide Central | CBD 33kV | Reverse Firm Rating | MVA | 2026 | 0 | Zone Substation | None | Minimum
Eyre Peninsula | Ceduna 11kV | Reverse Firm Rating | MVA | 2026 | -6.8 | Zone Substation | None | Minimum
Eastern Hills | Chain of Ponds 11kV | Reverse Firm Rating | MVA | 2026 | 0 | Zone Substation | None | Minimum
Metro West | Cheltenham 11kV | Reverse Firm Rating | MVA | 2026 | 0 | Zone Substation | None | Minimum
Metro West | Cheltenham 33kV | Reverse Firm Rating | MVA | 2026 | 0 | Zone Substation | None | Minimum
Mid North | Clare 11kV | Reverse Firm Rating | MVA | 2026 | -7.1 | Zone Substation | None | Minimum
Mid North | Clare North 33kV | Reverse Firm Rating | MVA | 2026 | -25 | Connection Point | None | Minimum
Metro South | Clarence Gardens 11kV | Reverse Firm Rating | MVA | 2026 | 0 | Zone Substation | None | Minimum
Metro South | Clarendon 11kV | Reverse Firm Rating | MVA | 2026 | 0 | Zone Substation | None | Minimum
Metro East | Clearview 11kV | Reverse Firm Rating | MVA | 2026 | -15 | Zone Substation | N | Minimum
Eyre Peninsula | Cleve 11kV | Reverse Firm Rating | MVA | 2026 | -3.75 | Zone Substation | None | Minimum
Eyre Peninsula | Cleve 33kV | Reverse Firm Rating | MVA | 2026 | 0 | Zone Substation | N-1 | Minimum
Eyre Peninsula | Coffin Bay 11kV | Reverse Firm Rating | MVA | 2026 | 0 | Zone Substation | None | Minimum
Mid North | Collinsfield 11kV | Reverse Firm Rating | MVA | 2026 | 0 | Zone Substation | None | Minimum
Murraylands | Coomandook 11kV | Reverse Firm Rating | MVA | 2026 | 0 | Zone Substation | None | Minimum
Murraylands | Coonalpyn 11kV | Reverse Firm Rating | MVA | 2026 | 0 | Zone Substation | None | Minimum
South East | Coonawarra 11kV | Reverse Firm Rating | MVA | 2026 | -7.5 | Zone Substation | None | Minimum
Upper North | Copley Nepabunna 33kV | Reverse Firm Rating | MVA | 2026 | 0 | Zone Substation | N-1 | Minimum
Riverland | Cordola 11kV | Reverse Firm Rating | MVA | 2026 | -1.5 | Zone Substation | None | Minimum
Adelaide Central | Coromandel Place 11kV | Reverse Firm Rating | MVA | 2026 | -73.6132 | Zone Substation | None | Minimum
Eyre Peninsula | Cowell 11kV | Reverse Firm Rating | MVA | 2026 | 0 | Zone Substation | None | Minimum
Metro West | Croydon 11kV | Reverse Firm Rating | MVA | 2026 | -30.4841 | Zone Substation | None | Minimum
Metro West | Croydon Park 11kV | Reverse Firm Rating | MVA | 2026 | -14.26 | Zone Substation | None | Minimum
Upper North | Crystal Brook 11kV | Reverse Firm Rating | MVA | 2026 | -1.5 | Zone Substation | None | Minimum
Metro South | Cudmore Park 11kV | Reverse Firm Rating | MVA | 2026 | -12.9557 | Zone Substation | None | Minimum
Eyre Peninsula | Cummins 11kV | Reverse Firm Rating | MVA | 2026 | -2 | Zone Substation | None | Minimum
Yorke Peninsula | Curramulka 7.6kV | Reverse Firm Rating | MVA | 2026 | 0 | Zone Substation | None | Minimum
Yorke Peninsula | Curramulka South 11kV | Reverse Firm Rating | MVA | 2026 | 0 | Zone Substation | None | Minimum
Yorke Peninsula | Dalrymple 33kV | Reverse Firm Rating | MVA | 2026 | -25 | Connection Point | None | Minimum
Eyre Peninsula | Darke Peak 11kV | Reverse Firm Rating | MVA | 2026 | 0 | Zone Substation | None | Minimum
Upper North | Davenport West 33kV | Reverse Firm Rating | MVA | 2026 | -60 | Connection Point | None | Minimum
Eastern Hills | Deloraine 11kV | Reverse Firm Rating | MVA | 2026 | 0 | Zone Substation | None | Minimum
Metro North | Direk 11kV | Reverse Firm Rating | MVA | 2026 | -29.2 | Zone Substation | None | Minimum
Mid North | Dorrien 33kV | Reverse Firm Rating | MVA | 2026 | -60 | Connection Point | None | Minimum
Mid North | Dorrien TF4 11kV | Reverse Firm Rating | MVA | 2026 | 0 | Zone Substation | None | Minimum
Mid North | Dorrien TF5 11kV | Reverse Firm Rating | MVA | 2026 | 0 | Zone Substation | None | Minimum
Yorke Peninsula | Dowlingville 11kV | Reverse Firm Rating | MVA | 2026 | 0 | Zone Substation | None | Minimum
Adelaide Central | East Terrace 11kV | Reverse Firm Rating | MVA | 2026 | -54.3685 | Zone Substation | None | Minimum
Metro North | Edinburgh 11kV | Reverse Firm Rating | MVA | 2026 | -30.8 | Zone Substation | None | Minimum
Yorke Peninsula | Edithburgh 11kV | Reverse Firm Rating | MVA | 2026 | 0 | Zone Substation | None | Minimum
Metro North | Elizabeth Downs 11kV | Reverse Firm Rating | MVA | 2026 | -32 | Zone Substation | None | Minimum
Metro North | Elizabeth Heights 11kV | Reverse Firm Rating | MVA | 2026 | -15 | Zone Substation | None | Minimum
Metro North | Elizabeth South 11kV | Reverse Firm Rating | MVA | 2026 | -13.5 | Zone Substation | None | Minimum
Mid North | Eudunda 11kV | Reverse Firm Rating | MVA | 2026 | 0 | Zone Substation | None | Minimum
Metro North | Evanston 11kV | Reverse Firm Rating | MVA | 2026 | -30.4841 | Zone Substation | N-1 | Minimum
Metro North | Evanston 33kV | Reverse Firm Rating | MVA | 2026 | 0 | Zone Substation | None | Minimum
Metro West | Findon 11kV | Reverse Firm Rating | MVA | 2026 | -13.4 | Zone Substation | None | Minimum
Metro West | Flinders Park 11kV | Reverse Firm Rating | MVA | 2026 | 0 | Zone Substation | None | Minimum
Mid North | Florieton SWER 19kV | Reverse Firm Rating | MVA | 2026 | 0 | Connection Point | None | Minimum
Eastern Hills | Forreston 11kV | Reverse Firm Rating | MVA | 2026 | 0 | Zone Substation | None | Minimum
Mid North | Freeling 11kV | Reverse Firm Rating | MVA | 2026 | -2.25 | Zone Substation | None | Minimum
Mid North | Freeling North 11kV | Reverse Firm Rating | MVA | 2026 | 0 | Zone Substation | None | Minimum
Metro West | Fulham Gardens 11kV | Reverse Firm Rating | MVA | 2026 | -28.5 | Zone Substation | None | Minimum
Upper North | Fullerville 11kV | Reverse Firm Rating | MVA | 2026 | 0 | Zone Substation | None | Minimum
Mid North | Gawler Belt TF1 11kV | Reverse Firm Rating | MVA | 2026 | 0 | Zone Substation | None | Minimum
Mid North | Gawler Belt TF2 11kV | Reverse Firm Rating | MVA | 2026 | 0 | Zone Substation | None | Minimum
Mid North | Georgetown 11kV | Reverse Firm Rating | MVA | 2026 | 0 | Zone Substation | None | Minimum
Murraylands | Geranium 11kV | Reverse Firm Rating | MVA | 2026 | 0 | Zone Substation | None | Minimum
Upper North | Gladstone 11kV | Reverse Firm Rating | MVA | 2026 | -2.6 | Zone Substation | None | Minimum
Metro West | Glanville 11kV | Reverse Firm Rating | MVA | 2026 | -13.9 | Zone Substation | None | Minimum
South East | Glencoe 11kV | Reverse Firm Rating | MVA | 2026 | 0 | Zone Substation | None | Minimum
Metro South | Glenelg North 11kV | Reverse Firm Rating | MVA | 2026 | -15 | Zone Substation | None | Minimum
Riverland | Glossop 11kV | Reverse Firm Rating | MVA | 2026 | -7.5 | Zone Substation | None | Minimum
Metro East | Golden Grove 11kV | Reverse Firm Rating | MVA | 2026 | -59.6489 | Zone Substation | None | Minimum
Mid North | Gomersal North 11kV | Reverse Firm Rating | MVA | 2026 | 0 | Zone Substation | None | Minimum
Metro South | Goolwa 11kV | Reverse Firm Rating | MVA | 2026 | -18.2 | Zone Substation | None | Minimum
Mid North | Gulnare 11kV | Reverse Firm Rating | MVA | 2026 | 0 | Zone Substation | None | Minimum
Eastern Hills | Gumeracha 11kV | Reverse Firm Rating | MVA | 2026 | 0 | Zone Substation | None | Minimum
Eastern Hills | Gumeracha Weir 11kV | Reverse Firm Rating | MVA | 2026 | 0 | Zone Substation | None | Minimum
Eastern Hills | Gumhaven 11kV | Reverse Firm Rating | MVA | 2026 | 0 | Zone Substation | None | Minimum
Metro South | Hackham 11kV | Reverse Firm Rating | MVA | 2026 | 0 | Zone Substation | N-1 | Minimum
Eastern Hills | Hahndorf 11kV | Reverse Firm Rating | MVA | 2026 | 0 | Zone Substation | None | Minimum
Mid North | Halbury 11kV | Reverse Firm Rating | MVA | 2026 | 0 | Zone Substation | None | Minimum
Mid North | Hamley Bridge 11kV | Reverse Firm Rating | MVA | 2026 | 0 | Zone Substation | None | Minimum
Metro South | Happy Valley 11kV | Reverse Firm Rating | MVA | 2026 | -32 | Zone Substation | None | Minimum
Metro East | Harrow 11kV | Reverse Firm Rating | MVA | 2026 | -16.4 | Zone Substation | None | Minimum
South East | Hatherleigh 11kV | Reverse Firm Rating | MVA | 2026 | 0 | Zone Substation | None | Minimum
Upper North | Hawker 11kV | Reverse Firm Rating | MVA | 2026 | -0.6 | Zone Substation | None | Minimum
Metro South | Hay Flat 11kV | Reverse Firm Rating | MVA | 2026 | 0 | Zone Substation | None | Minimum
Metro West | Henley South 11kV | Reverse Firm Rating | MVA | 2026 | -30.4841 | Zone Substation | None | Minimum
Eastern Hills | Hermitage 11kV | Reverse Firm Rating | MVA | 2026 | 0 | Zone Substation | None | Minimum
Metro East | Hillcrest 11kV | Reverse Firm Rating | MVA | 2026 | -31.6 | Zone Substation | None | Minimum
Adelaide Central | Hindley Street 11kV | Reverse Firm Rating | MVA | 2026 | -55.5415 | Zone Substation | None | Minimum
Metro East | Holden Hill 11kV | Reverse Firm Rating | MVA | 2026 | -24.9 | Zone Substation | None | Minimum
Metro East | Hope Valley 11kV | Reverse Firm Rating | MVA | 2026 | 0 | Zone Substation | None | Minimum
Eastern Hills | Houghton 7.6kV | Reverse Firm Rating | MVA | 2026 | 0 | Zone Substation | None | Minimum
Mid North | Hoyleton 11kV | Reverse Firm Rating | MVA | 2026 | 0 | Zone Substation | None | Minimum
Yorke Peninsula | Hummocks 33kV | Reverse Firm Rating | MVA | 2026 | -25 | Connection Point | None | Minimum
Metro East | Ingle Farm 11kV | Reverse Firm Rating | MVA | 2026 | -27.7 | Zone Substation | None | Minimum
South East | Inverness 11kV | Reverse Firm Rating | MVA | 2026 | 0 | Zone Substation | None | Minimum
Murraylands | Jabuk 11kV | Reverse Firm Rating | MVA | 2026 | 0 | Zone Substation | None | Minimum
Yorke Peninsula | James Well 11kV | Reverse Firm Rating | MVA | 2026 | 0 | Zone Substation | None | Minimum
Upper North | Jamestown 11kV | Reverse Firm Rating | MVA | 2026 | -2.2 | Zone Substation | Reverse N-1 | Minimum
Murraylands | Jervois 11kV | Reverse Firm Rating | MVA | 2026 | 0 | Zone Substation | None | Minimum
Yorke Peninsula | Kadina 11kV | Reverse Firm Rating | MVA | 2026 | -9.2 | Zone Substation | None | Minimum
Yorke Peninsula | Kadina East 33kV | Reverse Firm Rating | MVA | 2026 | -60 | Connection Point | None | Minimum
South East | Kalangadoo 11kV | Reverse Firm Rating | MVA | 2026 | 0 | Zone Substation | None | Minimum
South East | Kalangadoo West 11kV | Reverse Firm Rating | MVA | 2026 | -0.75 | Zone Substation | None | Minimum
Eastern Hills | Kanmantoo Copper Mine 11kV | Reverse Firm Rating | MVA | 2026 | 0 | Connection Point | None | Minimum
Mid North | Kapunda TF1 11kV | Reverse Firm Rating | MVA | 2026 | 0 | Zone Substation | None | Minimum
Mid North | Kapunda TF2 11kV | Reverse Firm Rating | MVA | 2026 | 0 | Zone Substation | None | Minimum
Murraylands | Karoonda 11kV | Reverse Firm Rating | MVA | 2026 | -0.75 | Zone Substation | Reverse N | Minimum
South East | Keith 11kV | Reverse Firm Rating | MVA | 2026 | -9.1 | Zone Substation | None | Minimum
South East | Keith 33kV | Reverse Firm Rating | MVA | 2026 | -25 | Connection Point | None | Minimum
Metro East | Kent Town 11kV | Reverse Firm Rating | MVA | 2026 | -28.9 | Zone Substation | None | Minimum
Eastern Hills | Kersbrook 11kV | Reverse Firm Rating | MVA | 2026 | 0 | Zone Substation | None | Minimum
Metro South | Keswick 11kV | Reverse Firm Rating | MVA | 2026 | -27 | Zone Substation | None | Minimum
Murraylands | Ki Ki 11kV | Reverse Firm Rating | MVA | 2026 | 0 | Zone Substation | None | Minimum
Metro West | Kilburn 11kV | Reverse Firm Rating | MVA | 2026 | -58.7705 | Zone Substation | None | Minimum
Metro East | Kilburn South 11kV | Reverse Firm Rating | MVA | 2026 | 0 | Zone Substation | None | Minimum
Metro West | Kilkenny 11kV | Reverse Firm Rating | MVA | 2026 | -30.5 | Zone Substation | None | Minimum
South East | Kincraig 33kV | Reverse Firm Rating | MVA | 2026 | -25 | Connection Point | None | Minimum
Metro South | Kingscote 11kV | Reverse Firm Rating | MVA | 2026 | 0 | Zone Substation | None | Minimum
South East | Kingston SE 11kV | Reverse Firm Rating | MVA | 2026 | -2.25 | Zone Substation | None | Minimum
Metro South | Kingswood 11kV | Reverse Firm Rating | MVA | 2026 | -36.5 | Zone Substation | None | Minimum
South East | Kongorong 11kV | Reverse Firm Rating | MVA | 2026 | 0 | Zone Substation | None | Minimum
South East | Kumorna 11kV | Reverse Firm Rating | MVA | 2026 | 0 | Zone Substation | None | Minimum
Mid North | Kybunga 11kV | Reverse Firm Rating | MVA | 2026 | 0 | Zone Substation | None | Minimum
Murraylands | Lameroo 11kV | Reverse Firm Rating | MVA | 2026 | -1.5 | Zone Substation | None | Minimum
Eastern Hills | Langhorne Creek 11kV | Reverse Firm Rating | MVA | 2026 | -3.75 | Zone Substation | None | Minimum
Metro West | Largs North 11kV | Reverse Firm Rating | MVA | 2026 | -18.75 | Zone Substation | None | Minimum
Metro West | Lefevre 11kV | Reverse Firm Rating | MVA | 2026 | -38.1051 | Zone Substation | None | Minimum
Upper North | Leigh Creek South 33kV | Reverse Firm Rating | MVA | 2026 | 0 | Connection Point | None | Minimum
Metro East | Linden Park 11kV | Reverse Firm Rating | MVA | 2026 | -30.4841 | Zone Substation | None | Minimum
Eyre Peninsula | Little Swamp 11kV | Reverse Firm Rating | MVA | 2026 | 0 | Zone Substation | None | Minimum
Eastern Hills | Lobethal 11kV | Reverse Firm Rating | MVA | 2026 | -7.1 | Zone Substation | None | Minimum
Eyre Peninsula | Lock 11kV | Reverse Firm Rating | MVA | 2026 | 0 | Zone Substation | None | Minimum
Riverland | Loveday 11kV | Reverse Firm Rating | MVA | 2026 | -14.6267 | Zone Substation | None | Minimum
Metro South | Lower Mitcham 11kV | Reverse Firm Rating | MVA | 2026 | -15 | Zone Substation | None | Minimum
Riverland | Loxton 11kV | Reverse Firm Rating | MVA | 2026 | -14.9739 | Zone Substation | None | Minimum
South East | Lucindale 11kV | Reverse Firm Rating | MVA | 2026 | -2 | Zone Substation | None | Minimum
Mid North | Lyndoch 11kV | Reverse Firm Rating | MVA | 2026 | 0 | Zone Substation | None | Minimum
Mid North | Lyndoch South 7.6kV | Reverse Firm Rating | MVA | 2026 | 0 | Zone Substation | None | Minimum
Riverland | Lyrup 11kV | Reverse Firm Rating | MVA | 2026 | -3.75 | Zone Substation | None | Minimum
Metro South | MacGillivray 11kV | Reverse Firm Rating | MVA | 2026 | -1.3 | Zone Substation | None | Minimum
Yorke Peninsula | Maitland 11kV | Reverse Firm Rating | MVA | 2026 | -3.75 | Zone Substation | None | Minimum
Mid North | Mallala 11kV | Reverse Firm Rating | MVA | 2026 | -3.8 | Zone Substation | None | Minimum
Murraylands | Mannum 33kV | Reverse Firm Rating | MVA | 2026 | -20 | Connection Point | None | Minimum
Murraylands | Mannum Town 7.6kV | Reverse Firm Rating | MVA | 2026 | -3.3 | Zone Substation | None | Minimum
Yorke Peninsula | Marion Bay 11kV | Reverse Firm Rating | MVA | 2026 | 0 | Zone Substation | None | Minimum
Mid North | Marrabel 11kV | Reverse Firm Rating | MVA | 2026 | 0 | Zone Substation | None | Minimum
Metro South | McLaren Flat TF1 11kV | Reverse Firm Rating | MVA | 2026 | 0 | Zone Substation | None | Minimum
Metro South | McLaren Flat TF2 11kV | Reverse Firm Rating | MVA | 2026 | 0 | Zone Substation | None | Minimum
Metro South | McLaren Vale 11kV | Reverse Firm Rating | MVA | 2026 | -3 | Zone Substation | None | Minimum
Metro South | McLaren Vale Vineyard 11kV | Reverse Firm Rating | MVA | 2026 | 0 | Zone Substation | None | Minimum
Eastern Hills | Meadows 11kV | Reverse Firm Rating | MVA | 2026 | -3.75 | Zone Substation | Reverse N-1 | Minimum
Upper North | Melrose 11kV | Reverse Firm Rating | MVA | 2026 | 0 | Zone Substation | None | Minimum
Murraylands | Meningie 11kV | Reverse Firm Rating | MVA | 2026 | -3.7 | Zone Substation | None | Minimum
Metro East | Metro East 66kV | Reverse Firm Rating | MVA | 2026 | -690 | Connection Point | None | Minimum
Metro North | Metro North 66kV | Reverse Firm Rating | MVA | 2026 | -310 | Connection Point | None | Minimum
Metro South | Metro South 66kV | Reverse Firm Rating | MVA | 2026 | -690 | Connection Point | None | Minimum
Metro West | Metro West 66kV | Reverse Firm Rating | MVA | 2026 | -420 | Connection Point | None | Minimum
Eastern Hills | Milang 11kV | Reverse Firm Rating | MVA | 2026 | -3.6 | Zone Substation | None | Minimum
South East | Millicent 11kV | Reverse Firm Rating | MVA | 2026 | -6.8 | Zone Substation | None | Minimum
Yorke Peninsula | Minlaton 11kV | Reverse Firm Rating | MVA | 2026 | -1.4 | Zone Substation | None | Minimum
Murraylands | Mobilong 33kV | Reverse Firm Rating | MVA | 2026 | -57.2 | Connection Point | None | Minimum
Murraylands | Monarto Central 11kV | Reverse Firm Rating | MVA | 2026 | 0 | Zone Substation | None | Minimum
Murraylands | Monarto South 11kV | Reverse Firm Rating | MVA | 2026 | 0 | Zone Substation | None | Minimum
Yorke Peninsula | Moonta 11kV | Reverse Firm Rating | MVA | 2026 | -7.4 | Zone Substation | N-1 | Minimum
Eyre Peninsula | Moorkitabie 11kV | Reverse Firm Rating | MVA | 2026 | 0 | Zone Substation | None | Minimum
Riverland | Morgan 11kV | Reverse Firm Rating | MVA | 2026 | 0 | Zone Substation | N | Minimum
Metro South | Morphett Vale East 11kV | Reverse Firm Rating | MVA | 2026 | -30.4841 | Zone Substation | None | Minimum
Metro South | Morphettville 11kV | Reverse Firm Rating | MVA | 2026 | -15 | Zone Substation | None | Minimum
Eastern Hills | Mount Barker 11kV | Reverse Firm Rating | MVA | 2026 | -38.1051 | Zone Substation | None | Minimum
Eastern Hills | Mount Barker 66kV | Reverse Firm Rating | MVA | 2026 | -60 | Connection Point | None | Minimum
South East | Mount Burr 11kV | Reverse Firm Rating | MVA | 2026 | 0 | Zone Substation | None | Minimum
South East | Mount Gambier 11kV | Reverse Firm Rating | MVA | 2026 | -15 | Zone Substation | None | Minimum
South East | Mount Gambier 33kV | Reverse Firm Rating | MVA | 2026 | -25 | Connection Point | None | Minimum
South East | Mount Gambier North 11kV | Reverse Firm Rating | MVA | 2026 | 0 | Zone Substation | N-1 | Minimum
South East | Mount Gambier West 11kV | Reverse Firm Rating | MVA | 2026 | -15 | Zone Substation | None | Minimum
Upper North | Mount Gunson 33kV | Reverse Firm Rating | MVA | 2026 | 0 | Connection Point | None | Minimum
Eastern Hills | Mount Pleasant 11kV | Reverse Firm Rating | MVA | 2026 | 0 | Zone Substation | None | Minimum
South East | Mount Schank 11kV | Reverse Firm Rating | MVA | 2026 | -2.7887 | Zone Substation | None | Minimum
Murraylands | Murray Bridge North 11kV | Reverse Firm Rating | MVA | 2026 | -14.8 | Zone Substation | None | Minimum
Murraylands | Murray Bridge South 11kV | Reverse Firm Rating | MVA | 2026 | -15 | Zone Substation | None | Minimum
Eastern Hills | Mylor 11kV | Reverse Firm Rating | MVA | 2026 | 0 | Zone Substation | None | Minimum
Murraylands | Mypolonga 11kV | Reverse Firm Rating | MVA | 2026 | -2.7 | Zone Substation | None | Minimum
Metro South | Myponga 11kV | Reverse Firm Rating | MVA | 2026 | -7.2 | Zone Substation | None | Minimum
Eastern Hills | Nairne 11kV | Reverse Firm Rating | MVA | 2026 | -4.9 | Zone Substation | Reverse N-1 | Minimum
South East | Nangwarry 11kV | Reverse Firm Rating | MVA | 2026 | 0 | Zone Substation | None | Minimum
South East | Naracoorte 11kV | Reverse Firm Rating | MVA | 2026 | -15.242 | Zone Substation | None | Minimum
South East | Naracoorte East 11kV | Reverse Firm Rating | MVA | 2026 | 0 | Zone Substation | None | Minimum
Murraylands | Narrung 11kV | Reverse Firm Rating | MVA | 2026 | -2.25 | Zone Substation | None | Minimum
Upper North | Neuroodla 33kV | Reverse Firm Rating | MVA | 2026 | 0 | Connection Point | None | Minimum
Metro West | New Osborne 11kV | Reverse Firm Rating | MVA | 2026 | 0 | Zone Substation | None | Minimum
Metro West | New Richmond 11kV | Reverse Firm Rating | MVA | 2026 | -26.7 | Zone Substation | None | Minimum
Murraylands | Nildottie 11kV | Reverse Firm Rating | MVA | 2026 | 0 | Zone Substation | None | Minimum
Yorke Peninsula | Ninnes 11kV | Reverse Firm Rating | MVA | 2026 | 0 | Zone Substation | None | Minimum
Metro South | Noarlunga Centre 11kV | Reverse Firm Rating | MVA | 2026 | -15 | Zone Substation | None | Minimum
Metro East | North Adelaide 11kV | Reverse Firm Rating | MVA | 2026 | -37.4 | Zone Substation | None | Minimum
Metro South | North Unley 11kV | Reverse Firm Rating | MVA | 2026 | -13.6 | Zone Substation | None | Minimum
Riverland | North West Bend 66kV | Reverse Firm Rating | MVA | 2026 | -20 | Connection Point | None | Minimum
Metro East | Northfield 11kV | Reverse Firm Rating | MVA | 2026 | -14.1 | Zone Substation | N | Minimum
Metro East | Norwood 11kV | Reverse Firm Rating | MVA | 2026 | -59.7766 | Zone Substation | None | Minimum
Mid North | Nuriootpa 11kV | Reverse Firm Rating | MVA | 2026 | 0 | Zone Substation | None | Minimum
Metro South | Oaklands 11kV | Reverse Firm Rating | MVA | 2026 | -30.4841 | Zone Substation | None | Minimum
Upper North | Orroroo 11kV | Reverse Firm Rating | MVA | 2026 | -1.5 | Zone Substation | None | Minimum
South East | Padthaway 11kV | Reverse Firm Rating | MVA | 2026 | -7.2 | Zone Substation | None | Minimum
Murraylands | Palmer 11kV | Reverse Firm Rating | MVA | 2026 | 0 | Zone Substation | None | Minimum
Metro South | Panorama 11kV | Reverse Firm Rating | MVA | 2026 | -31 | Zone Substation | None | Minimum
Metro North | Parafield Gardens 11kV | Reverse Firm Rating | MVA | 2026 | -38.1051 | Zone Substation | None | Minimum
Metro North | Paralowie 11kV | Reverse Firm Rating | MVA | 2026 | -15 | Zone Substation | None | Minimum
Murraylands | Parilla 11kV | Reverse Firm Rating | MVA | 2026 | 0 | Zone Substation | None | Minimum
Riverland | Paringa 11kV | Reverse Firm Rating | MVA | 2026 | 0 | Zone Substation | None | Minimum
Riverland | Paringa 33kV | Reverse Firm Rating | MVA | 2026 | 0 | Zone Substation | None | Minimum
Yorke Peninsula | Paskeville 11kV | Reverse Firm Rating | MVA | 2026 | -0.7125 | Zone Substation | None | Minimum
Murraylands | Peake 11kV | Reverse Firm Rating | MVA | 2026 | 0 | Zone Substation | None | Minimum
Murraylands | Pellaring Flat 11kV | Reverse Firm Rating | MVA | 2026 | 0 | Zone Substation | None | Minimum
Metro North | Penfield 11kV | Reverse Firm Rating | MVA | 2026 | -27.3 | Zone Substation | None | Minimum
Metro South | Penneshaw 11kV | Reverse Firm Rating | MVA | 2026 | 0 | Zone Substation | None | Minimum
South East | Penola 11kV | Reverse Firm Rating | MVA | 2026 | -2.25 | Zone Substation | None | Minimum
South East | Penola West 33kV | Reverse Firm Rating | MVA | 2026 | -25 | Connection Point | None | Minimum
Upper North | Peterborough 11kV | Reverse Firm Rating | MVA | 2026 | 0 | Zone Substation | None | Minimum
Eastern Hills | Piccadilly 11kV | Reverse Firm Rating | MVA | 2026 | 0 | Zone Substation | None | Minimum
Murraylands | Pinnaroo 11kV | Reverse Firm Rating | MVA | 2026 | -1.4 | Zone Substation | None | Minimum
Murraylands | Pinnaroo South 11kV | Reverse Firm Rating | MVA | 2026 | 0 | Zone Substation | None | Minimum
Metro South | Plympton 11kV | Reverse Firm Rating | MVA | 2026 | -15 | Zone Substation | None | Minimum
Eyre Peninsula | Point Boston 11kV | Reverse Firm Rating | MVA | 2026 | 0 | Zone Substation | None | Minimum
Eyre Peninsula | Polda 11kV | Reverse Firm Rating | MVA | 2026 | 0 | Zone Substation | None | Minimum
Eyre Peninsula | Poonindie 11kV | Reverse Firm Rating | MVA | 2026 | 0 | Zone Substation | None | Minimum
Metro West | Port Adelaide 11kV | Reverse Firm Rating | MVA | 2026 | -17.4 | Zone Substation | None | Minimum
Metro West | Port Adelaide North 11kV | Reverse Firm Rating | MVA | 2026 | -26.3 | Zone Substation | None | Minimum
Upper North | Port Augusta 11kV | Reverse Firm Rating | MVA | 2026 | -15 | Zone Substation | None | Minimum
Upper North | Port Augusta West TF1 11kV | Reverse Firm Rating | MVA | 2026 | 0 | Zone Substation | None | Minimum
Upper North | Port Augusta West TF2 11kV | Reverse Firm Rating | MVA | 2026 | 0 | Zone Substation | None | Minimum
Upper North | Port Broughton 11kV | Reverse Firm Rating | MVA | 2026 | -3 | Zone Substation | None | Minimum
Yorke Peninsula | Port Clinton 11kV | Reverse Firm Rating | MVA | 2026 | 0 | Zone Substation | None | Minimum
Upper North | Port Germein 11kV | Reverse Firm Rating | MVA | 2026 | 0 | Zone Substation | None | Minimum
Yorke Peninsula | Port Giles 11kV | Reverse Firm Rating | MVA | 2026 | 0 | Zone Substation | None | Minimum
Yorke Peninsula | Port Julia 11kV | Reverse Firm Rating | MVA | 2026 | 0 | Zone Substation | None | Minimum
Eyre Peninsula | Port Lincoln City 11kV | Reverse Firm Rating | MVA | 2026 | -15.242 | Zone Substation | None | Minimum
Eyre Peninsula | Port Lincoln Docks 11kV | Reverse Firm Rating | MVA | 2026 | 0 | Zone Substation | None | Minimum
Eyre Peninsula | Port Lincoln Marina 11kV | Reverse Firm Rating | MVA | 2026 | 0 | Zone Substation | None | Minimum
Eyre Peninsula | Port Lincoln Terminal 33kV | Reverse Firm Rating | MVA | 2026 | -25 | Connection Point | None | Minimum
Metro South | Port Noarlunga 11kV | Reverse Firm Rating | MVA | 2026 | -30.4 | Zone Substation | None | Minimum
Upper North | Port Pirie Bungama 33kV | Reverse Firm Rating | MVA | 2026 | -60 | Connection Point | None | Minimum
Upper North | Port Pirie South 11kV | Reverse Firm Rating | MVA | 2026 | -27.7358 | Zone Substation | None | Minimum
Metro South | Port Stanvac 11kV | Reverse Firm Rating | MVA | 2026 | -58.9574 | Zone Substation | None | Minimum
Metro South | Port Stanvac TF2 11kV | Reverse Firm Rating | MVA | 2026 | 0 | Zone Substation | None | Minimum
Yorke Peninsula | Port Vincent 11kV | Reverse Firm Rating | MVA | 2026 | -1.3 | Zone Substation | None | Minimum
Riverland | Portee 11kV | Reverse Firm Rating | MVA | 2026 | 0 | Zone Substation | N | Minimum
Metro East | Prospect 11kV | Reverse Firm Rating | MVA | 2026 | -27.1 | Zone Substation | None | Minimum
Murraylands | Punyelroo 11kV | Reverse Firm Rating | MVA | 2026 | 0 | Zone Substation | None | Minimum
Riverland | Pyap 11kV | Reverse Firm Rating | MVA | 2026 | -7.5 | Zone Substation | None | Minimum
Riverland | Qualco 11kV | Reverse Firm Rating | MVA | 2026 | 0 | Zone Substation | N | Minimum
Metro West | Queenstown 11kV | Reverse Firm Rating | MVA | 2026 | -12.7 | Zone Substation | None | Minimum
Upper North | Quorn 11kV | Reverse Firm Rating | MVA | 2026 | 0 | Zone Substation | None | Minimum
Riverland | Ramco 11kV | Reverse Firm Rating | MVA | 2026 | -5.2 | Zone Substation | None | Minimum
Metro South | Rapid Bay 11kV | Reverse Firm Rating | MVA | 2026 | 0 | Zone Substation | None | Minimum
Riverland | Renmark 11kV | Reverse Firm Rating | MVA | 2026 | -21.585 | Zone Substation | None | Minimum
Mid North | Riverton 11kV | Reverse Firm Rating | MVA | 2026 | 0 | Zone Substation | None | Minimum
South East | Robe 7.6kV | Reverse Firm Rating | MVA | 2026 | -3.75 | Zone Substation | None | Minimum
Mid North | Robertstown 11kV | Reverse Firm Rating | MVA | 2026 | 0 | Zone Substation | None | Minimum
Riverland | Roonka 11kV | Reverse Firm Rating | MVA | 2026 | 0 | Zone Substation | None | Minimum
Eyre Peninsula | Rudall 11kV | Reverse Firm Rating | MVA | 2026 | 0 | Zone Substation | None | Minimum
Metro North | Salisbury 11kV | Reverse Firm Rating | MVA | 2026 | -48.6966 | Zone Substation | N | Minimum
Metro South | Salt Cliffs 11kV | Reverse Firm Rating | MVA | 2026 | 0 | Zone Substation | None | Minimum
Mid North | Sandy Creek 11kV | Reverse Firm Rating | MVA | 2026 | 0 | Zone Substation | None | Minimum
Metro South | Seacombe 11kV | Reverse Firm Rating | MVA | 2026 | -32.1 | Zone Substation | None | Minimum
Metro South | Seaford 11kV | Reverse Firm Rating | MVA | 2026 | 0 | Zone Substation | None | Minimum
Metro South | Second Valley 11kV | Reverse Firm Rating | MVA | 2026 | 0 | Zone Substation | None | Minimum
Metro South | Sheidow Park 11kV | Reverse Firm Rating | MVA | 2026 | -18.75 | Zone Substation | Reverse N-1 | Minimum
Murraylands | Sherlock 11kV | Reverse Firm Rating | MVA | 2026 | 0 | Zone Substation | None | Minimum
Metro North | Smithfield West 11kV | Reverse Firm Rating | MVA | 2026 | 0 | Zone Substation | N-1 | Minimum
South East | Snuggery Rural 33kV | Reverse Firm Rating | MVA | 2026 | -20 | Connection Point | None | Minimum
South East | South End 11kV | Reverse Firm Rating | MVA | 2026 | -0.45 | Zone Substation | Reverse N-1 | Minimum
Mid North | Spalding 11kV | Reverse Firm Rating | MVA | 2026 | 0 | Zone Substation | None | Minimum
Metro South | Square Water Hole 11kV | Reverse Firm Rating | MVA | 2026 | 0 | Zone Substation | None | Minimum
Yorke Peninsula | Stansbury 11kV | Reverse Firm Rating | MVA | 2026 | 0 | Zone Substation | None | Minimum
Eastern Hills | Stirling East 11kV | Reverse Firm Rating | MVA | 2026 | 0 | Zone Substation | None | Minimum
Upper North | Stirling North 1 11kV | Reverse Firm Rating | MVA | 2026 | 0 | Zone Substation | None | Minimum
Upper North | Stirling North 2 11kV | Reverse Firm Rating | MVA | 2026 | 0 | Zone Substation | None | Minimum
Mid North | Stockwell TF1 11kV | Reverse Firm Rating | MVA | 2026 | 0 | Zone Substation | None | Minimum
Mid North | Stockwell TF2 11kV | Reverse Firm Rating | MVA | 2026 | 0 | Zone Substation | None | Minimum
Eyre Peninsula | Stony Point 11kV | Reverse Firm Rating | MVA | 2026 | 0 | Connection Point | None | Minimum
Eastern Hills | Strathalbyn 11kV | Reverse Firm Rating | MVA | 2026 | 0 | Zone Substation | None | Minimum
Eyre Peninsula | Streaky Bay 11kV | Reverse Firm Rating | MVA | 2026 | -3.75 | Zone Substation | Reverse N-1 | Minimum
Riverland | Swan Reach 11kV | Reverse Firm Rating | MVA | 2026 | 0 | Zone Substation | None | Minimum
Riverland | Swan Reach 33kV | Reverse Firm Rating | MVA | 2026 | 0 | Zone Substation | None | Minimum
Murraylands | Tailem Bend 33kV | Reverse Firm Rating | MVA | 2026 | -25 | Connection Point | None | Minimum
Murraylands | Tailem Bend Town 11kV | Reverse Firm Rating | MVA | 2026 | -2.2 | Zone Substation | None | Minimum
South East | Tantanoola 11kV | Reverse Firm Rating | MVA | 2026 | 0 | Zone Substation | None | Minimum
Eyre Peninsula | Tarlton 11kV | Reverse Firm Rating | MVA | 2026 | 0 | Zone Substation | None | Minimum
South East | Tarpeena South 11kV | Reverse Firm Rating | MVA | 2026 | 0 | Zone Substation | N-1 | Minimum
Metro East | Tea Tree Gully 11kV | Reverse Firm Rating | MVA | 2026 | -26.5 | Zone Substation | None | Minimum
Murraylands | Teal Flat 11kV | Reverse Firm Rating | MVA | 2026 | -2.7925 | Zone Substation | None | Minimum
Upper North | Telowie 11kV | Reverse Firm Rating | MVA | 2026 | 0 | Zone Substation | None | Minimum
Mid North | Templers 33kV | Reverse Firm Rating | MVA | 2026 | -60 | Connection Point | None | Minimum
Metro West | Thebarton 11kV | Reverse Firm Rating | MVA | 2026 | -26.4 | Zone Substation | None | Minimum
South East | Tintinara 11kV | Reverse Firm Rating | MVA | 2026 | -0.5 | Zone Substation | None | Minimum
Metro South | Tonsley Park 11kV | Reverse Firm Rating | MVA | 2026 | -28.5765 | Zone Substation | None | Minimum
Eyre Peninsula | Tumby Bay 11kV | Reverse Firm Rating | MVA | 2026 | -3 | Zone Substation | None | Minimum
Metro North | Two Wells 11kV | Reverse Firm Rating | MVA | 2026 | 0 | Zone Substation | N-1 | Minimum
Eyre Peninsula | Uley 11kV | Reverse Firm Rating | MVA | 2026 | 0 | Zone Substation | None | Minimum
Eyre Peninsula | Uley South 11kV | Reverse Firm Rating | MVA | 2026 | 0 | Zone Substation | None | Minimum
Eastern Hills | Uraidla 11kV | Reverse Firm Rating | MVA | 2026 | -9.3 | Zone Substation | None | Minimum
Eastern Hills | Uraidla 33kV | Reverse Firm Rating | MVA | 2026 | 0 | Zone Substation | None | Minimum
Eastern Hills | Verdun 11kV | Reverse Firm Rating | MVA | 2026 | 0 | Zone Substation | None | Minimum
Metro South | Victor Harbor 11kV | Reverse Firm Rating | MVA | 2026 | -31.7 | Zone Substation | None | Minimum
Metro North | Virginia 11kV | Reverse Firm Rating | MVA | 2026 | 0 | Zone Substation | None | Minimum
Riverland | Waikerie 11kV | Reverse Firm Rating | MVA | 2026 | -6.9 | Zone Substation | None | Minimum
Murraylands | Walker Flat 11kV | Reverse Firm Rating | MVA | 2026 | 0 | Zone Substation | None | Minimum
Yorke Peninsula | Wallaroo 11kV | Reverse Firm Rating | MVA | 2026 | -9.375 | Zone Substation | None | Minimum
Yorke Peninsula | Warooka 11kV | Reverse Firm Rating | MVA | 2026 | -3.75 | Zone Substation | None | Minimum
Mid North | Wasleys 11kV | Reverse Firm Rating | MVA | 2026 | 0 | Zone Substation | None | Minimum
Mid North | Waterloo 33kV | Reverse Firm Rating | MVA | 2026 | -25 | Connection Point | None | Minimum
Mid North | Waterloo Town 11kV | Reverse Firm Rating | MVA | 2026 | 0 | Zone Substation | None | Minimum
Murraylands | White Sands 11kV | Reverse Firm Rating | MVA | 2026 | 0 | Zone Substation | None | Minimum
Adelaide Central | Whitmore Square 11kV | Reverse Firm Rating | MVA | 2026 | -53.7749 | Zone Substation | None | Minimum
Eyre Peninsula | Whyalla Central 33kV | Reverse Firm Rating | MVA | 2026 | -120 | Connection Point | None | Minimum
Eyre Peninsula | Whyalla City 11kV | Reverse Firm Rating | MVA | 2026 | -13.5 | Zone Substation | None | Minimum
Eyre Peninsula | Whyalla North 11kV | Reverse Firm Rating | MVA | 2026 | -1.5 | Zone Substation | None | Minimum
Eyre Peninsula | Whyalla Stuart 11kV | Reverse Firm Rating | MVA | 2026 | -15.8 | Zone Substation | None | Minimum
Mid North | Williamstown 11kV | Reverse Firm Rating | MVA | 2026 | 0 | Zone Substation | None | Minimum
Mid North | Williamstown South 11kV | Reverse Firm Rating | MVA | 2026 | 0 | Zone Substation | None | Minimum
Metro South | Willunga 11kV | Reverse Firm Rating | MVA | 2026 | 0 | Zone Substation | None | Minimum
Metro South | Willunga 33kV | Reverse Firm Rating | MVA | 2026 | 0 | Zone Substation | None | Minimum
Upper North | Wilmington 11kV | Reverse Firm Rating | MVA | 2026 | 0 | Zone Substation | None | Minimum
Upper North | Wirrabara Forest 11kV | Reverse Firm Rating | MVA | 2026 | 0 | Zone Substation | None | Minimum
Upper North | Wirrabara South 11kV | Reverse Firm Rating | MVA | 2026 | 0 | Zone Substation | None | Minimum
Metro South | Wirrina Cove 11kV | Reverse Firm Rating | MVA | 2026 | 0 | Zone Substation | None | Minimum
Upper North | Wongyarra 11kV | Reverse Firm Rating | MVA | 2026 | 0 | Zone Substation | None | Minimum
Metro East | Woodforde 11kV | Reverse Firm Rating | MVA | 2026 | -25.2 | Zone Substation | None | Minimum
Murraylands | Woods Point 11kV | Reverse Firm Rating | MVA | 2026 | 0 | Zone Substation | None | Minimum
Eastern Hills | Woodside 11kV | Reverse Firm Rating | MVA | 2026 | -7.2 | Zone Substation | Reverse N-1 | Minimum
Metro West | Woodville 11kV | Reverse Firm Rating | MVA | 2026 | 0 | Zone Substation | None | Minimum
Metro West | Woodville 33kV | Reverse Firm Rating | MVA | 2026 | 0 | Zone Substation | None | Minimum
Riverland | Woolpunda 11kV | Reverse Firm Rating | MVA | 2026 | -11.25 | Zone Substation | None | Minimum
Eyre Peninsula | Wudinna 11kV | Reverse Firm Rating | MVA | 2026 | -4.2456 | Zone Substation | None | Minimum
Eyre Peninsula | Wudinna 66kV | Reverse Firm Rating | MVA | 2026 | -25 | Connection Point | None | Minimum
Eyre Peninsula | Yadnarie 66kV | Reverse Firm Rating | MVA | 2026 | -20 | Connection Point | None | Minimum
Metro South | Yankalilla 11kV | Reverse Firm Rating | MVA | 2026 | 0 | Zone Substation | None | Minimum
Metro South | Yankalilla 33kV | Reverse Firm Rating | MVA | 2026 | 0 | Zone Substation | None | Minimum
Metro South | Yankalilla Hill 11kV | Reverse Firm Rating | MVA | 2026 | 0 | Zone Substation | None | Minimum
Upper North | Yongala 11kV | Reverse Firm Rating | MVA | 2026 | 0 | Zone Substation | None | Minimum
Yorke Peninsula | Yorketown 11kV | Reverse Firm Rating | MVA | 2026 | -1.5 | Zone Substation | None | Minimum
Adelaide Central | ACR 66kV | Reverse Firm Rating | MVA | 2027 | -225 | Connection Point | None | Minimum
Eastern Hills | Aldgate 11kV | Reverse Firm Rating | MVA | 2027 | -7.4 | Zone Substation | None | Minimum
Metro South | Aldinga 11kV | Reverse Firm Rating | MVA | 2027 | -17.5 | Zone Substation | None | Minimum
South East | Allendale East 11kV | Reverse Firm Rating | MVA | 2027 | -3.75 | Zone Substation | None | Minimum
Mid North | Alma 11kV | Reverse Firm Rating | MVA | 2027 | 0 | Zone Substation | None | Minimum
Metro South | American River 11kV | Reverse Firm Rating | MVA | 2027 | 0 | Zone Substation | None | Minimum
Eastern Hills | Angas Creek 33kV | Reverse Firm Rating | MVA | 2027 | -25 | Connection Point | None | Minimum
Mid North | Angaston 11kV | Reverse Firm Rating | MVA | 2027 | -15.242 | Zone Substation | None | Minimum
Metro North | Angle Vale 11kV | Reverse Firm Rating | MVA | 2027 | -20.4925 | Zone Substation | None | Minimum
Yorke Peninsula | Ardrossan 11kV | Reverse Firm Rating | MVA | 2027 | -2.7578 | Zone Substation | None | Minimum
Yorke Peninsula | Ardrossan West 33kV | Reverse Firm Rating | MVA | 2027 | -25 | Connection Point | None | Minimum
Eyre Peninsula | Arno Bay 11kV | Reverse Firm Rating | MVA | 2027 | 0 | Zone Substation | None | Minimum
Metro South | Ascot Park 11kV | Reverse Firm Rating | MVA | 2027 | 0 | Zone Substation | N | Minimum
Metro West | Athol Park 11kV | Reverse Firm Rating | MVA | 2027 | -13.4 | Zone Substation | None | Minimum
Mid North | Auburn 11kV | Reverse Firm Rating | MVA | 2027 | -2.2 | Zone Substation | None | Minimum
Yorke Peninsula | Balaklava 7.6kV | Reverse Firm Rating | MVA | 2027 | -2.8 | Zone Substation | None | Minimum
Eastern Hills | Balhannah 33kV | Reverse Firm Rating | MVA | 2027 | -18.75 | Zone Substation | None | Minimum
Upper North | Baroota 33kV | Reverse Firm Rating | MVA | 2027 | 0 | Connection Point | None | Minimum
Upper North | Baroota Town 11kV | Reverse Firm Rating | MVA | 2027 | 0 | Zone Substation | None | Minimum
Mid North | Barossa South TF1 11kV | Reverse Firm Rating | MVA | 2027 | 0 | Zone Substation | None | Minimum
Mid North | Barossa South TF2 11kV | Reverse Firm Rating | MVA | 2027 | 0 | Zone Substation | None | Minimum
South East | Beachport 11kV | Reverse Firm Rating | MVA | 2027 | 0 | Zone Substation | None | Minimum
Murraylands | Belvedere Road 7.6kV | Reverse Firm Rating | MVA | 2027 | 0 | Zone Substation | None | Minimum
Riverland | Berri 11kV | Reverse Firm Rating | MVA | 2027 | -15 | Zone Substation | None | Minimum
Riverland | Berri 66kV | Reverse Firm Rating | MVA | 2027 | -50 | Connection Point | None | Minimum
Murraylands | Binnies 11kV | Reverse Firm Rating | MVA | 2027 | 0 | Zone Substation | None | Minimum
Eastern Hills | Birdwood 11kV | Reverse Firm Rating | MVA | 2027 | 0 | Zone Substation | None | Minimum
Yorke Peninsula | Black Point 11kV | Reverse Firm Rating | MVA | 2027 | 0 | Zone Substation | None | Minimum
Metro West | Blackpool 11kV | Reverse Firm Rating | MVA | 2027 | -18.75 | Zone Substation | None | Minimum
Metro South | Blackwood 11kV | Reverse Firm Rating | MVA | 2027 | -30.4841 | Zone Substation | None | Minimum
South East | Blanche 33kV | Reverse Firm Rating | MVA | 2027 | -50 | Connection Point | None | Minimum
Upper North | Booleroo Centre 11kV | Reverse Firm Rating | MVA | 2027 | 0 | Zone Substation | None | Minimum
Eyre Peninsula | Boothby 33kV | Reverse Firm Rating | MVA | 2027 | 0 | Zone Substation | N-1 | Minimum
Upper North | Booyoolie 11kV | Reverse Firm Rating | MVA | 2027 | 0 | Zone Substation | None | Minimum
South East | Bordertown 11kV | Reverse Firm Rating | MVA | 2027 | -7.5 | Zone Substation | N-1 | Minimum
Mid North | Brinkworth 33kV | Reverse Firm Rating | MVA | 2027 | -10 | Connection Point | None | Minimum
Mid North | Brinkworth Town 11kV | Reverse Firm Rating | MVA | 2027 | 0 | Zone Substation | None | Minimum
Eastern Hills | Brukunga 11kV | Reverse Firm Rating | MVA | 2027 | 0 | Zone Substation | None | Minimum
Upper North | Bungama Napperby 11kV | Reverse Firm Rating | MVA | 2027 | -0.75 | Zone Substation | None | Minimum
Metro East | Burnside 11kV | Reverse Firm Rating | MVA | 2027 | 0 | Zone Substation | None | Minimum
Mid North | Burra TF2 11kV | Reverse Firm Rating | MVA | 2027 | 0 | Zone Substation | None | Minimum
Riverland | Cadell 11kV | Reverse Firm Rating | MVA | 2027 | -1.5 | Zone Substation | None | Minimum
Murraylands | Caloote 11kV | Reverse Firm Rating | MVA | 2027 | -2.2 | Zone Substation | None | Minimum
Upper North | Caltowie 11kV | Reverse Firm Rating | MVA | 2027 | 0 | Zone Substation | None | Minimum
Murraylands | Cambrai 11kV | Reverse Firm Rating | MVA | 2027 | -0.75 | Zone Substation | None | Minimum
Murraylands | Campbell Park 11kV | Reverse Firm Rating | MVA | 2027 | 0 | Zone Substation | None | Minimum
Metro East | Campbelltown 11kV | Reverse Firm Rating | MVA | 2027 | -38.1051 | Zone Substation | None | Minimum
Metro South | Cape Jervis 11kV | Reverse Firm Rating | MVA | 2027 | 0 | Zone Substation | None | Minimum
Metro South | Cape Jervis 33kV | Reverse Firm Rating | MVA | 2027 | 0 | Zone Substation | N-1 | Minimum
Eyre Peninsula | Caralue 11kV | Reverse Firm Rating | MVA | 2027 | 0 | Zone Substation | None | Minimum
Metro West | Cavan 11kV | Reverse Firm Rating | MVA | 2027 | -30.6 | Zone Substation | None | Minimum
Adelaide Central | CBD 33kV | Reverse Firm Rating | MVA | 2027 | 0 | Zone Substation | None | Minimum
Eyre Peninsula | Ceduna 11kV | Reverse Firm Rating | MVA | 2027 | -6.8 | Zone Substation | None | Minimum
Eastern Hills | Chain of Ponds 11kV | Reverse Firm Rating | MVA | 2027 | 0 | Zone Substation | None | Minimum
Metro West | Cheltenham 11kV | Reverse Firm Rating | MVA | 2027 | 0 | Zone Substation | None | Minimum
Metro West | Cheltenham 33kV | Reverse Firm Rating | MVA | 2027 | 0 | Zone Substation | None | Minimum
Mid North | Clare 11kV | Reverse Firm Rating | MVA | 2027 | -7.1 | Zone Substation | None | Minimum
Mid North | Clare North 33kV | Reverse Firm Rating | MVA | 2027 | -25 | Connection Point | None | Minimum
Metro South | Clarence Gardens 11kV | Reverse Firm Rating | MVA | 2027 | 0 | Zone Substation | None | Minimum
Metro South | Clarendon 11kV | Reverse Firm Rating | MVA | 2027 | 0 | Zone Substation | None | Minimum
Metro East | Clearview 11kV | Reverse Firm Rating | MVA | 2027 | -15 | Zone Substation | N | Minimum
Eyre Peninsula | Cleve 11kV | Reverse Firm Rating | MVA | 2027 | -3.75 | Zone Substation | None | Minimum
Eyre Peninsula | Cleve 33kV | Reverse Firm Rating | MVA | 2027 | 0 | Zone Substation | N-1 | Minimum
Eyre Peninsula | Coffin Bay 11kV | Reverse Firm Rating | MVA | 2027 | 0 | Zone Substation | None | Minimum
Mid North | Collinsfield 11kV | Reverse Firm Rating | MVA | 2027 | 0 | Zone Substation | None | Minimum
Murraylands | Coomandook 11kV | Reverse Firm Rating | MVA | 2027 | 0 | Zone Substation | None | Minimum
Murraylands | Coonalpyn 11kV | Reverse Firm Rating | MVA | 2027 | 0 | Zone Substation | None | Minimum
South East | Coonawarra 11kV | Reverse Firm Rating | MVA | 2027 | -7.5 | Zone Substation | None | Minimum
Upper North | Copley Nepabunna 33kV | Reverse Firm Rating | MVA | 2027 | 0 | Zone Substation | N-1 | Minimum
Riverland | Cordola 11kV | Reverse Firm Rating | MVA | 2027 | -1.5 | Zone Substation | None | Minimum
Adelaide Central | Coromandel Place 11kV | Reverse Firm Rating | MVA | 2027 | -73.6132 | Zone Substation | None | Minimum
Eyre Peninsula | Cowell 11kV | Reverse Firm Rating | MVA | 2027 | 0 | Zone Substation | None | Minimum
Metro West | Croydon 11kV | Reverse Firm Rating | MVA | 2027 | -30.4841 | Zone Substation | None | Minimum
Metro West | Croydon Park 11kV | Reverse Firm Rating | MVA | 2027 | -14.26 | Zone Substation | None | Minimum
Upper North | Crystal Brook 11kV | Reverse Firm Rating | MVA | 2027 | -1.5 | Zone Substation | None | Minimum
Metro South | Cudmore Park 11kV | Reverse Firm Rating | MVA | 2027 | -12.9557 | Zone Substation | None | Minimum
Eyre Peninsula | Cummins 11kV | Reverse Firm Rating | MVA | 2027 | -2 | Zone Substation | None | Minimum
Yorke Peninsula | Curramulka 7.6kV | Reverse Firm Rating | MVA | 2027 | 0 | Zone Substation | None | Minimum
Yorke Peninsula | Curramulka South 11kV | Reverse Firm Rating | MVA | 2027 | 0 | Zone Substation | None | Minimum
Yorke Peninsula | Dalrymple 33kV | Reverse Firm Rating | MVA | 2027 | -25 | Connection Point | None | Minimum
Eyre Peninsula | Darke Peak 11kV | Reverse Firm Rating | MVA | 2027 | 0 | Zone Substation | None | Minimum
Upper North | Davenport West 33kV | Reverse Firm Rating | MVA | 2027 | -60 | Connection Point | None | Minimum
Eastern Hills | Deloraine 11kV | Reverse Firm Rating | MVA | 2027 | 0 | Zone Substation | None | Minimum
Metro North | Direk 11kV | Reverse Firm Rating | MVA | 2027 | -29.2 | Zone Substation | None | Minimum
Mid North | Dorrien 33kV | Reverse Firm Rating | MVA | 2027 | -60 | Connection Point | None | Minimum
Mid North | Dorrien TF4 11kV | Reverse Firm Rating | MVA | 2027 | 0 | Zone Substation | None | Minimum
Mid North | Dorrien TF5 11kV | Reverse Firm Rating | MVA | 2027 | 0 | Zone Substation | None | Minimum
Yorke Peninsula | Dowlingville 11kV | Reverse Firm Rating | MVA | 2027 | 0 | Zone Substation | None | Minimum
Adelaide Central | East Terrace 11kV | Reverse Firm Rating | MVA | 2027 | -54.3685 | Zone Substation | None | Minimum
Metro North | Edinburgh 11kV | Reverse Firm Rating | MVA | 2027 | -30.8 | Zone Substation | None | Minimum
Yorke Peninsula | Edithburgh 11kV | Reverse Firm Rating | MVA | 2027 | 0 | Zone Substation | None | Minimum
Metro North | Elizabeth Downs 11kV | Reverse Firm Rating | MVA | 2027 | -32 | Zone Substation | None | Minimum
Metro North | Elizabeth Heights 11kV | Reverse Firm Rating | MVA | 2027 | -15 | Zone Substation | None | Minimum
Metro North | Elizabeth South 11kV | Reverse Firm Rating | MVA | 2027 | -13.5 | Zone Substation | None | Minimum
Mid North | Eudunda 11kV | Reverse Firm Rating | MVA | 2027 | 0 | Zone Substation | None | Minimum
Metro North | Evanston 11kV | Reverse Firm Rating | MVA | 2027 | -30.4841 | Zone Substation | N-1 | Minimum
Metro North | Evanston 33kV | Reverse Firm Rating | MVA | 2027 | 0 | Zone Substation | None | Minimum
Metro West | Findon 11kV | Reverse Firm Rating | MVA | 2027 | -13.4 | Zone Substation | None | Minimum
Metro West | Flinders Park 11kV | Reverse Firm Rating | MVA | 2027 | 0 | Zone Substation | None | Minimum
Mid North | Florieton SWER 19kV | Reverse Firm Rating | MVA | 2027 | 0 | Connection Point | None | Minimum
Eastern Hills | Forreston 11kV | Reverse Firm Rating | MVA | 2027 | 0 | Zone Substation | None | Minimum
Mid North | Freeling 11kV | Reverse Firm Rating | MVA | 2027 | -2.25 | Zone Substation | None | Minimum
Mid North | Freeling North 11kV | Reverse Firm Rating | MVA | 2027 | 0 | Zone Substation | None | Minimum
Metro West | Fulham Gardens 11kV | Reverse Firm Rating | MVA | 2027 | -28.5 | Zone Substation | None | Minimum
Upper North | Fullerville 11kV | Reverse Firm Rating | MVA | 2027 | 0 | Zone Substation | None | Minimum
Mid North | Gawler Belt TF1 11kV | Reverse Firm Rating | MVA | 2027 | 0 | Zone Substation | None | Minimum
Mid North | Gawler Belt TF2 11kV | Reverse Firm Rating | MVA | 2027 | 0 | Zone Substation | None | Minimum
Mid North | Georgetown 11kV | Reverse Firm Rating | MVA | 2027 | 0 | Zone Substation | None | Minimum
Murraylands | Geranium 11kV | Reverse Firm Rating | MVA | 2027 | 0 | Zone Substation | None | Minimum
Upper North | Gladstone 11kV | Reverse Firm Rating | MVA | 2027 | -2.6 | Zone Substation | None | Minimum
Metro West | Glanville 11kV | Reverse Firm Rating | MVA | 2027 | -13.9 | Zone Substation | None | Minimum
South East | Glencoe 11kV | Reverse Firm Rating | MVA | 2027 | 0 | Zone Substation | None | Minimum
Metro South | Glenelg North 11kV | Reverse Firm Rating | MVA | 2027 | -15 | Zone Substation | None | Minimum
Riverland | Glossop 11kV | Reverse Firm Rating | MVA | 2027 | -7.5 | Zone Substation | None | Minimum
Metro East | Golden Grove 11kV | Reverse Firm Rating | MVA | 2027 | -59.6489 | Zone Substation | None | Minimum
Mid North | Gomersal North 11kV | Reverse Firm Rating | MVA | 2027 | 0 | Zone Substation | None | Minimum
Metro South | Goolwa 11kV | Reverse Firm Rating | MVA | 2027 | -18.2 | Zone Substation | None | Minimum
Mid North | Gulnare 11kV | Reverse Firm Rating | MVA | 2027 | 0 | Zone Substation | None | Minimum
Eastern Hills | Gumeracha 11kV | Reverse Firm Rating | MVA | 2027 | 0 | Zone Substation | None | Minimum
Eastern Hills | Gumeracha Weir 11kV | Reverse Firm Rating | MVA | 2027 | 0 | Zone Substation | None | Minimum
Eastern Hills | Gumhaven 11kV | Reverse Firm Rating | MVA | 2027 | 0 | Zone Substation | None | Minimum
Metro South | Hackham 11kV | Reverse Firm Rating | MVA | 2027 | 0 | Zone Substation | N-1 | Minimum
Eastern Hills | Hahndorf 11kV | Reverse Firm Rating | MVA | 2027 | 0 | Zone Substation | None | Minimum
Mid North | Halbury 11kV | Reverse Firm Rating | MVA | 2027 | 0 | Zone Substation | None | Minimum
Mid North | Hamley Bridge 11kV | Reverse Firm Rating | MVA | 2027 | 0 | Zone Substation | None | Minimum
Metro South | Happy Valley 11kV | Reverse Firm Rating | MVA | 2027 | -32 | Zone Substation | None | Minimum
Metro East | Harrow 11kV | Reverse Firm Rating | MVA | 2027 | -16.4 | Zone Substation | None | Minimum
South East | Hatherleigh 11kV | Reverse Firm Rating | MVA | 2027 | 0 | Zone Substation | None | Minimum
Upper North | Hawker 11kV | Reverse Firm Rating | MVA | 2027 | -0.6 | Zone Substation | None | Minimum
Metro South | Hay Flat 11kV | Reverse Firm Rating | MVA | 2027 | 0 | Zone Substation | None | Minimum
Metro West | Henley South 11kV | Reverse Firm Rating | MVA | 2027 | -30.4841 | Zone Substation | None | Minimum
Eastern Hills | Hermitage 11kV | Reverse Firm Rating | MVA | 2027 | 0 | Zone Substation | None | Minimum
Metro East | Hillcrest 11kV | Reverse Firm Rating | MVA | 2027 | -31.6 | Zone Substation | None | Minimum
Adelaide Central | Hindley Street 11kV | Reverse Firm Rating | MVA | 2027 | -55.5415 | Zone Substation | None | Minimum
Metro East | Holden Hill 11kV | Reverse Firm Rating | MVA | 2027 | -24.9 | Zone Substation | None | Minimum
Metro East | Hope Valley 11kV | Reverse Firm Rating | MVA | 2027 | 0 | Zone Substation | None | Minimum
Eastern Hills | Houghton 7.6kV | Reverse Firm Rating | MVA | 2027 | 0 | Zone Substation | None | Minimum
Mid North | Hoyleton 11kV | Reverse Firm Rating | MVA | 2027 | 0 | Zone Substation | None | Minimum
Yorke Peninsula | Hummocks 33kV | Reverse Firm Rating | MVA | 2027 | -25 | Connection Point | None | Minimum
Metro East | Ingle Farm 11kV | Reverse Firm Rating | MVA | 2027 | -27.7 | Zone Substation | None | Minimum
South East | Inverness 11kV | Reverse Firm Rating | MVA | 2027 | 0 | Zone Substation | None | Minimum
Murraylands | Jabuk 11kV | Reverse Firm Rating | MVA | 2027 | 0 | Zone Substation | None | Minimum
Yorke Peninsula | James Well 11kV | Reverse Firm Rating | MVA | 2027 | 0 | Zone Substation | None | Minimum
Upper North | Jamestown 11kV | Reverse Firm Rating | MVA | 2027 | -2.2 | Zone Substation | Reverse N-1 | Minimum
Murraylands | Jervois 11kV | Reverse Firm Rating | MVA | 2027 | 0 | Zone Substation | None | Minimum
Yorke Peninsula | Kadina 11kV | Reverse Firm Rating | MVA | 2027 | -9.2 | Zone Substation | None | Minimum
Yorke Peninsula | Kadina East 33kV | Reverse Firm Rating | MVA | 2027 | -60 | Connection Point | None | Minimum
South East | Kalangadoo 11kV | Reverse Firm Rating | MVA | 2027 | 0 | Zone Substation | None | Minimum
South East | Kalangadoo West 11kV | Reverse Firm Rating | MVA | 2027 | -0.75 | Zone Substation | None | Minimum
Eastern Hills | Kanmantoo Copper Mine 11kV | Reverse Firm Rating | MVA | 2027 | 0 | Connection Point | None | Minimum
Mid North | Kapunda TF1 11kV | Reverse Firm Rating | MVA | 2027 | 0 | Zone Substation | None | Minimum
Mid North | Kapunda TF2 11kV | Reverse Firm Rating | MVA | 2027 | 0 | Zone Substation | None | Minimum
Murraylands | Karoonda 11kV | Reverse Firm Rating | MVA | 2027 | -0.75 | Zone Substation | Reverse N | Minimum
South East | Keith 11kV | Reverse Firm Rating | MVA | 2027 | -9.1 | Zone Substation | None | Minimum
South East | Keith 33kV | Reverse Firm Rating | MVA | 2027 | -25 | Connection Point | None | Minimum
Metro East | Kent Town 11kV | Reverse Firm Rating | MVA | 2027 | -28.9 | Zone Substation | None | Minimum
Eastern Hills | Kersbrook 11kV | Reverse Firm Rating | MVA | 2027 | 0 | Zone Substation | None | Minimum
Metro South | Keswick 11kV | Reverse Firm Rating | MVA | 2027 | -27 | Zone Substation | None | Minimum
Murraylands | Ki Ki 11kV | Reverse Firm Rating | MVA | 2027 | 0 | Zone Substation | None | Minimum
Metro West | Kilburn 11kV | Reverse Firm Rating | MVA | 2027 | -58.7705 | Zone Substation | None | Minimum
Metro East | Kilburn South 11kV | Reverse Firm Rating | MVA | 2027 | 0 | Zone Substation | None | Minimum
Metro West | Kilkenny 11kV | Reverse Firm Rating | MVA | 2027 | -30.5 | Zone Substation | None | Minimum
South East | Kincraig 33kV | Reverse Firm Rating | MVA | 2027 | -25 | Connection Point | None | Minimum
Metro South | Kingscote 11kV | Reverse Firm Rating | MVA | 2027 | 0 | Zone Substation | None | Minimum
South East | Kingston SE 11kV | Reverse Firm Rating | MVA | 2027 | -2.25 | Zone Substation | None | Minimum
Metro South | Kingswood 11kV | Reverse Firm Rating | MVA | 2027 | -36.5 | Zone Substation | None | Minimum
South East | Kongorong 11kV | Reverse Firm Rating | MVA | 2027 | 0 | Zone Substation | None | Minimum
South East | Kumorna 11kV | Reverse Firm Rating | MVA | 2027 | 0 | Zone Substation | None | Minimum
Mid North | Kybunga 11kV | Reverse Firm Rating | MVA | 2027 | 0 | Zone Substation | None | Minimum
Murraylands | Lameroo 11kV | Reverse Firm Rating | MVA | 2027 | -1.5 | Zone Substation | None | Minimum
Eastern Hills | Langhorne Creek 11kV | Reverse Firm Rating | MVA | 2027 | -3.75 | Zone Substation | None | Minimum
Metro West | Largs North 11kV | Reverse Firm Rating | MVA | 2027 | -18.75 | Zone Substation | None | Minimum
Metro West | Lefevre 11kV | Reverse Firm Rating | MVA | 2027 | -38.1051 | Zone Substation | None | Minimum
Upper North | Leigh Creek South 33kV | Reverse Firm Rating | MVA | 2027 | 0 | Connection Point | None | Minimum
Metro East | Linden Park 11kV | Reverse Firm Rating | MVA | 2027 | -30.4841 | Zone Substation | None | Minimum
Eyre Peninsula | Little Swamp 11kV | Reverse Firm Rating | MVA | 2027 | 0 | Zone Substation | None | Minimum
Eastern Hills | Lobethal 11kV | Reverse Firm Rating | MVA | 2027 | -7.1 | Zone Substation | None | Minimum
Eyre Peninsula | Lock 11kV | Reverse Firm Rating | MVA | 2027 | 0 | Zone Substation | None | Minimum
Riverland | Loveday 11kV | Reverse Firm Rating | MVA | 2027 | -14.6267 | Zone Substation | None | Minimum
Metro South | Lower Mitcham 11kV | Reverse Firm Rating | MVA | 2027 | -15 | Zone Substation | None | Minimum
Riverland | Loxton 11kV | Reverse Firm Rating | MVA | 2027 | -14.9739 | Zone Substation | None | Minimum
South East | Lucindale 11kV | Reverse Firm Rating | MVA | 2027 | -2 | Zone Substation | None | Minimum
Mid North | Lyndoch 11kV | Reverse Firm Rating | MVA | 2027 | 0 | Zone Substation | None | Minimum
Mid North | Lyndoch South 7.6kV | Reverse Firm Rating | MVA | 2027 | 0 | Zone Substation | None | Minimum
Riverland | Lyrup 11kV | Reverse Firm Rating | MVA | 2027 | -3.75 | Zone Substation | None | Minimum
Metro South | MacGillivray 11kV | Reverse Firm Rating | MVA | 2027 | -1.3 | Zone Substation | None | Minimum
Yorke Peninsula | Maitland 11kV | Reverse Firm Rating | MVA | 2027 | -3.75 | Zone Substation | None | Minimum
Mid North | Mallala 11kV | Reverse Firm Rating | MVA | 2027 | -3.8 | Zone Substation | None | Minimum
Murraylands | Mannum 33kV | Reverse Firm Rating | MVA | 2027 | -20 | Connection Point | None | Minimum
Murraylands | Mannum Town 7.6kV | Reverse Firm Rating | MVA | 2027 | -3.3 | Zone Substation | None | Minimum
Yorke Peninsula | Marion Bay 11kV | Reverse Firm Rating | MVA | 2027 | 0 | Zone Substation | None | Minimum
Mid North | Marrabel 11kV | Reverse Firm Rating | MVA | 2027 | 0 | Zone Substation | None | Minimum
Metro South | McLaren Flat TF1 11kV | Reverse Firm Rating | MVA | 2027 | 0 | Zone Substation | None | Minimum
Metro South | McLaren Flat TF2 11kV | Reverse Firm Rating | MVA | 2027 | 0 | Zone Substation | None | Minimum
Metro South | McLaren Vale 11kV | Reverse Firm Rating | MVA | 2027 | -3 | Zone Substation | None | Minimum
Metro South | McLaren Vale Vineyard 11kV | Reverse Firm Rating | MVA | 2027 | 0 | Zone Substation | None | Minimum
Eastern Hills | Meadows 11kV | Reverse Firm Rating | MVA | 2027 | -3.75 | Zone Substation | Reverse N-1 | Minimum
Upper North | Melrose 11kV | Reverse Firm Rating | MVA | 2027 | 0 | Zone Substation | None | Minimum
Murraylands | Meningie 11kV | Reverse Firm Rating | MVA | 2027 | -3.7 | Zone Substation | None | Minimum
Metro East | Metro East 66kV | Reverse Firm Rating | MVA | 2027 | -690 | Connection Point | None | Minimum
Metro North | Metro North 66kV | Reverse Firm Rating | MVA | 2027 | -310 | Connection Point | None | Minimum
Metro South | Metro South 66kV | Reverse Firm Rating | MVA | 2027 | -690 | Connection Point | None | Minimum
Metro West | Metro West 66kV | Reverse Firm Rating | MVA | 2027 | -420 | Connection Point | None | Minimum
Eastern Hills | Milang 11kV | Reverse Firm Rating | MVA | 2027 | -3.6 | Zone Substation | None | Minimum
South East | Millicent 11kV | Reverse Firm Rating | MVA | 2027 | -6.8 | Zone Substation | None | Minimum
Yorke Peninsula | Minlaton 11kV | Reverse Firm Rating | MVA | 2027 | -1.4 | Zone Substation | None | Minimum
Murraylands | Mobilong 33kV | Reverse Firm Rating | MVA | 2027 | -57.2 | Connection Point | None | Minimum
Murraylands | Monarto Central 11kV | Reverse Firm Rating | MVA | 2027 | 0 | Zone Substation | None | Minimum
Murraylands | Monarto South 11kV | Reverse Firm Rating | MVA | 2027 | 0 | Zone Substation | None | Minimum
Yorke Peninsula | Moonta 11kV | Reverse Firm Rating | MVA | 2027 | -7.4 | Zone Substation | N-1 | Minimum
Eyre Peninsula | Moorkitabie 11kV | Reverse Firm Rating | MVA | 2027 | 0 | Zone Substation | None | Minimum
Riverland | Morgan 11kV | Reverse Firm Rating | MVA | 2027 | 0 | Zone Substation | N | Minimum
Metro South | Morphett Vale East 11kV | Reverse Firm Rating | MVA | 2027 | -30.4841 | Zone Substation | None | Minimum
Metro South | Morphettville 11kV | Reverse Firm Rating | MVA | 2027 | -15 | Zone Substation | None | Minimum
Eastern Hills | Mount Barker 11kV | Reverse Firm Rating | MVA | 2027 | -38.1051 | Zone Substation | None | Minimum
Eastern Hills | Mount Barker 66kV | Reverse Firm Rating | MVA | 2027 | -60 | Connection Point | None | Minimum
South East | Mount Burr 11kV | Reverse Firm Rating | MVA | 2027 | 0 | Zone Substation | None | Minimum
South East | Mount Gambier 11kV | Reverse Firm Rating | MVA | 2027 | -15 | Zone Substation | None | Minimum
South East | Mount Gambier 33kV | Reverse Firm Rating | MVA | 2027 | -25 | Connection Point | None | Minimum
South East | Mount Gambier North 11kV | Reverse Firm Rating | MVA | 2027 | 0 | Zone Substation | N-1 | Minimum
South East | Mount Gambier West 11kV | Reverse Firm Rating | MVA | 2027 | -15 | Zone Substation | None | Minimum
Upper North | Mount Gunson 33kV | Reverse Firm Rating | MVA | 2027 | 0 | Connection Point | None | Minimum
Eastern Hills | Mount Pleasant 11kV | Reverse Firm Rating | MVA | 2027 | 0 | Zone Substation | None | Minimum
South East | Mount Schank 11kV | Reverse Firm Rating | MVA | 2027 | -2.7887 | Zone Substation | None | Minimum
Murraylands | Murray Bridge North 11kV | Reverse Firm Rating | MVA | 2027 | -14.8 | Zone Substation | None | Minimum
Murraylands | Murray Bridge South 11kV | Reverse Firm Rating | MVA | 2027 | -15 | Zone Substation | None | Minimum
Eastern Hills | Mylor 11kV | Reverse Firm Rating | MVA | 2027 | 0 | Zone Substation | None | Minimum
Murraylands | Mypolonga 11kV | Reverse Firm Rating | MVA | 2027 | -2.7 | Zone Substation | None | Minimum
Metro South | Myponga 11kV | Reverse Firm Rating | MVA | 2027 | -7.2 | Zone Substation | None | Minimum
Eastern Hills | Nairne 11kV | Reverse Firm Rating | MVA | 2027 | -4.9 | Zone Substation | Reverse N-1 | Minimum
South East | Nangwarry 11kV | Reverse Firm Rating | MVA | 2027 | 0 | Zone Substation | None | Minimum
South East | Naracoorte 11kV | Reverse Firm Rating | MVA | 2027 | -15.242 | Zone Substation | None | Minimum
South East | Naracoorte East 11kV | Reverse Firm Rating | MVA | 2027 | 0 | Zone Substation | None | Minimum
Murraylands | Narrung 11kV | Reverse Firm Rating | MVA | 2027 | -2.25 | Zone Substation | None | Minimum
Upper North | Neuroodla 33kV | Reverse Firm Rating | MVA | 2027 | 0 | Connection Point | None | Minimum
Metro West | New Osborne 11kV | Reverse Firm Rating | MVA | 2027 | 0 | Zone Substation | None | Minimum
Metro West | New Richmond 11kV | Reverse Firm Rating | MVA | 2027 | -26.7 | Zone Substation | None | Minimum
Murraylands | Nildottie 11kV | Reverse Firm Rating | MVA | 2027 | 0 | Zone Substation | None | Minimum
Yorke Peninsula | Ninnes 11kV | Reverse Firm Rating | MVA | 2027 | 0 | Zone Substation | None | Minimum
Metro South | Noarlunga Centre 11kV | Reverse Firm Rating | MVA | 2027 | -15 | Zone Substation | None | Minimum
Metro East | North Adelaide 11kV | Reverse Firm Rating | MVA | 2027 | -37.4 | Zone Substation | None | Minimum
Metro South | North Unley 11kV | Reverse Firm Rating | MVA | 2027 | -13.6 | Zone Substation | None | Minimum
Riverland | North West Bend 66kV | Reverse Firm Rating | MVA | 2027 | -20 | Connection Point | None | Minimum
Metro East | Northfield 11kV | Reverse Firm Rating | MVA | 2027 | -14.1 | Zone Substation | N | Minimum
Metro East | Norwood 11kV | Reverse Firm Rating | MVA | 2027 | -59.7766 | Zone Substation | None | Minimum
Mid North | Nuriootpa 11kV | Reverse Firm Rating | MVA | 2027 | 0 | Zone Substation | None | Minimum
Metro South | Oaklands 11kV | Reverse Firm Rating | MVA | 2027 | -30.4841 | Zone Substation | None | Minimum
Upper North | Orroroo 11kV | Reverse Firm Rating | MVA | 2027 | -1.5 | Zone Substation | None | Minimum
South East | Padthaway 11kV | Reverse Firm Rating | MVA | 2027 | -7.2 | Zone Substation | None | Minimum
Murraylands | Palmer 11kV | Reverse Firm Rating | MVA | 2027 | 0 | Zone Substation | None | Minimum
Metro South | Panorama 11kV | Reverse Firm Rating | MVA | 2027 | -31 | Zone Substation | None | Minimum
Metro North | Parafield Gardens 11kV | Reverse Firm Rating | MVA | 2027 | -38.1051 | Zone Substation | None | Minimum
Metro North | Paralowie 11kV | Reverse Firm Rating | MVA | 2027 | -15 | Zone Substation | None | Minimum
Murraylands | Parilla 11kV | Reverse Firm Rating | MVA | 2027 | 0 | Zone Substation | None | Minimum
Riverland | Paringa 11kV | Reverse Firm Rating | MVA | 2027 | 0 | Zone Substation | None | Minimum
Riverland | Paringa 33kV | Reverse Firm Rating | MVA | 2027 | 0 | Zone Substation | None | Minimum
Yorke Peninsula | Paskeville 11kV | Reverse Firm Rating | MVA | 2027 | -0.7125 | Zone Substation | None | Minimum
Murraylands | Peake 11kV | Reverse Firm Rating | MVA | 2027 | 0 | Zone Substation | None | Minimum
Murraylands | Pellaring Flat 11kV | Reverse Firm Rating | MVA | 2027 | 0 | Zone Substation | None | Minimum
Metro North | Penfield 11kV | Reverse Firm Rating | MVA | 2027 | -27.3 | Zone Substation | None | Minimum
Metro South | Penneshaw 11kV | Reverse Firm Rating | MVA | 2027 | 0 | Zone Substation | None | Minimum
South East | Penola 11kV | Reverse Firm Rating | MVA | 2027 | -2.25 | Zone Substation | None | Minimum
South East | Penola West 33kV | Reverse Firm Rating | MVA | 2027 | -25 | Connection Point | None | Minimum
Upper North | Peterborough 11kV | Reverse Firm Rating | MVA | 2027 | 0 | Zone Substation | None | Minimum
Eastern Hills | Piccadilly 11kV | Reverse Firm Rating | MVA | 2027 | 0 | Zone Substation | None | Minimum
Murraylands | Pinnaroo 11kV | Reverse Firm Rating | MVA | 2027 | -1.4 | Zone Substation | None | Minimum
Murraylands | Pinnaroo South 11kV | Reverse Firm Rating | MVA | 2027 | 0 | Zone Substation | None | Minimum
Metro South | Plympton 11kV | Reverse Firm Rating | MVA | 2027 | -15 | Zone Substation | None | Minimum
Eyre Peninsula | Point Boston 11kV | Reverse Firm Rating | MVA | 2027 | 0 | Zone Substation | None | Minimum
Eyre Peninsula | Polda 11kV | Reverse Firm Rating | MVA | 2027 | 0 | Zone Substation | None | Minimum
Eyre Peninsula | Poonindie 11kV | Reverse Firm Rating | MVA | 2027 | 0 | Zone Substation | None | Minimum
Metro West | Port Adelaide 11kV | Reverse Firm Rating | MVA | 2027 | -17.4 | Zone Substation | None | Minimum
Metro West | Port Adelaide North 11kV | Reverse Firm Rating | MVA | 2027 | -26.3 | Zone Substation | None | Minimum
Upper North | Port Augusta 11kV | Reverse Firm Rating | MVA | 2027 | -15 | Zone Substation | None | Minimum
Upper North | Port Augusta West TF1 11kV | Reverse Firm Rating | MVA | 2027 | 0 | Zone Substation | None | Minimum
Upper North | Port Augusta West TF2 11kV | Reverse Firm Rating | MVA | 2027 | 0 | Zone Substation | None | Minimum
Upper North | Port Broughton 11kV | Reverse Firm Rating | MVA | 2027 | -3 | Zone Substation | None | Minimum
Yorke Peninsula | Port Clinton 11kV | Reverse Firm Rating | MVA | 2027 | 0 | Zone Substation | None | Minimum
Upper North | Port Germein 11kV | Reverse Firm Rating | MVA | 2027 | 0 | Zone Substation | None | Minimum
Yorke Peninsula | Port Giles 11kV | Reverse Firm Rating | MVA | 2027 | 0 | Zone Substation | None | Minimum
Yorke Peninsula | Port Julia 11kV | Reverse Firm Rating | MVA | 2027 | 0 | Zone Substation | None | Minimum
Eyre Peninsula | Port Lincoln City 11kV | Reverse Firm Rating | MVA | 2027 | -15.242 | Zone Substation | None | Minimum
Eyre Peninsula | Port Lincoln Docks 11kV | Reverse Firm Rating | MVA | 2027 | 0 | Zone Substation | None | Minimum
Eyre Peninsula | Port Lincoln Marina 11kV | Reverse Firm Rating | MVA | 2027 | 0 | Zone Substation | None | Minimum
Eyre Peninsula | Port Lincoln Terminal 33kV | Reverse Firm Rating | MVA | 2027 | -25 | Connection Point | None | Minimum
Metro South | Port Noarlunga 11kV | Reverse Firm Rating | MVA | 2027 | -30.4 | Zone Substation | None | Minimum
Upper North | Port Pirie Bungama 33kV | Reverse Firm Rating | MVA | 2027 | -60 | Connection Point | None | Minimum
Upper North | Port Pirie South 11kV | Reverse Firm Rating | MVA | 2027 | -27.7358 | Zone Substation | None | Minimum
Metro South | Port Stanvac 11kV | Reverse Firm Rating | MVA | 2027 | -58.9574 | Zone Substation | None | Minimum
Metro South | Port Stanvac TF2 11kV | Reverse Firm Rating | MVA | 2027 | 0 | Zone Substation | None | Minimum
Yorke Peninsula | Port Vincent 11kV | Reverse Firm Rating | MVA | 2027 | -1.3 | Zone Substation | None | Minimum
Riverland | Portee 11kV | Reverse Firm Rating | MVA | 2027 | 0 | Zone Substation | N | Minimum
Metro East | Prospect 11kV | Reverse Firm Rating | MVA | 2027 | -27.1 | Zone Substation | None | Minimum
Murraylands | Punyelroo 11kV | Reverse Firm Rating | MVA | 2027 | 0 | Zone Substation | None | Minimum
Riverland | Pyap 11kV | Reverse Firm Rating | MVA | 2027 | -7.5 | Zone Substation | None | Minimum
Riverland | Qualco 11kV | Reverse Firm Rating | MVA | 2027 | 0 | Zone Substation | N | Minimum
Metro West | Queenstown 11kV | Reverse Firm Rating | MVA | 2027 | -12.7 | Zone Substation | None | Minimum
Upper North | Quorn 11kV | Reverse Firm Rating | MVA | 2027 | 0 | Zone Substation | None | Minimum
Riverland | Ramco 11kV | Reverse Firm Rating | MVA | 2027 | -5.2 | Zone Substation | None | Minimum
Metro South | Rapid Bay 11kV | Reverse Firm Rating | MVA | 2027 | 0 | Zone Substation | None | Minimum
Riverland | Renmark 11kV | Reverse Firm Rating | MVA | 2027 | -21.585 | Zone Substation | None | Minimum
Mid North | Riverton 11kV | Reverse Firm Rating | MVA | 2027 | 0 | Zone Substation | None | Minimum
South East | Robe 7.6kV | Reverse Firm Rating | MVA | 2027 | -3.75 | Zone Substation | None | Minimum
Mid North | Robertstown 11kV | Reverse Firm Rating | MVA | 2027 | 0 | Zone Substation | None | Minimum
Riverland | Roonka 11kV | Reverse Firm Rating | MVA | 2027 | 0 | Zone Substation | None | Minimum
Eyre Peninsula | Rudall 11kV | Reverse Firm Rating | MVA | 2027 | 0 | Zone Substation | None | Minimum
Metro North | Salisbury 11kV | Reverse Firm Rating | MVA | 2027 | -48.6966 | Zone Substation | N | Minimum
Metro South | Salt Cliffs 11kV | Reverse Firm Rating | MVA | 2027 | 0 | Zone Substation | None | Minimum
Mid North | Sandy Creek 11kV | Reverse Firm Rating | MVA | 2027 | 0 | Zone Substation | None | Minimum
Metro South | Seacombe 11kV | Reverse Firm Rating | MVA | 2027 | -32.1 | Zone Substation | None | Minimum
Metro South | Seaford 11kV | Reverse Firm Rating | MVA | 2027 | 0 | Zone Substation | None | Minimum
Metro South | Second Valley 11kV | Reverse Firm Rating | MVA | 2027 | 0 | Zone Substation | None | Minimum
Metro South | Sheidow Park 11kV | Reverse Firm Rating | MVA | 2027 | -18.75 | Zone Substation | Reverse N-1 | Minimum
Murraylands | Sherlock 11kV | Reverse Firm Rating | MVA | 2027 | 0 | Zone Substation | None | Minimum
Metro North | Smithfield West 11kV | Reverse Firm Rating | MVA | 2027 | 0 | Zone Substation | N-1 | Minimum
South East | Snuggery Rural 33kV | Reverse Firm Rating | MVA | 2027 | -20 | Connection Point | None | Minimum
South East | South End 11kV | Reverse Firm Rating | MVA | 2027 | -0.45 | Zone Substation | Reverse N-1 | Minimum
Mid North | Spalding 11kV | Reverse Firm Rating | MVA | 2027 | 0 | Zone Substation | None | Minimum
Metro South | Square Water Hole 11kV | Reverse Firm Rating | MVA | 2027 | 0 | Zone Substation | None | Minimum
Yorke Peninsula | Stansbury 11kV | Reverse Firm Rating | MVA | 2027 | 0 | Zone Substation | None | Minimum
Eastern Hills | Stirling East 11kV | Reverse Firm Rating | MVA | 2027 | 0 | Zone Substation | None | Minimum
Upper North | Stirling North 1 11kV | Reverse Firm Rating | MVA | 2027 | 0 | Zone Substation | None | Minimum
Upper North | Stirling North 2 11kV | Reverse Firm Rating | MVA | 2027 | 0 | Zone Substation | None | Minimum
Mid North | Stockwell TF1 11kV | Reverse Firm Rating | MVA | 2027 | 0 | Zone Substation | None | Minimum
Mid North | Stockwell TF2 11kV | Reverse Firm Rating | MVA | 2027 | 0 | Zone Substation | None | Minimum
Eyre Peninsula | Stony Point 11kV | Reverse Firm Rating | MVA | 2027 | 0 | Connection Point | None | Minimum
Eastern Hills | Strathalbyn 11kV | Reverse Firm Rating | MVA | 2027 | 0 | Zone Substation | None | Minimum
Eyre Peninsula | Streaky Bay 11kV | Reverse Firm Rating | MVA | 2027 | -3.75 | Zone Substation | Reverse N-1 | Minimum
Riverland | Swan Reach 11kV | Reverse Firm Rating | MVA | 2027 | 0 | Zone Substation | None | Minimum
Riverland | Swan Reach 33kV | Reverse Firm Rating | MVA | 2027 | 0 | Zone Substation | None | Minimum
Murraylands | Tailem Bend 33kV | Reverse Firm Rating | MVA | 2027 | -25 | Connection Point | None | Minimum
Murraylands | Tailem Bend Town 11kV | Reverse Firm Rating | MVA | 2027 | -2.2 | Zone Substation | None | Minimum
South East | Tantanoola 11kV | Reverse Firm Rating | MVA | 2027 | 0 | Zone Substation | None | Minimum
Eyre Peninsula | Tarlton 11kV | Reverse Firm Rating | MVA | 2027 | 0 | Zone Substation | None | Minimum
South East | Tarpeena South 11kV | Reverse Firm Rating | MVA | 2027 | 0 | Zone Substation | N-1 | Minimum
Metro East | Tea Tree Gully 11kV | Reverse Firm Rating | MVA | 2027 | -26.5 | Zone Substation | None | Minimum
Murraylands | Teal Flat 11kV | Reverse Firm Rating | MVA | 2027 | -2.7925 | Zone Substation | None | Minimum
Upper North | Telowie 11kV | Reverse Firm Rating | MVA | 2027 | 0 | Zone Substation | None | Minimum
Mid North | Templers 33kV | Reverse Firm Rating | MVA | 2027 | -60 | Connection Point | None | Minimum
Metro West | Thebarton 11kV | Reverse Firm Rating | MVA | 2027 | -26.4 | Zone Substation | None | Minimum
South East | Tintinara 11kV | Reverse Firm Rating | MVA | 2027 | -0.5 | Zone Substation | None | Minimum
Metro South | Tonsley Park 11kV | Reverse Firm Rating | MVA | 2027 | -28.5765 | Zone Substation | None | Minimum
Eyre Peninsula | Tumby Bay 11kV | Reverse Firm Rating | MVA | 2027 | -3 | Zone Substation | None | Minimum
Metro North | Two Wells 11kV | Reverse Firm Rating | MVA | 2027 | 0 | Zone Substation | N-1 | Minimum
Eyre Peninsula | Uley 11kV | Reverse Firm Rating | MVA | 2027 | 0 | Zone Substation | None | Minimum
Eyre Peninsula | Uley South 11kV | Reverse Firm Rating | MVA | 2027 | 0 | Zone Substation | None | Minimum
Eastern Hills | Uraidla 11kV | Reverse Firm Rating | MVA | 2027 | -9.3 | Zone Substation | None | Minimum
Eastern Hills | Uraidla 33kV | Reverse Firm Rating | MVA | 2027 | 0 | Zone Substation | None | Minimum
Eastern Hills | Verdun 11kV | Reverse Firm Rating | MVA | 2027 | 0 | Zone Substation | None | Minimum
Metro South | Victor Harbor 11kV | Reverse Firm Rating | MVA | 2027 | -31.7 | Zone Substation | None | Minimum
Metro North | Virginia 11kV | Reverse Firm Rating | MVA | 2027 | 0 | Zone Substation | None | Minimum
Riverland | Waikerie 11kV | Reverse Firm Rating | MVA | 2027 | -6.9 | Zone Substation | None | Minimum
Murraylands | Walker Flat 11kV | Reverse Firm Rating | MVA | 2027 | 0 | Zone Substation | None | Minimum
Yorke Peninsula | Wallaroo 11kV | Reverse Firm Rating | MVA | 2027 | -9.375 | Zone Substation | None | Minimum
Yorke Peninsula | Warooka 11kV | Reverse Firm Rating | MVA | 2027 | -3.75 | Zone Substation | None | Minimum
Mid North | Wasleys 11kV | Reverse Firm Rating | MVA | 2027 | 0 | Zone Substation | None | Minimum
Mid North | Waterloo 33kV | Reverse Firm Rating | MVA | 2027 | -25 | Connection Point | None | Minimum
Mid North | Waterloo Town 11kV | Reverse Firm Rating | MVA | 2027 | 0 | Zone Substation | None | Minimum
Murraylands | White Sands 11kV | Reverse Firm Rating | MVA | 2027 | 0 | Zone Substation | None | Minimum
Adelaide Central | Whitmore Square 11kV | Reverse Firm Rating | MVA | 2027 | -53.7749 | Zone Substation | None | Minimum
Eyre Peninsula | Whyalla Central 33kV | Reverse Firm Rating | MVA | 2027 | -120 | Connection Point | None | Minimum
Eyre Peninsula | Whyalla City 11kV | Reverse Firm Rating | MVA | 2027 | -13.5 | Zone Substation | None | Minimum
Eyre Peninsula | Whyalla North 11kV | Reverse Firm Rating | MVA | 2027 | -1.5 | Zone Substation | None | Minimum
Eyre Peninsula | Whyalla Stuart 11kV | Reverse Firm Rating | MVA | 2027 | -15.8 | Zone Substation | None | Minimum
Mid North | Williamstown 11kV | Reverse Firm Rating | MVA | 2027 | 0 | Zone Substation | None | Minimum
Mid North | Williamstown South 11kV | Reverse Firm Rating | MVA | 2027 | 0 | Zone Substation | None | Minimum
Metro South | Willunga 11kV | Reverse Firm Rating | MVA | 2027 | 0 | Zone Substation | None | Minimum
Metro South | Willunga 33kV | Reverse Firm Rating | MVA | 2027 | 0 | Zone Substation | None | Minimum
Upper North | Wilmington 11kV | Reverse Firm Rating | MVA | 2027 | 0 | Zone Substation | None | Minimum
Upper North | Wirrabara Forest 11kV | Reverse Firm Rating | MVA | 2027 | 0 | Zone Substation | None | Minimum
Upper North | Wirrabara South 11kV | Reverse Firm Rating | MVA | 2027 | 0 | Zone Substation | None | Minimum
Metro South | Wirrina Cove 11kV | Reverse Firm Rating | MVA | 2027 | 0 | Zone Substation | None | Minimum
Upper North | Wongyarra 11kV | Reverse Firm Rating | MVA | 2027 | 0 | Zone Substation | None | Minimum
Metro East | Woodforde 11kV | Reverse Firm Rating | MVA | 2027 | -25.2 | Zone Substation | None | Minimum
Murraylands | Woods Point 11kV | Reverse Firm Rating | MVA | 2027 | 0 | Zone Substation | None | Minimum
Eastern Hills | Woodside 11kV | Reverse Firm Rating | MVA | 2027 | -7.2 | Zone Substation | Reverse N-1 | Minimum
Metro West | Woodville 11kV | Reverse Firm Rating | MVA | 2027 | 0 | Zone Substation | None | Minimum
Metro West | Woodville 33kV | Reverse Firm Rating | MVA | 2027 | 0 | Zone Substation | None | Minimum
Riverland | Woolpunda 11kV | Reverse Firm Rating | MVA | 2027 | -11.25 | Zone Substation | None | Minimum
Eyre Peninsula | Wudinna 11kV | Reverse Firm Rating | MVA | 2027 | -4.2456 | Zone Substation | None | Minimum
Eyre Peninsula | Wudinna 66kV | Reverse Firm Rating | MVA | 2027 | -25 | Connection Point | None | Minimum
Eyre Peninsula | Yadnarie 66kV | Reverse Firm Rating | MVA | 2027 | -20 | Connection Point | None | Minimum
Metro South | Yankalilla 11kV | Reverse Firm Rating | MVA | 2027 | 0 | Zone Substation | None | Minimum
Metro South | Yankalilla 33kV | Reverse Firm Rating | MVA | 2027 | 0 | Zone Substation | None | Minimum
Metro South | Yankalilla Hill 11kV | Reverse Firm Rating | MVA | 2027 | 0 | Zone Substation | None | Minimum
Upper North | Yongala 11kV | Reverse Firm Rating | MVA | 2027 | 0 | Zone Substation | None | Minimum
Yorke Peninsula | Yorketown 11kV | Reverse Firm Rating | MVA | 2027 | -1.5 | Zone Substation | None | Minimum
Adelaide Central | ACR 66kV | Reverse Firm Rating | MVA | 2028 | -225 | Connection Point | None | Minimum
Eastern Hills | Aldgate 11kV | Reverse Firm Rating | MVA | 2028 | -7.4 | Zone Substation | None | Minimum
Metro South | Aldinga 11kV | Reverse Firm Rating | MVA | 2028 | -17.5 | Zone Substation | None | Minimum
South East | Allendale East 11kV | Reverse Firm Rating | MVA | 2028 | -3.75 | Zone Substation | None | Minimum
Mid North | Alma 11kV | Reverse Firm Rating | MVA | 2028 | 0 | Zone Substation | None | Minimum
Metro South | American River 11kV | Reverse Firm Rating | MVA | 2028 | 0 | Zone Substation | None | Minimum
Eastern Hills | Angas Creek 33kV | Reverse Firm Rating | MVA | 2028 | -25 | Connection Point | None | Minimum
Mid North | Angaston 11kV | Reverse Firm Rating | MVA | 2028 | -15.242 | Zone Substation | None | Minimum
Metro North | Angle Vale 11kV | Reverse Firm Rating | MVA | 2028 | -20.4925 | Zone Substation | None | Minimum
Yorke Peninsula | Ardrossan 11kV | Reverse Firm Rating | MVA | 2028 | -2.7578 | Zone Substation | None | Minimum
Yorke Peninsula | Ardrossan West 33kV | Reverse Firm Rating | MVA | 2028 | -25 | Connection Point | None | Minimum
Eyre Peninsula | Arno Bay 11kV | Reverse Firm Rating | MVA | 2028 | 0 | Zone Substation | None | Minimum
Metro South | Ascot Park 11kV | Reverse Firm Rating | MVA | 2028 | 0 | Zone Substation | N | Minimum
Metro West | Athol Park 11kV | Reverse Firm Rating | MVA | 2028 | -13.4 | Zone Substation | None | Minimum
Mid North | Auburn 11kV | Reverse Firm Rating | MVA | 2028 | -2.2 | Zone Substation | None | Minimum
Yorke Peninsula | Balaklava 7.6kV | Reverse Firm Rating | MVA | 2028 | -2.8 | Zone Substation | None | Minimum
Eastern Hills | Balhannah 33kV | Reverse Firm Rating | MVA | 2028 | -18.75 | Zone Substation | None | Minimum
Upper North | Baroota 33kV | Reverse Firm Rating | MVA | 2028 | 0 | Connection Point | None | Minimum
Upper North | Baroota Town 11kV | Reverse Firm Rating | MVA | 2028 | 0 | Zone Substation | None | Minimum
Mid North | Barossa South TF1 11kV | Reverse Firm Rating | MVA | 2028 | 0 | Zone Substation | None | Minimum
Mid North | Barossa South TF2 11kV | Reverse Firm Rating | MVA | 2028 | 0 | Zone Substation | None | Minimum
South East | Beachport 11kV | Reverse Firm Rating | MVA | 2028 | 0 | Zone Substation | None | Minimum
Murraylands | Belvedere Road 7.6kV | Reverse Firm Rating | MVA | 2028 | 0 | Zone Substation | None | Minimum
Riverland | Berri 11kV | Reverse Firm Rating | MVA | 2028 | -15 | Zone Substation | None | Minimum
Riverland | Berri 66kV | Reverse Firm Rating | MVA | 2028 | -50 | Connection Point | None | Minimum
Murraylands | Binnies 11kV | Reverse Firm Rating | MVA | 2028 | 0 | Zone Substation | None | Minimum
Eastern Hills | Birdwood 11kV | Reverse Firm Rating | MVA | 2028 | 0 | Zone Substation | None | Minimum
Yorke Peninsula | Black Point 11kV | Reverse Firm Rating | MVA | 2028 | 0 | Zone Substation | None | Minimum
Metro West | Blackpool 11kV | Reverse Firm Rating | MVA | 2028 | -18.75 | Zone Substation | None | Minimum
Metro South | Blackwood 11kV | Reverse Firm Rating | MVA | 2028 | -30.4841 | Zone Substation | None | Minimum
South East | Blanche 33kV | Reverse Firm Rating | MVA | 2028 | -50 | Connection Point | None | Minimum
Upper North | Booleroo Centre 11kV | Reverse Firm Rating | MVA | 2028 | 0 | Zone Substation | None | Minimum
Eyre Peninsula | Boothby 33kV | Reverse Firm Rating | MVA | 2028 | 0 | Zone Substation | N-1 | Minimum
Upper North | Booyoolie 11kV | Reverse Firm Rating | MVA | 2028 | 0 | Zone Substation | None | Minimum
South East | Bordertown 11kV | Reverse Firm Rating | MVA | 2028 | -7.5 | Zone Substation | N-1 | Minimum
Mid North | Brinkworth 33kV | Reverse Firm Rating | MVA | 2028 | -10 | Connection Point | None | Minimum
Mid North | Brinkworth Town 11kV | Reverse Firm Rating | MVA | 2028 | 0 | Zone Substation | None | Minimum
Eastern Hills | Brukunga 11kV | Reverse Firm Rating | MVA | 2028 | 0 | Zone Substation | None | Minimum
Upper North | Bungama Napperby 11kV | Reverse Firm Rating | MVA | 2028 | -0.75 | Zone Substation | None | Minimum
Metro East | Burnside 11kV | Reverse Firm Rating | MVA | 2028 | 0 | Zone Substation | None | Minimum
Mid North | Burra TF2 11kV | Reverse Firm Rating | MVA | 2028 | 0 | Zone Substation | None | Minimum
Riverland | Cadell 11kV | Reverse Firm Rating | MVA | 2028 | -1.5 | Zone Substation | None | Minimum
Murraylands | Caloote 11kV | Reverse Firm Rating | MVA | 2028 | -2.2 | Zone Substation | None | Minimum
Upper North | Caltowie 11kV | Reverse Firm Rating | MVA | 2028 | 0 | Zone Substation | None | Minimum
Murraylands | Cambrai 11kV | Reverse Firm Rating | MVA | 2028 | -0.75 | Zone Substation | None | Minimum
Murraylands | Campbell Park 11kV | Reverse Firm Rating | MVA | 2028 | 0 | Zone Substation | None | Minimum
Metro East | Campbelltown 11kV | Reverse Firm Rating | MVA | 2028 | -38.1051 | Zone Substation | None | Minimum
Metro South | Cape Jervis 11kV | Reverse Firm Rating | MVA | 2028 | 0 | Zone Substation | None | Minimum
Metro South | Cape Jervis 33kV | Reverse Firm Rating | MVA | 2028 | 0 | Zone Substation | N-1 | Minimum
Eyre Peninsula | Caralue 11kV | Reverse Firm Rating | MVA | 2028 | 0 | Zone Substation | None | Minimum
Metro West | Cavan 11kV | Reverse Firm Rating | MVA | 2028 | -30.6 | Zone Substation | None | Minimum
Adelaide Central | CBD 33kV | Reverse Firm Rating | MVA | 2028 | 0 | Zone Substation | None | Minimum
Eyre Peninsula | Ceduna 11kV | Reverse Firm Rating | MVA | 2028 | -6.8 | Zone Substation | None | Minimum
Eastern Hills | Chain of Ponds 11kV | Reverse Firm Rating | MVA | 2028 | 0 | Zone Substation | None | Minimum
Metro West | Cheltenham 11kV | Reverse Firm Rating | MVA | 2028 | 0 | Zone Substation | None | Minimum
Metro West | Cheltenham 33kV | Reverse Firm Rating | MVA | 2028 | 0 | Zone Substation | None | Minimum
Mid North | Clare 11kV | Reverse Firm Rating | MVA | 2028 | -7.1 | Zone Substation | None | Minimum
Mid North | Clare North 33kV | Reverse Firm Rating | MVA | 2028 | -25 | Connection Point | None | Minimum
Metro South | Clarence Gardens 11kV | Reverse Firm Rating | MVA | 2028 | 0 | Zone Substation | None | Minimum
Metro South | Clarendon 11kV | Reverse Firm Rating | MVA | 2028 | 0 | Zone Substation | None | Minimum
Metro East | Clearview 11kV | Reverse Firm Rating | MVA | 2028 | -15 | Zone Substation | N | Minimum
Eyre Peninsula | Cleve 11kV | Reverse Firm Rating | MVA | 2028 | -3.75 | Zone Substation | None | Minimum
Eyre Peninsula | Cleve 33kV | Reverse Firm Rating | MVA | 2028 | 0 | Zone Substation | N-1 | Minimum
Eyre Peninsula | Coffin Bay 11kV | Reverse Firm Rating | MVA | 2028 | 0 | Zone Substation | None | Minimum
Mid North | Collinsfield 11kV | Reverse Firm Rating | MVA | 2028 | 0 | Zone Substation | None | Minimum
Murraylands | Coomandook 11kV | Reverse Firm Rating | MVA | 2028 | 0 | Zone Substation | None | Minimum
Murraylands | Coonalpyn 11kV | Reverse Firm Rating | MVA | 2028 | 0 | Zone Substation | None | Minimum
South East | Coonawarra 11kV | Reverse Firm Rating | MVA | 2028 | -7.5 | Zone Substation | None | Minimum
Upper North | Copley Nepabunna 33kV | Reverse Firm Rating | MVA | 2028 | 0 | Zone Substation | N-1 | Minimum
Riverland | Cordola 11kV | Reverse Firm Rating | MVA | 2028 | -1.5 | Zone Substation | None | Minimum
Adelaide Central | Coromandel Place 11kV | Reverse Firm Rating | MVA | 2028 | -73.6132 | Zone Substation | None | Minimum
Eyre Peninsula | Cowell 11kV | Reverse Firm Rating | MVA | 2028 | 0 | Zone Substation | None | Minimum
Metro West | Croydon 11kV | Reverse Firm Rating | MVA | 2028 | -30.4841 | Zone Substation | None | Minimum
Metro West | Croydon Park 11kV | Reverse Firm Rating | MVA | 2028 | -14.26 | Zone Substation | None | Minimum
Upper North | Crystal Brook 11kV | Reverse Firm Rating | MVA | 2028 | -1.5 | Zone Substation | None | Minimum
Metro South | Cudmore Park 11kV | Reverse Firm Rating | MVA | 2028 | -12.9557 | Zone Substation | None | Minimum
Eyre Peninsula | Cummins 11kV | Reverse Firm Rating | MVA | 2028 | -2 | Zone Substation | None | Minimum
Yorke Peninsula | Curramulka 7.6kV | Reverse Firm Rating | MVA | 2028 | 0 | Zone Substation | None | Minimum
Yorke Peninsula | Curramulka South 11kV | Reverse Firm Rating | MVA | 2028 | 0 | Zone Substation | None | Minimum
Yorke Peninsula | Dalrymple 33kV | Reverse Firm Rating | MVA | 2028 | -25 | Connection Point | None | Minimum
Eyre Peninsula | Darke Peak 11kV | Reverse Firm Rating | MVA | 2028 | 0 | Zone Substation | None | Minimum
Upper North | Davenport West 33kV | Reverse Firm Rating | MVA | 2028 | -60 | Connection Point | None | Minimum
Eastern Hills | Deloraine 11kV | Reverse Firm Rating | MVA | 2028 | 0 | Zone Substation | None | Minimum
Metro North | Direk 11kV | Reverse Firm Rating | MVA | 2028 | -29.2 | Zone Substation | None | Minimum
Mid North | Dorrien 33kV | Reverse Firm Rating | MVA | 2028 | -60 | Connection Point | None | Minimum
Mid North | Dorrien TF4 11kV | Reverse Firm Rating | MVA | 2028 | 0 | Zone Substation | None | Minimum
Mid North | Dorrien TF5 11kV | Reverse Firm Rating | MVA | 2028 | 0 | Zone Substation | None | Minimum
Yorke Peninsula | Dowlingville 11kV | Reverse Firm Rating | MVA | 2028 | 0 | Zone Substation | None | Minimum
Adelaide Central | East Terrace 11kV | Reverse Firm Rating | MVA | 2028 | -54.3685 | Zone Substation | None | Minimum
Metro North | Edinburgh 11kV | Reverse Firm Rating | MVA | 2028 | -30.8 | Zone Substation | None | Minimum
Yorke Peninsula | Edithburgh 11kV | Reverse Firm Rating | MVA | 2028 | 0 | Zone Substation | None | Minimum
Metro North | Elizabeth Downs 11kV | Reverse Firm Rating | MVA | 2028 | -32 | Zone Substation | None | Minimum
Metro North | Elizabeth Heights 11kV | Reverse Firm Rating | MVA | 2028 | -15 | Zone Substation | None | Minimum
Metro North | Elizabeth South 11kV | Reverse Firm Rating | MVA | 2028 | -13.5 | Zone Substation | None | Minimum
Mid North | Eudunda 11kV | Reverse Firm Rating | MVA | 2028 | 0 | Zone Substation | None | Minimum
Metro North | Evanston 11kV | Reverse Firm Rating | MVA | 2028 | -30.4841 | Zone Substation | N-1 | Minimum
Metro North | Evanston 33kV | Reverse Firm Rating | MVA | 2028 | 0 | Zone Substation | None | Minimum
Metro West | Findon 11kV | Reverse Firm Rating | MVA | 2028 | -13.4 | Zone Substation | None | Minimum
Metro West | Flinders Park 11kV | Reverse Firm Rating | MVA | 2028 | 0 | Zone Substation | None | Minimum
Mid North | Florieton SWER 19kV | Reverse Firm Rating | MVA | 2028 | 0 | Connection Point | None | Minimum
Eastern Hills | Forreston 11kV | Reverse Firm Rating | MVA | 2028 | 0 | Zone Substation | None | Minimum
Mid North | Freeling 11kV | Reverse Firm Rating | MVA | 2028 | -2.25 | Zone Substation | None | Minimum
Mid North | Freeling North 11kV | Reverse Firm Rating | MVA | 2028 | 0 | Zone Substation | None | Minimum
Metro West | Fulham Gardens 11kV | Reverse Firm Rating | MVA | 2028 | -28.5 | Zone Substation | None | Minimum
Upper North | Fullerville 11kV | Reverse Firm Rating | MVA | 2028 | 0 | Zone Substation | None | Minimum
Mid North | Gawler Belt TF1 11kV | Reverse Firm Rating | MVA | 2028 | 0 | Zone Substation | None | Minimum
Mid North | Gawler Belt TF2 11kV | Reverse Firm Rating | MVA | 2028 | 0 | Zone Substation | None | Minimum
Mid North | Georgetown 11kV | Reverse Firm Rating | MVA | 2028 | 0 | Zone Substation | None | Minimum
Murraylands | Geranium 11kV | Reverse Firm Rating | MVA | 2028 | 0 | Zone Substation | None | Minimum
Upper North | Gladstone 11kV | Reverse Firm Rating | MVA | 2028 | -2.6 | Zone Substation | None | Minimum
Metro West | Glanville 11kV | Reverse Firm Rating | MVA | 2028 | -13.9 | Zone Substation | None | Minimum
South East | Glencoe 11kV | Reverse Firm Rating | MVA | 2028 | 0 | Zone Substation | None | Minimum
Metro South | Glenelg North 11kV | Reverse Firm Rating | MVA | 2028 | -15 | Zone Substation | None | Minimum
Riverland | Glossop 11kV | Reverse Firm Rating | MVA | 2028 | -7.5 | Zone Substation | None | Minimum
Metro East | Golden Grove 11kV | Reverse Firm Rating | MVA | 2028 | -59.6489 | Zone Substation | None | Minimum
Mid North | Gomersal North 11kV | Reverse Firm Rating | MVA | 2028 | 0 | Zone Substation | None | Minimum
Metro South | Goolwa 11kV | Reverse Firm Rating | MVA | 2028 | -18.2 | Zone Substation | None | Minimum
Mid North | Gulnare 11kV | Reverse Firm Rating | MVA | 2028 | 0 | Zone Substation | None | Minimum
Eastern Hills | Gumeracha 11kV | Reverse Firm Rating | MVA | 2028 | 0 | Zone Substation | None | Minimum
Eastern Hills | Gumeracha Weir 11kV | Reverse Firm Rating | MVA | 2028 | 0 | Zone Substation | None | Minimum
Eastern Hills | Gumhaven 11kV | Reverse Firm Rating | MVA | 2028 | 0 | Zone Substation | None | Minimum
Metro South | Hackham 11kV | Reverse Firm Rating | MVA | 2028 | 0 | Zone Substation | N-1 | Minimum
Eastern Hills | Hahndorf 11kV | Reverse Firm Rating | MVA | 2028 | 0 | Zone Substation | None | Minimum
Mid North | Halbury 11kV | Reverse Firm Rating | MVA | 2028 | 0 | Zone Substation | None | Minimum
Mid North | Hamley Bridge 11kV | Reverse Firm Rating | MVA | 2028 | 0 | Zone Substation | None | Minimum
Metro South | Happy Valley 11kV | Reverse Firm Rating | MVA | 2028 | -32 | Zone Substation | None | Minimum
Metro East | Harrow 11kV | Reverse Firm Rating | MVA | 2028 | -16.4 | Zone Substation | None | Minimum
South East | Hatherleigh 11kV | Reverse Firm Rating | MVA | 2028 | 0 | Zone Substation | None | Minimum
Upper North | Hawker 11kV | Reverse Firm Rating | MVA | 2028 | -0.6 | Zone Substation | None | Minimum
Metro South | Hay Flat 11kV | Reverse Firm Rating | MVA | 2028 | 0 | Zone Substation | None | Minimum
Metro West | Henley South 11kV | Reverse Firm Rating | MVA | 2028 | -30.4841 | Zone Substation | None | Minimum
Eastern Hills | Hermitage 11kV | Reverse Firm Rating | MVA | 2028 | 0 | Zone Substation | None | Minimum
Metro East | Hillcrest 11kV | Reverse Firm Rating | MVA | 2028 | -31.6 | Zone Substation | None | Minimum
Adelaide Central | Hindley Street 11kV | Reverse Firm Rating | MVA | 2028 | -55.5415 | Zone Substation | None | Minimum
Metro East | Holden Hill 11kV | Reverse Firm Rating | MVA | 2028 | -24.9 | Zone Substation | None | Minimum
Metro East | Hope Valley 11kV | Reverse Firm Rating | MVA | 2028 | 0 | Zone Substation | None | Minimum
Eastern Hills | Houghton 7.6kV | Reverse Firm Rating | MVA | 2028 | 0 | Zone Substation | None | Minimum
Mid North | Hoyleton 11kV | Reverse Firm Rating | MVA | 2028 | 0 | Zone Substation | None | Minimum
Yorke Peninsula | Hummocks 33kV | Reverse Firm Rating | MVA | 2028 | -25 | Connection Point | None | Minimum
Metro East | Ingle Farm 11kV | Reverse Firm Rating | MVA | 2028 | -27.7 | Zone Substation | None | Minimum
South East | Inverness 11kV | Reverse Firm Rating | MVA | 2028 | 0 | Zone Substation | None | Minimum
Murraylands | Jabuk 11kV | Reverse Firm Rating | MVA | 2028 | 0 | Zone Substation | None | Minimum
Yorke Peninsula | James Well 11kV | Reverse Firm Rating | MVA | 2028 | 0 | Zone Substation | None | Minimum
Upper North | Jamestown 11kV | Reverse Firm Rating | MVA | 2028 | -2.2 | Zone Substation | Reverse N-1 | Minimum
Murraylands | Jervois 11kV | Reverse Firm Rating | MVA | 2028 | 0 | Zone Substation | None | Minimum
Yorke Peninsula | Kadina 11kV | Reverse Firm Rating | MVA | 2028 | -9.2 | Zone Substation | None | Minimum
Yorke Peninsula | Kadina East 33kV | Reverse Firm Rating | MVA | 2028 | -60 | Connection Point | None | Minimum
South East | Kalangadoo 11kV | Reverse Firm Rating | MVA | 2028 | 0 | Zone Substation | None | Minimum
South East | Kalangadoo West 11kV | Reverse Firm Rating | MVA | 2028 | -0.75 | Zone Substation | None | Minimum
Eastern Hills | Kanmantoo Copper Mine 11kV | Reverse Firm Rating | MVA | 2028 | 0 | Connection Point | None | Minimum
Mid North | Kapunda TF1 11kV | Reverse Firm Rating | MVA | 2028 | 0 | Zone Substation | None | Minimum
Mid North | Kapunda TF2 11kV | Reverse Firm Rating | MVA | 2028 | 0 | Zone Substation | None | Minimum
Murraylands | Karoonda 11kV | Reverse Firm Rating | MVA | 2028 | -0.75 | Zone Substation | Reverse N | Minimum
South East | Keith 11kV | Reverse Firm Rating | MVA | 2028 | -9.1 | Zone Substation | None | Minimum
South East | Keith 33kV | Reverse Firm Rating | MVA | 2028 | -25 | Connection Point | None | Minimum
Metro East | Kent Town 11kV | Reverse Firm Rating | MVA | 2028 | -28.9 | Zone Substation | None | Minimum
Eastern Hills | Kersbrook 11kV | Reverse Firm Rating | MVA | 2028 | 0 | Zone Substation | None | Minimum
Metro South | Keswick 11kV | Reverse Firm Rating | MVA | 2028 | -27 | Zone Substation | None | Minimum
Murraylands | Ki Ki 11kV | Reverse Firm Rating | MVA | 2028 | 0 | Zone Substation | None | Minimum
Metro West | Kilburn 11kV | Reverse Firm Rating | MVA | 2028 | -58.7705 | Zone Substation | None | Minimum
Metro East | Kilburn South 11kV | Reverse Firm Rating | MVA | 2028 | 0 | Zone Substation | None | Minimum
Metro West | Kilkenny 11kV | Reverse Firm Rating | MVA | 2028 | -30.5 | Zone Substation | None | Minimum
South East | Kincraig 33kV | Reverse Firm Rating | MVA | 2028 | -25 | Connection Point | None | Minimum
Metro South | Kingscote 11kV | Reverse Firm Rating | MVA | 2028 | 0 | Zone Substation | None | Minimum
South East | Kingston SE 11kV | Reverse Firm Rating | MVA | 2028 | -2.25 | Zone Substation | None | Minimum
Metro South | Kingswood 11kV | Reverse Firm Rating | MVA | 2028 | -36.5 | Zone Substation | None | Minimum
South East | Kongorong 11kV | Reverse Firm Rating | MVA | 2028 | 0 | Zone Substation | None | Minimum
South East | Kumorna 11kV | Reverse Firm Rating | MVA | 2028 | 0 | Zone Substation | None | Minimum
Mid North | Kybunga 11kV | Reverse Firm Rating | MVA | 2028 | 0 | Zone Substation | None | Minimum
Murraylands | Lameroo 11kV | Reverse Firm Rating | MVA | 2028 | -1.5 | Zone Substation | None | Minimum
Eastern Hills | Langhorne Creek 11kV | Reverse Firm Rating | MVA | 2028 | -3.75 | Zone Substation | None | Minimum
Metro West | Largs North 11kV | Reverse Firm Rating | MVA | 2028 | -18.75 | Zone Substation | None | Minimum
Metro West | Lefevre 11kV | Reverse Firm Rating | MVA | 2028 | -38.1051 | Zone Substation | None | Minimum
Upper North | Leigh Creek South 33kV | Reverse Firm Rating | MVA | 2028 | 0 | Connection Point | None | Minimum
Metro East | Linden Park 11kV | Reverse Firm Rating | MVA | 2028 | -30.4841 | Zone Substation | None | Minimum
Eyre Peninsula | Little Swamp 11kV | Reverse Firm Rating | MVA | 2028 | 0 | Zone Substation | None | Minimum
Eastern Hills | Lobethal 11kV | Reverse Firm Rating | MVA | 2028 | -7.1 | Zone Substation | None | Minimum
Eyre Peninsula | Lock 11kV | Reverse Firm Rating | MVA | 2028 | 0 | Zone Substation | None | Minimum
Riverland | Loveday 11kV | Reverse Firm Rating | MVA | 2028 | -14.6267 | Zone Substation | None | Minimum
Metro South | Lower Mitcham 11kV | Reverse Firm Rating | MVA | 2028 | -15 | Zone Substation | None | Minimum
Riverland | Loxton 11kV | Reverse Firm Rating | MVA | 2028 | -14.9739 | Zone Substation | None | Minimum
South East | Lucindale 11kV | Reverse Firm Rating | MVA | 2028 | -2 | Zone Substation | None | Minimum
Mid North | Lyndoch 11kV | Reverse Firm Rating | MVA | 2028 | 0 | Zone Substation | None | Minimum
Mid North | Lyndoch South 7.6kV | Reverse Firm Rating | MVA | 2028 | 0 | Zone Substation | None | Minimum
Riverland | Lyrup 11kV | Reverse Firm Rating | MVA | 2028 | -3.75 | Zone Substation | None | Minimum
Metro South | MacGillivray 11kV | Reverse Firm Rating | MVA | 2028 | -1.3 | Zone Substation | None | Minimum
Yorke Peninsula | Maitland 11kV | Reverse Firm Rating | MVA | 2028 | -3.75 | Zone Substation | None | Minimum
Mid North | Mallala 11kV | Reverse Firm Rating | MVA | 2028 | -3.8 | Zone Substation | None | Minimum
Murraylands | Mannum 33kV | Reverse Firm Rating | MVA | 2028 | -20 | Connection Point | None | Minimum
Murraylands | Mannum Town 7.6kV | Reverse Firm Rating | MVA | 2028 | -3.3 | Zone Substation | None | Minimum
Yorke Peninsula | Marion Bay 11kV | Reverse Firm Rating | MVA | 2028 | 0 | Zone Substation | None | Minimum
Mid North | Marrabel 11kV | Reverse Firm Rating | MVA | 2028 | 0 | Zone Substation | None | Minimum
Metro South | McLaren Flat TF1 11kV | Reverse Firm Rating | MVA | 2028 | 0 | Zone Substation | None | Minimum
Metro South | McLaren Flat TF2 11kV | Reverse Firm Rating | MVA | 2028 | 0 | Zone Substation | None | Minimum
Metro South | McLaren Vale 11kV | Reverse Firm Rating | MVA | 2028 | -3 | Zone Substation | None | Minimum
Metro South | McLaren Vale Vineyard 11kV | Reverse Firm Rating | MVA | 2028 | 0 | Zone Substation | None | Minimum
Eastern Hills | Meadows 11kV | Reverse Firm Rating | MVA | 2028 | -3.75 | Zone Substation | Reverse N-1 | Minimum
Upper North | Melrose 11kV | Reverse Firm Rating | MVA | 2028 | 0 | Zone Substation | None | Minimum
Murraylands | Meningie 11kV | Reverse Firm Rating | MVA | 2028 | -3.7 | Zone Substation | None | Minimum
Metro East | Metro East 66kV | Reverse Firm Rating | MVA | 2028 | -690 | Connection Point | None | Minimum
Metro North | Metro North 66kV | Reverse Firm Rating | MVA | 2028 | -310 | Connection Point | None | Minimum
Metro South | Metro South 66kV | Reverse Firm Rating | MVA | 2028 | -690 | Connection Point | None | Minimum
Metro West | Metro West 66kV | Reverse Firm Rating | MVA | 2028 | -420 | Connection Point | None | Minimum
Eastern Hills | Milang 11kV | Reverse Firm Rating | MVA | 2028 | -3.6 | Zone Substation | None | Minimum
South East | Millicent 11kV | Reverse Firm Rating | MVA | 2028 | -6.8 | Zone Substation | None | Minimum
Yorke Peninsula | Minlaton 11kV | Reverse Firm Rating | MVA | 2028 | -1.4 | Zone Substation | None | Minimum
Murraylands | Mobilong 33kV | Reverse Firm Rating | MVA | 2028 | -57.2 | Connection Point | None | Minimum
Murraylands | Monarto Central 11kV | Reverse Firm Rating | MVA | 2028 | 0 | Zone Substation | None | Minimum
Murraylands | Monarto South 11kV | Reverse Firm Rating | MVA | 2028 | 0 | Zone Substation | None | Minimum
Yorke Peninsula | Moonta 11kV | Reverse Firm Rating | MVA | 2028 | -7.4 | Zone Substation | N-1 | Minimum
Eyre Peninsula | Moorkitabie 11kV | Reverse Firm Rating | MVA | 2028 | 0 | Zone Substation | None | Minimum
Riverland | Morgan 11kV | Reverse Firm Rating | MVA | 2028 | 0 | Zone Substation | N | Minimum
Metro South | Morphett Vale East 11kV | Reverse Firm Rating | MVA | 2028 | -30.4841 | Zone Substation | None | Minimum
Metro South | Morphettville 11kV | Reverse Firm Rating | MVA | 2028 | -15 | Zone Substation | None | Minimum
Eastern Hills | Mount Barker 11kV | Reverse Firm Rating | MVA | 2028 | -38.1051 | Zone Substation | None | Minimum
Eastern Hills | Mount Barker 66kV | Reverse Firm Rating | MVA | 2028 | -60 | Connection Point | None | Minimum
South East | Mount Burr 11kV | Reverse Firm Rating | MVA | 2028 | 0 | Zone Substation | None | Minimum
South East | Mount Gambier 11kV | Reverse Firm Rating | MVA | 2028 | -15 | Zone Substation | None | Minimum
South East | Mount Gambier 33kV | Reverse Firm Rating | MVA | 2028 | -25 | Connection Point | None | Minimum
South East | Mount Gambier North 11kV | Reverse Firm Rating | MVA | 2028 | 0 | Zone Substation | N-1 | Minimum
South East | Mount Gambier West 11kV | Reverse Firm Rating | MVA | 2028 | -15 | Zone Substation | None | Minimum
Upper North | Mount Gunson 33kV | Reverse Firm Rating | MVA | 2028 | 0 | Connection Point | None | Minimum
Eastern Hills | Mount Pleasant 11kV | Reverse Firm Rating | MVA | 2028 | 0 | Zone Substation | None | Minimum
South East | Mount Schank 11kV | Reverse Firm Rating | MVA | 2028 | -2.7887 | Zone Substation | None | Minimum
Murraylands | Murray Bridge North 11kV | Reverse Firm Rating | MVA | 2028 | -14.8 | Zone Substation | None | Minimum
Murraylands | Murray Bridge South 11kV | Reverse Firm Rating | MVA | 2028 | -15 | Zone Substation | None | Minimum
Eastern Hills | Mylor 11kV | Reverse Firm Rating | MVA | 2028 | 0 | Zone Substation | None | Minimum
Murraylands | Mypolonga 11kV | Reverse Firm Rating | MVA | 2028 | -2.7 | Zone Substation | None | Minimum
Metro South | Myponga 11kV | Reverse Firm Rating | MVA | 2028 | -7.2 | Zone Substation | None | Minimum
Eastern Hills | Nairne 11kV | Reverse Firm Rating | MVA | 2028 | -4.9 | Zone Substation | Reverse N-1 | Minimum
South East | Nangwarry 11kV | Reverse Firm Rating | MVA | 2028 | 0 | Zone Substation | None | Minimum
South East | Naracoorte 11kV | Reverse Firm Rating | MVA | 2028 | -15.242 | Zone Substation | None | Minimum
South East | Naracoorte East 11kV | Reverse Firm Rating | MVA | 2028 | 0 | Zone Substation | None | Minimum
Murraylands | Narrung 11kV | Reverse Firm Rating | MVA | 2028 | -2.25 | Zone Substation | None | Minimum
Upper North | Neuroodla 33kV | Reverse Firm Rating | MVA | 2028 | 0 | Connection Point | None | Minimum
Metro West | New Osborne 11kV | Reverse Firm Rating | MVA | 2028 | 0 | Zone Substation | None | Minimum
Metro West | New Richmond 11kV | Reverse Firm Rating | MVA | 2028 | -26.7 | Zone Substation | None | Minimum
Murraylands | Nildottie 11kV | Reverse Firm Rating | MVA | 2028 | 0 | Zone Substation | None | Minimum
Yorke Peninsula | Ninnes 11kV | Reverse Firm Rating | MVA | 2028 | 0 | Zone Substation | None | Minimum
Metro South | Noarlunga Centre 11kV | Reverse Firm Rating | MVA | 2028 | -15 | Zone Substation | None | Minimum
Metro East | North Adelaide 11kV | Reverse Firm Rating | MVA | 2028 | -37.4 | Zone Substation | None | Minimum
Metro South | North Unley 11kV | Reverse Firm Rating | MVA | 2028 | -13.6 | Zone Substation | None | Minimum
Riverland | North West Bend 66kV | Reverse Firm Rating | MVA | 2028 | -20 | Connection Point | None | Minimum
Metro East | Northfield 11kV | Reverse Firm Rating | MVA | 2028 | -14.1 | Zone Substation | N | Minimum
Metro East | Norwood 11kV | Reverse Firm Rating | MVA | 2028 | -59.7766 | Zone Substation | None | Minimum
Mid North | Nuriootpa 11kV | Reverse Firm Rating | MVA | 2028 | 0 | Zone Substation | None | Minimum
Metro South | Oaklands 11kV | Reverse Firm Rating | MVA | 2028 | -30.4841 | Zone Substation | None | Minimum
Upper North | Orroroo 11kV | Reverse Firm Rating | MVA | 2028 | -1.5 | Zone Substation | None | Minimum
South East | Padthaway 11kV | Reverse Firm Rating | MVA | 2028 | -7.2 | Zone Substation | None | Minimum
Murraylands | Palmer 11kV | Reverse Firm Rating | MVA | 2028 | 0 | Zone Substation | None | Minimum
Metro South | Panorama 11kV | Reverse Firm Rating | MVA | 2028 | -31 | Zone Substation | None | Minimum
Metro North | Parafield Gardens 11kV | Reverse Firm Rating | MVA | 2028 | -38.1051 | Zone Substation | None | Minimum
Metro North | Paralowie 11kV | Reverse Firm Rating | MVA | 2028 | -15 | Zone Substation | None | Minimum
Murraylands | Parilla 11kV | Reverse Firm Rating | MVA | 2028 | 0 | Zone Substation | None | Minimum
Riverland | Paringa 11kV | Reverse Firm Rating | MVA | 2028 | 0 | Zone Substation | None | Minimum
Riverland | Paringa 33kV | Reverse Firm Rating | MVA | 2028 | 0 | Zone Substation | None | Minimum
Yorke Peninsula | Paskeville 11kV | Reverse Firm Rating | MVA | 2028 | -0.7125 | Zone Substation | None | Minimum
Murraylands | Peake 11kV | Reverse Firm Rating | MVA | 2028 | 0 | Zone Substation | None | Minimum
Murraylands | Pellaring Flat 11kV | Reverse Firm Rating | MVA | 2028 | 0 | Zone Substation | None | Minimum
Metro North | Penfield 11kV | Reverse Firm Rating | MVA | 2028 | -27.3 | Zone Substation | None | Minimum
Metro South | Penneshaw 11kV | Reverse Firm Rating | MVA | 2028 | 0 | Zone Substation | None | Minimum
South East | Penola 11kV | Reverse Firm Rating | MVA | 2028 | -2.25 | Zone Substation | None | Minimum
South East | Penola West 33kV | Reverse Firm Rating | MVA | 2028 | -25 | Connection Point | None | Minimum
Upper North | Peterborough 11kV | Reverse Firm Rating | MVA | 2028 | 0 | Zone Substation | None | Minimum
Eastern Hills | Piccadilly 11kV | Reverse Firm Rating | MVA | 2028 | 0 | Zone Substation | None | Minimum
Murraylands | Pinnaroo 11kV | Reverse Firm Rating | MVA | 2028 | -1.4 | Zone Substation | None | Minimum
Murraylands | Pinnaroo South 11kV | Reverse Firm Rating | MVA | 2028 | 0 | Zone Substation | None | Minimum
Metro South | Plympton 11kV | Reverse Firm Rating | MVA | 2028 | -15 | Zone Substation | None | Minimum
Eyre Peninsula | Point Boston 11kV | Reverse Firm Rating | MVA | 2028 | 0 | Zone Substation | None | Minimum
Eyre Peninsula | Polda 11kV | Reverse Firm Rating | MVA | 2028 | 0 | Zone Substation | None | Minimum
Eyre Peninsula | Poonindie 11kV | Reverse Firm Rating | MVA | 2028 | 0 | Zone Substation | None | Minimum
Metro West | Port Adelaide 11kV | Reverse Firm Rating | MVA | 2028 | -17.4 | Zone Substation | None | Minimum
Metro West | Port Adelaide North 11kV | Reverse Firm Rating | MVA | 2028 | -26.3 | Zone Substation | None | Minimum
Upper North | Port Augusta 11kV | Reverse Firm Rating | MVA | 2028 | -15 | Zone Substation | None | Minimum
Upper North | Port Augusta West TF1 11kV | Reverse Firm Rating | MVA | 2028 | 0 | Zone Substation | None | Minimum
Upper North | Port Augusta West TF2 11kV | Reverse Firm Rating | MVA | 2028 | 0 | Zone Substation | None | Minimum
Upper North | Port Broughton 11kV | Reverse Firm Rating | MVA | 2028 | -3 | Zone Substation | None | Minimum
Yorke Peninsula | Port Clinton 11kV | Reverse Firm Rating | MVA | 2028 | 0 | Zone Substation | None | Minimum
Upper North | Port Germein 11kV | Reverse Firm Rating | MVA | 2028 | 0 | Zone Substation | None | Minimum
Yorke Peninsula | Port Giles 11kV | Reverse Firm Rating | MVA | 2028 | 0 | Zone Substation | None | Minimum
Yorke Peninsula | Port Julia 11kV | Reverse Firm Rating | MVA | 2028 | 0 | Zone Substation | None | Minimum
Eyre Peninsula | Port Lincoln City 11kV | Reverse Firm Rating | MVA | 2028 | -15.242 | Zone Substation | None | Minimum
Eyre Peninsula | Port Lincoln Docks 11kV | Reverse Firm Rating | MVA | 2028 | 0 | Zone Substation | None | Minimum
Eyre Peninsula | Port Lincoln Marina 11kV | Reverse Firm Rating | MVA | 2028 | 0 | Zone Substation | None | Minimum
Eyre Peninsula | Port Lincoln Terminal 33kV | Reverse Firm Rating | MVA | 2028 | -25 | Connection Point | None | Minimum
Metro South | Port Noarlunga 11kV | Reverse Firm Rating | MVA | 2028 | -30.4 | Zone Substation | None | Minimum
Upper North | Port Pirie Bungama 33kV | Reverse Firm Rating | MVA | 2028 | -60 | Connection Point | None | Minimum
Upper North | Port Pirie South 11kV | Reverse Firm Rating | MVA | 2028 | -27.7358 | Zone Substation | None | Minimum
Metro South | Port Stanvac 11kV | Reverse Firm Rating | MVA | 2028 | -58.9574 | Zone Substation | None | Minimum
Metro South | Port Stanvac TF2 11kV | Reverse Firm Rating | MVA | 2028 | 0 | Zone Substation | None | Minimum
Yorke Peninsula | Port Vincent 11kV | Reverse Firm Rating | MVA | 2028 | -1.3 | Zone Substation | None | Minimum
Riverland | Portee 11kV | Reverse Firm Rating | MVA | 2028 | 0 | Zone Substation | N | Minimum
Metro East | Prospect 11kV | Reverse Firm Rating | MVA | 2028 | -27.1 | Zone Substation | None | Minimum
Murraylands | Punyelroo 11kV | Reverse Firm Rating | MVA | 2028 | 0 | Zone Substation | None | Minimum
Riverland | Pyap 11kV | Reverse Firm Rating | MVA | 2028 | -7.5 | Zone Substation | None | Minimum
Riverland | Qualco 11kV | Reverse Firm Rating | MVA | 2028 | 0 | Zone Substation | N | Minimum
Metro West | Queenstown 11kV | Reverse Firm Rating | MVA | 2028 | -12.7 | Zone Substation | None | Minimum
Upper North | Quorn 11kV | Reverse Firm Rating | MVA | 2028 | 0 | Zone Substation | None | Minimum
Riverland | Ramco 11kV | Reverse Firm Rating | MVA | 2028 | -5.2 | Zone Substation | None | Minimum
Metro South | Rapid Bay 11kV | Reverse Firm Rating | MVA | 2028 | 0 | Zone Substation | None | Minimum
Riverland | Renmark 11kV | Reverse Firm Rating | MVA | 2028 | -21.585 | Zone Substation | None | Minimum
Mid North | Riverton 11kV | Reverse Firm Rating | MVA | 2028 | 0 | Zone Substation | None | Minimum
South East | Robe 7.6kV | Reverse Firm Rating | MVA | 2028 | -3.75 | Zone Substation | None | Minimum
Mid North | Robertstown 11kV | Reverse Firm Rating | MVA | 2028 | 0 | Zone Substation | None | Minimum
Riverland | Roonka 11kV | Reverse Firm Rating | MVA | 2028 | 0 | Zone Substation | None | Minimum
Eyre Peninsula | Rudall 11kV | Reverse Firm Rating | MVA | 2028 | 0 | Zone Substation | None | Minimum
Metro North | Salisbury 11kV | Reverse Firm Rating | MVA | 2028 | -48.6966 | Zone Substation | N | Minimum
Metro South | Salt Cliffs 11kV | Reverse Firm Rating | MVA | 2028 | 0 | Zone Substation | None | Minimum
Mid North | Sandy Creek 11kV | Reverse Firm Rating | MVA | 2028 | 0 | Zone Substation | None | Minimum
Metro South | Seacombe 11kV | Reverse Firm Rating | MVA | 2028 | -32.1 | Zone Substation | None | Minimum
Metro South | Seaford 11kV | Reverse Firm Rating | MVA | 2028 | 0 | Zone Substation | None | Minimum
Metro South | Second Valley 11kV | Reverse Firm Rating | MVA | 2028 | 0 | Zone Substation | None | Minimum
Metro South | Sheidow Park 11kV | Reverse Firm Rating | MVA | 2028 | -18.75 | Zone Substation | Reverse N-1 | Minimum
Murraylands | Sherlock 11kV | Reverse Firm Rating | MVA | 2028 | 0 | Zone Substation | None | Minimum
Metro North | Smithfield West 11kV | Reverse Firm Rating | MVA | 2028 | 0 | Zone Substation | N-1 | Minimum
South East | Snuggery Rural 33kV | Reverse Firm Rating | MVA | 2028 | -20 | Connection Point | None | Minimum
South East | South End 11kV | Reverse Firm Rating | MVA | 2028 | -0.45 | Zone Substation | Reverse N-1 | Minimum
Mid North | Spalding 11kV | Reverse Firm Rating | MVA | 2028 | 0 | Zone Substation | None | Minimum
Metro South | Square Water Hole 11kV | Reverse Firm Rating | MVA | 2028 | 0 | Zone Substation | None | Minimum
Yorke Peninsula | Stansbury 11kV | Reverse Firm Rating | MVA | 2028 | 0 | Zone Substation | None | Minimum
Eastern Hills | Stirling East 11kV | Reverse Firm Rating | MVA | 2028 | 0 | Zone Substation | None | Minimum
Upper North | Stirling North 1 11kV | Reverse Firm Rating | MVA | 2028 | 0 | Zone Substation | None | Minimum
Upper North | Stirling North 2 11kV | Reverse Firm Rating | MVA | 2028 | 0 | Zone Substation | None | Minimum
Mid North | Stockwell TF1 11kV | Reverse Firm Rating | MVA | 2028 | 0 | Zone Substation | None | Minimum
Mid North | Stockwell TF2 11kV | Reverse Firm Rating | MVA | 2028 | 0 | Zone Substation | None | Minimum
Eyre Peninsula | Stony Point 11kV | Reverse Firm Rating | MVA | 2028 | 0 | Connection Point | None | Minimum
Eastern Hills | Strathalbyn 11kV | Reverse Firm Rating | MVA | 2028 | 0 | Zone Substation | None | Minimum
Eyre Peninsula | Streaky Bay 11kV | Reverse Firm Rating | MVA | 2028 | -3.75 | Zone Substation | Reverse N-1 | Minimum
Riverland | Swan Reach 11kV | Reverse Firm Rating | MVA | 2028 | 0 | Zone Substation | None | Minimum
Riverland | Swan Reach 33kV | Reverse Firm Rating | MVA | 2028 | 0 | Zone Substation | None | Minimum
Murraylands | Tailem Bend 33kV | Reverse Firm Rating | MVA | 2028 | -25 | Connection Point | None | Minimum
Murraylands | Tailem Bend Town 11kV | Reverse Firm Rating | MVA | 2028 | -2.2 | Zone Substation | None | Minimum
South East | Tantanoola 11kV | Reverse Firm Rating | MVA | 2028 | 0 | Zone Substation | None | Minimum
Eyre Peninsula | Tarlton 11kV | Reverse Firm Rating | MVA | 2028 | 0 | Zone Substation | None | Minimum
South East | Tarpeena South 11kV | Reverse Firm Rating | MVA | 2028 | 0 | Zone Substation | N-1 | Minimum
Metro East | Tea Tree Gully 11kV | Reverse Firm Rating | MVA | 2028 | -26.5 | Zone Substation | None | Minimum
Murraylands | Teal Flat 11kV | Reverse Firm Rating | MVA | 2028 | -2.7925 | Zone Substation | None | Minimum
Upper North | Telowie 11kV | Reverse Firm Rating | MVA | 2028 | 0 | Zone Substation | None | Minimum
Mid North | Templers 33kV | Reverse Firm Rating | MVA | 2028 | -60 | Connection Point | None | Minimum
Metro West | Thebarton 11kV | Reverse Firm Rating | MVA | 2028 | -26.4 | Zone Substation | None | Minimum
South East | Tintinara 11kV | Reverse Firm Rating | MVA | 2028 | -0.5 | Zone Substation | None | Minimum
Metro South | Tonsley Park 11kV | Reverse Firm Rating | MVA | 2028 | -28.5765 | Zone Substation | None | Minimum
Eyre Peninsula | Tumby Bay 11kV | Reverse Firm Rating | MVA | 2028 | -3 | Zone Substation | None | Minimum
Metro North | Two Wells 11kV | Reverse Firm Rating | MVA | 2028 | 0 | Zone Substation | N-1 | Minimum
Eyre Peninsula | Uley 11kV | Reverse Firm Rating | MVA | 2028 | 0 | Zone Substation | None | Minimum
Eyre Peninsula | Uley South 11kV | Reverse Firm Rating | MVA | 2028 | 0 | Zone Substation | None | Minimum
Eastern Hills | Uraidla 11kV | Reverse Firm Rating | MVA | 2028 | -9.3 | Zone Substation | None | Minimum
Eastern Hills | Uraidla 33kV | Reverse Firm Rating | MVA | 2028 | 0 | Zone Substation | None | Minimum
Eastern Hills | Verdun 11kV | Reverse Firm Rating | MVA | 2028 | 0 | Zone Substation | None | Minimum
Metro South | Victor Harbor 11kV | Reverse Firm Rating | MVA | 2028 | -31.7 | Zone Substation | None | Minimum
Metro North | Virginia 11kV | Reverse Firm Rating | MVA | 2028 | 0 | Zone Substation | None | Minimum
Riverland | Waikerie 11kV | Reverse Firm Rating | MVA | 2028 | -6.9 | Zone Substation | None | Minimum
Murraylands | Walker Flat 11kV | Reverse Firm Rating | MVA | 2028 | 0 | Zone Substation | None | Minimum
Yorke Peninsula | Wallaroo 11kV | Reverse Firm Rating | MVA | 2028 | -9.375 | Zone Substation | None | Minimum
Yorke Peninsula | Warooka 11kV | Reverse Firm Rating | MVA | 2028 | -3.75 | Zone Substation | None | Minimum
Mid North | Wasleys 11kV | Reverse Firm Rating | MVA | 2028 | 0 | Zone Substation | None | Minimum
Mid North | Waterloo 33kV | Reverse Firm Rating | MVA | 2028 | -25 | Connection Point | None | Minimum
Mid North | Waterloo Town 11kV | Reverse Firm Rating | MVA | 2028 | 0 | Zone Substation | None | Minimum
Murraylands | White Sands 11kV | Reverse Firm Rating | MVA | 2028 | 0 | Zone Substation | None | Minimum
Adelaide Central | Whitmore Square 11kV | Reverse Firm Rating | MVA | 2028 | -53.7749 | Zone Substation | None | Minimum
Eyre Peninsula | Whyalla Central 33kV | Reverse Firm Rating | MVA | 2028 | -120 | Connection Point | None | Minimum
Eyre Peninsula | Whyalla City 11kV | Reverse Firm Rating | MVA | 2028 | -13.5 | Zone Substation | None | Minimum
Eyre Peninsula | Whyalla North 11kV | Reverse Firm Rating | MVA | 2028 | -1.5 | Zone Substation | None | Minimum
Eyre Peninsula | Whyalla Stuart 11kV | Reverse Firm Rating | MVA | 2028 | -15.8 | Zone Substation | None | Minimum
Mid North | Williamstown 11kV | Reverse Firm Rating | MVA | 2028 | 0 | Zone Substation | None | Minimum
Mid North | Williamstown South 11kV | Reverse Firm Rating | MVA | 2028 | 0 | Zone Substation | None | Minimum
Metro South | Willunga 11kV | Reverse Firm Rating | MVA | 2028 | 0 | Zone Substation | None | Minimum
Metro South | Willunga 33kV | Reverse Firm Rating | MVA | 2028 | 0 | Zone Substation | None | Minimum
Upper North | Wilmington 11kV | Reverse Firm Rating | MVA | 2028 | 0 | Zone Substation | None | Minimum
Upper North | Wirrabara Forest 11kV | Reverse Firm Rating | MVA | 2028 | 0 | Zone Substation | None | Minimum
Upper North | Wirrabara South 11kV | Reverse Firm Rating | MVA | 2028 | 0 | Zone Substation | None | Minimum
Metro South | Wirrina Cove 11kV | Reverse Firm Rating | MVA | 2028 | 0 | Zone Substation | None | Minimum
Upper North | Wongyarra 11kV | Reverse Firm Rating | MVA | 2028 | 0 | Zone Substation | None | Minimum
Metro East | Woodforde 11kV | Reverse Firm Rating | MVA | 2028 | -25.2 | Zone Substation | None | Minimum
Murraylands | Woods Point 11kV | Reverse Firm Rating | MVA | 2028 | 0 | Zone Substation | None | Minimum
Eastern Hills | Woodside 11kV | Reverse Firm Rating | MVA | 2028 | -7.2 | Zone Substation | Reverse N-1 | Minimum
Metro West | Woodville 11kV | Reverse Firm Rating | MVA | 2028 | 0 | Zone Substation | None | Minimum
Metro West | Woodville 33kV | Reverse Firm Rating | MVA | 2028 | 0 | Zone Substation | None | Minimum
Riverland | Woolpunda 11kV | Reverse Firm Rating | MVA | 2028 | -11.25 | Zone Substation | None | Minimum
Eyre Peninsula | Wudinna 11kV | Reverse Firm Rating | MVA | 2028 | -4.2456 | Zone Substation | None | Minimum
Eyre Peninsula | Wudinna 66kV | Reverse Firm Rating | MVA | 2028 | -25 | Connection Point | None | Minimum
Eyre Peninsula | Yadnarie 66kV | Reverse Firm Rating | MVA | 2028 | -20 | Connection Point | None | Minimum
Metro South | Yankalilla 11kV | Reverse Firm Rating | MVA | 2028 | 0 | Zone Substation | None | Minimum
Metro South | Yankalilla 33kV | Reverse Firm Rating | MVA | 2028 | 0 | Zone Substation | None | Minimum
Metro South | Yankalilla Hill 11kV | Reverse Firm Rating | MVA | 2028 | 0 | Zone Substation | None | Minimum
Upper North | Yongala 11kV | Reverse Firm Rating | MVA | 2028 | 0 | Zone Substation | None | Minimum
Yorke Peninsula | Yorketown 11kV | Reverse Firm Rating | MVA | 2028 | -1.5 | Zone Substation | None | Minimum
Adelaide Central | ACR 66kV | Reverse Firm Rating | MVA | 2029 | -225 | Connection Point | None | Minimum
Eastern Hills | Aldgate 11kV | Reverse Firm Rating | MVA | 2029 | -7.4 | Zone Substation | None | Minimum
Metro South | Aldinga 11kV | Reverse Firm Rating | MVA | 2029 | -17.5 | Zone Substation | None | Minimum
South East | Allendale East 11kV | Reverse Firm Rating | MVA | 2029 | -3.75 | Zone Substation | None | Minimum
Mid North | Alma 11kV | Reverse Firm Rating | MVA | 2029 | 0 | Zone Substation | None | Minimum
Metro South | American River 11kV | Reverse Firm Rating | MVA | 2029 | 0 | Zone Substation | None | Minimum
Eastern Hills | Angas Creek 33kV | Reverse Firm Rating | MVA | 2029 | -25 | Connection Point | None | Minimum
Mid North | Angaston 11kV | Reverse Firm Rating | MVA | 2029 | -15.242 | Zone Substation | None | Minimum
Metro North | Angle Vale 11kV | Reverse Firm Rating | MVA | 2029 | -20.4925 | Zone Substation | None | Minimum
Yorke Peninsula | Ardrossan 11kV | Reverse Firm Rating | MVA | 2029 | -2.7578 | Zone Substation | None | Minimum
Yorke Peninsula | Ardrossan West 33kV | Reverse Firm Rating | MVA | 2029 | -25 | Connection Point | None | Minimum
Eyre Peninsula | Arno Bay 11kV | Reverse Firm Rating | MVA | 2029 | 0 | Zone Substation | None | Minimum
Metro South | Ascot Park 11kV | Reverse Firm Rating | MVA | 2029 | 0 | Zone Substation | N | Minimum
Metro West | Athol Park 11kV | Reverse Firm Rating | MVA | 2029 | -13.4 | Zone Substation | None | Minimum
Mid North | Auburn 11kV | Reverse Firm Rating | MVA | 2029 | -2.2 | Zone Substation | None | Minimum
Yorke Peninsula | Balaklava 7.6kV | Reverse Firm Rating | MVA | 2029 | -2.8 | Zone Substation | None | Minimum
Eastern Hills | Balhannah 33kV | Reverse Firm Rating | MVA | 2029 | -18.75 | Zone Substation | None | Minimum
Upper North | Baroota 33kV | Reverse Firm Rating | MVA | 2029 | 0 | Connection Point | None | Minimum
Upper North | Baroota Town 11kV | Reverse Firm Rating | MVA | 2029 | 0 | Zone Substation | None | Minimum
Mid North | Barossa South TF1 11kV | Reverse Firm Rating | MVA | 2029 | 0 | Zone Substation | None | Minimum
Mid North | Barossa South TF2 11kV | Reverse Firm Rating | MVA | 2029 | 0 | Zone Substation | None | Minimum
South East | Beachport 11kV | Reverse Firm Rating | MVA | 2029 | 0 | Zone Substation | None | Minimum
Murraylands | Belvedere Road 7.6kV | Reverse Firm Rating | MVA | 2029 | 0 | Zone Substation | None | Minimum
Riverland | Berri 11kV | Reverse Firm Rating | MVA | 2029 | -15 | Zone Substation | None | Minimum
Riverland | Berri 66kV | Reverse Firm Rating | MVA | 2029 | -50 | Connection Point | None | Minimum
Murraylands | Binnies 11kV | Reverse Firm Rating | MVA | 2029 | 0 | Zone Substation | None | Minimum
Eastern Hills | Birdwood 11kV | Reverse Firm Rating | MVA | 2029 | 0 | Zone Substation | None | Minimum
Yorke Peninsula | Black Point 11kV | Reverse Firm Rating | MVA | 2029 | 0 | Zone Substation | None | Minimum
Metro West | Blackpool 11kV | Reverse Firm Rating | MVA | 2029 | -18.75 | Zone Substation | None | Minimum
Metro South | Blackwood 11kV | Reverse Firm Rating | MVA | 2029 | -30.4841 | Zone Substation | None | Minimum
South East | Blanche 33kV | Reverse Firm Rating | MVA | 2029 | -50 | Connection Point | None | Minimum
Upper North | Booleroo Centre 11kV | Reverse Firm Rating | MVA | 2029 | 0 | Zone Substation | None | Minimum
Eyre Peninsula | Boothby 33kV | Reverse Firm Rating | MVA | 2029 | 0 | Zone Substation | N-1 | Minimum
Upper North | Booyoolie 11kV | Reverse Firm Rating | MVA | 2029 | 0 | Zone Substation | None | Minimum
South East | Bordertown 11kV | Reverse Firm Rating | MVA | 2029 | -7.5 | Zone Substation | N-1 | Minimum
Mid North | Brinkworth 33kV | Reverse Firm Rating | MVA | 2029 | -10 | Connection Point | None | Minimum
Mid North | Brinkworth Town 11kV | Reverse Firm Rating | MVA | 2029 | 0 | Zone Substation | None | Minimum
Eastern Hills | Brukunga 11kV | Reverse Firm Rating | MVA | 2029 | 0 | Zone Substation | None | Minimum
Upper North | Bungama Napperby 11kV | Reverse Firm Rating | MVA | 2029 | -0.75 | Zone Substation | None | Minimum
Metro East | Burnside 11kV | Reverse Firm Rating | MVA | 2029 | 0 | Zone Substation | None | Minimum
Mid North | Burra TF2 11kV | Reverse Firm Rating | MVA | 2029 | 0 | Zone Substation | None | Minimum
Riverland | Cadell 11kV | Reverse Firm Rating | MVA | 2029 | -1.5 | Zone Substation | None | Minimum
Murraylands | Caloote 11kV | Reverse Firm Rating | MVA | 2029 | -2.2 | Zone Substation | None | Minimum
Upper North | Caltowie 11kV | Reverse Firm Rating | MVA | 2029 | 0 | Zone Substation | None | Minimum
Murraylands | Cambrai 11kV | Reverse Firm Rating | MVA | 2029 | -0.75 | Zone Substation | None | Minimum
Murraylands | Campbell Park 11kV | Reverse Firm Rating | MVA | 2029 | 0 | Zone Substation | None | Minimum
Metro East | Campbelltown 11kV | Reverse Firm Rating | MVA | 2029 | -38.1051 | Zone Substation | None | Minimum
Metro South | Cape Jervis 11kV | Reverse Firm Rating | MVA | 2029 | 0 | Zone Substation | None | Minimum
Metro South | Cape Jervis 33kV | Reverse Firm Rating | MVA | 2029 | 0 | Zone Substation | N-1 | Minimum
Eyre Peninsula | Caralue 11kV | Reverse Firm Rating | MVA | 2029 | 0 | Zone Substation | None | Minimum
Metro West | Cavan 11kV | Reverse Firm Rating | MVA | 2029 | -30.6 | Zone Substation | None | Minimum
Adelaide Central | CBD 33kV | Reverse Firm Rating | MVA | 2029 | 0 | Zone Substation | None | Minimum
Eyre Peninsula | Ceduna 11kV | Reverse Firm Rating | MVA | 2029 | -6.8 | Zone Substation | None | Minimum
Eastern Hills | Chain of Ponds 11kV | Reverse Firm Rating | MVA | 2029 | 0 | Zone Substation | None | Minimum
Metro West | Cheltenham 11kV | Reverse Firm Rating | MVA | 2029 | 0 | Zone Substation | None | Minimum
Metro West | Cheltenham 33kV | Reverse Firm Rating | MVA | 2029 | 0 | Zone Substation | None | Minimum
Mid North | Clare 11kV | Reverse Firm Rating | MVA | 2029 | -7.1 | Zone Substation | None | Minimum
Mid North | Clare North 33kV | Reverse Firm Rating | MVA | 2029 | -25 | Connection Point | None | Minimum
Metro South | Clarence Gardens 11kV | Reverse Firm Rating | MVA | 2029 | 0 | Zone Substation | None | Minimum
Metro South | Clarendon 11kV | Reverse Firm Rating | MVA | 2029 | 0 | Zone Substation | None | Minimum
Metro East | Clearview 11kV | Reverse Firm Rating | MVA | 2029 | -15 | Zone Substation | N | Minimum
Eyre Peninsula | Cleve 11kV | Reverse Firm Rating | MVA | 2029 | -3.75 | Zone Substation | None | Minimum
Eyre Peninsula | Cleve 33kV | Reverse Firm Rating | MVA | 2029 | 0 | Zone Substation | N-1 | Minimum
Eyre Peninsula | Coffin Bay 11kV | Reverse Firm Rating | MVA | 2029 | 0 | Zone Substation | None | Minimum
Mid North | Collinsfield 11kV | Reverse Firm Rating | MVA | 2029 | 0 | Zone Substation | None | Minimum
Murraylands | Coomandook 11kV | Reverse Firm Rating | MVA | 2029 | 0 | Zone Substation | None | Minimum
Murraylands | Coonalpyn 11kV | Reverse Firm Rating | MVA | 2029 | 0 | Zone Substation | None | Minimum
South East | Coonawarra 11kV | Reverse Firm Rating | MVA | 2029 | -7.5 | Zone Substation | None | Minimum
Upper North | Copley Nepabunna 33kV | Reverse Firm Rating | MVA | 2029 | 0 | Zone Substation | N-1 | Minimum
Riverland | Cordola 11kV | Reverse Firm Rating | MVA | 2029 | -1.5 | Zone Substation | None | Minimum
Adelaide Central | Coromandel Place 11kV | Reverse Firm Rating | MVA | 2029 | -73.6132 | Zone Substation | None | Minimum
Eyre Peninsula | Cowell 11kV | Reverse Firm Rating | MVA | 2029 | 0 | Zone Substation | None | Minimum
Metro West | Croydon 11kV | Reverse Firm Rating | MVA | 2029 | -30.4841 | Zone Substation | None | Minimum
Metro West | Croydon Park 11kV | Reverse Firm Rating | MVA | 2029 | -14.26 | Zone Substation | None | Minimum
Upper North | Crystal Brook 11kV | Reverse Firm Rating | MVA | 2029 | -1.5 | Zone Substation | None | Minimum
Metro South | Cudmore Park 11kV | Reverse Firm Rating | MVA | 2029 | -12.9557 | Zone Substation | None | Minimum
Eyre Peninsula | Cummins 11kV | Reverse Firm Rating | MVA | 2029 | -2 | Zone Substation | None | Minimum
Yorke Peninsula | Curramulka 7.6kV | Reverse Firm Rating | MVA | 2029 | 0 | Zone Substation | None | Minimum
Yorke Peninsula | Curramulka South 11kV | Reverse Firm Rating | MVA | 2029 | 0 | Zone Substation | None | Minimum
Yorke Peninsula | Dalrymple 33kV | Reverse Firm Rating | MVA | 2029 | -25 | Connection Point | None | Minimum
Eyre Peninsula | Darke Peak 11kV | Reverse Firm Rating | MVA | 2029 | 0 | Zone Substation | None | Minimum
Upper North | Davenport West 33kV | Reverse Firm Rating | MVA | 2029 | -60 | Connection Point | None | Minimum
Eastern Hills | Deloraine 11kV | Reverse Firm Rating | MVA | 2029 | 0 | Zone Substation | None | Minimum
Metro North | Direk 11kV | Reverse Firm Rating | MVA | 2029 | -29.2 | Zone Substation | None | Minimum
Mid North | Dorrien 33kV | Reverse Firm Rating | MVA | 2029 | -60 | Connection Point | None | Minimum
Mid North | Dorrien TF4 11kV | Reverse Firm Rating | MVA | 2029 | 0 | Zone Substation | None | Minimum
Mid North | Dorrien TF5 11kV | Reverse Firm Rating | MVA | 2029 | 0 | Zone Substation | None | Minimum
Yorke Peninsula | Dowlingville 11kV | Reverse Firm Rating | MVA | 2029 | 0 | Zone Substation | None | Minimum
Adelaide Central | East Terrace 11kV | Reverse Firm Rating | MVA | 2029 | -54.3685 | Zone Substation | None | Minimum
Metro North | Edinburgh 11kV | Reverse Firm Rating | MVA | 2029 | -30.8 | Zone Substation | None | Minimum
Yorke Peninsula | Edithburgh 11kV | Reverse Firm Rating | MVA | 2029 | 0 | Zone Substation | None | Minimum
Metro North | Elizabeth Downs 11kV | Reverse Firm Rating | MVA | 2029 | -32 | Zone Substation | None | Minimum
Metro North | Elizabeth Heights 11kV | Reverse Firm Rating | MVA | 2029 | -15 | Zone Substation | None | Minimum
Metro North | Elizabeth South 11kV | Reverse Firm Rating | MVA | 2029 | -13.5 | Zone Substation | None | Minimum
Mid North | Eudunda 11kV | Reverse Firm Rating | MVA | 2029 | 0 | Zone Substation | None | Minimum
Metro North | Evanston 11kV | Reverse Firm Rating | MVA | 2029 | -30.4841 | Zone Substation | N-1 | Minimum
Metro North | Evanston 33kV | Reverse Firm Rating | MVA | 2029 | 0 | Zone Substation | None | Minimum
Metro West | Findon 11kV | Reverse Firm Rating | MVA | 2029 | -13.4 | Zone Substation | None | Minimum
Metro West | Flinders Park 11kV | Reverse Firm Rating | MVA | 2029 | 0 | Zone Substation | None | Minimum
Mid North | Florieton SWER 19kV | Reverse Firm Rating | MVA | 2029 | 0 | Connection Point | None | Minimum
Eastern Hills | Forreston 11kV | Reverse Firm Rating | MVA | 2029 | 0 | Zone Substation | None | Minimum
Mid North | Freeling 11kV | Reverse Firm Rating | MVA | 2029 | -2.25 | Zone Substation | None | Minimum
Mid North | Freeling North 11kV | Reverse Firm Rating | MVA | 2029 | 0 | Zone Substation | None | Minimum
Metro West | Fulham Gardens 11kV | Reverse Firm Rating | MVA | 2029 | -28.5 | Zone Substation | None | Minimum
Upper North | Fullerville 11kV | Reverse Firm Rating | MVA | 2029 | 0 | Zone Substation | None | Minimum
Mid North | Gawler Belt TF1 11kV | Reverse Firm Rating | MVA | 2029 | 0 | Zone Substation | None | Minimum
Mid North | Gawler Belt TF2 11kV | Reverse Firm Rating | MVA | 2029 | 0 | Zone Substation | None | Minimum
Mid North | Georgetown 11kV | Reverse Firm Rating | MVA | 2029 | 0 | Zone Substation | None | Minimum
Murraylands | Geranium 11kV | Reverse Firm Rating | MVA | 2029 | 0 | Zone Substation | None | Minimum
Upper North | Gladstone 11kV | Reverse Firm Rating | MVA | 2029 | -2.6 | Zone Substation | None | Minimum
Metro West | Glanville 11kV | Reverse Firm Rating | MVA | 2029 | -13.9 | Zone Substation | None | Minimum
South East | Glencoe 11kV | Reverse Firm Rating | MVA | 2029 | 0 | Zone Substation | None | Minimum
Metro South | Glenelg North 11kV | Reverse Firm Rating | MVA | 2029 | -15 | Zone Substation | None | Minimum
Riverland | Glossop 11kV | Reverse Firm Rating | MVA | 2029 | -7.5 | Zone Substation | None | Minimum
Metro East | Golden Grove 11kV | Reverse Firm Rating | MVA | 2029 | -59.6489 | Zone Substation | None | Minimum
Mid North | Gomersal North 11kV | Reverse Firm Rating | MVA | 2029 | 0 | Zone Substation | None | Minimum
Metro South | Goolwa 11kV | Reverse Firm Rating | MVA | 2029 | -18.2 | Zone Substation | None | Minimum
Mid North | Gulnare 11kV | Reverse Firm Rating | MVA | 2029 | 0 | Zone Substation | None | Minimum
Eastern Hills | Gumeracha 11kV | Reverse Firm Rating | MVA | 2029 | 0 | Zone Substation | None | Minimum
Eastern Hills | Gumeracha Weir 11kV | Reverse Firm Rating | MVA | 2029 | 0 | Zone Substation | None | Minimum
Eastern Hills | Gumhaven 11kV | Reverse Firm Rating | MVA | 2029 | 0 | Zone Substation | None | Minimum
Metro South | Hackham 11kV | Reverse Firm Rating | MVA | 2029 | 0 | Zone Substation | N-1 | Minimum
Eastern Hills | Hahndorf 11kV | Reverse Firm Rating | MVA | 2029 | 0 | Zone Substation | None | Minimum
Mid North | Halbury 11kV | Reverse Firm Rating | MVA | 2029 | 0 | Zone Substation | None | Minimum
Mid North | Hamley Bridge 11kV | Reverse Firm Rating | MVA | 2029 | 0 | Zone Substation | None | Minimum
Metro South | Happy Valley 11kV | Reverse Firm Rating | MVA | 2029 | -32 | Zone Substation | None | Minimum
Metro East | Harrow 11kV | Reverse Firm Rating | MVA | 2029 | -16.4 | Zone Substation | None | Minimum
South East | Hatherleigh 11kV | Reverse Firm Rating | MVA | 2029 | 0 | Zone Substation | None | Minimum
Upper North | Hawker 11kV | Reverse Firm Rating | MVA | 2029 | -0.6 | Zone Substation | None | Minimum
Metro South | Hay Flat 11kV | Reverse Firm Rating | MVA | 2029 | 0 | Zone Substation | None | Minimum
Metro West | Henley South 11kV | Reverse Firm Rating | MVA | 2029 | -30.4841 | Zone Substation | None | Minimum
Eastern Hills | Hermitage 11kV | Reverse Firm Rating | MVA | 2029 | 0 | Zone Substation | None | Minimum
Metro East | Hillcrest 11kV | Reverse Firm Rating | MVA | 2029 | -31.6 | Zone Substation | None | Minimum
Adelaide Central | Hindley Street 11kV | Reverse Firm Rating | MVA | 2029 | -55.5415 | Zone Substation | None | Minimum
Metro East | Holden Hill 11kV | Reverse Firm Rating | MVA | 2029 | -24.9 | Zone Substation | None | Minimum
Metro East | Hope Valley 11kV | Reverse Firm Rating | MVA | 2029 | 0 | Zone Substation | None | Minimum
Eastern Hills | Houghton 7.6kV | Reverse Firm Rating | MVA | 2029 | 0 | Zone Substation | None | Minimum
Mid North | Hoyleton 11kV | Reverse Firm Rating | MVA | 2029 | 0 | Zone Substation | None | Minimum
Yorke Peninsula | Hummocks 33kV | Reverse Firm Rating | MVA | 2029 | -25 | Connection Point | None | Minimum
Metro East | Ingle Farm 11kV | Reverse Firm Rating | MVA | 2029 | -27.7 | Zone Substation | None | Minimum
South East | Inverness 11kV | Reverse Firm Rating | MVA | 2029 | 0 | Zone Substation | None | Minimum
Murraylands | Jabuk 11kV | Reverse Firm Rating | MVA | 2029 | 0 | Zone Substation | None | Minimum
Yorke Peninsula | James Well 11kV | Reverse Firm Rating | MVA | 2029 | 0 | Zone Substation | None | Minimum
Upper North | Jamestown 11kV | Reverse Firm Rating | MVA | 2029 | -2.2 | Zone Substation | Reverse N-1 | Minimum
Murraylands | Jervois 11kV | Reverse Firm Rating | MVA | 2029 | 0 | Zone Substation | None | Minimum
Yorke Peninsula | Kadina 11kV | Reverse Firm Rating | MVA | 2029 | -9.2 | Zone Substation | None | Minimum
Yorke Peninsula | Kadina East 33kV | Reverse Firm Rating | MVA | 2029 | -60 | Connection Point | None | Minimum
South East | Kalangadoo 11kV | Reverse Firm Rating | MVA | 2029 | 0 | Zone Substation | None | Minimum
South East | Kalangadoo West 11kV | Reverse Firm Rating | MVA | 2029 | -0.75 | Zone Substation | None | Minimum
Eastern Hills | Kanmantoo Copper Mine 11kV | Reverse Firm Rating | MVA | 2029 | 0 | Connection Point | None | Minimum
Mid North | Kapunda TF1 11kV | Reverse Firm Rating | MVA | 2029 | 0 | Zone Substation | None | Minimum
Mid North | Kapunda TF2 11kV | Reverse Firm Rating | MVA | 2029 | 0 | Zone Substation | None | Minimum
Murraylands | Karoonda 11kV | Reverse Firm Rating | MVA | 2029 | -0.75 | Zone Substation | Reverse N | Minimum
South East | Keith 11kV | Reverse Firm Rating | MVA | 2029 | -9.1 | Zone Substation | None | Minimum
South East | Keith 33kV | Reverse Firm Rating | MVA | 2029 | -25 | Connection Point | None | Minimum
Metro East | Kent Town 11kV | Reverse Firm Rating | MVA | 2029 | -28.9 | Zone Substation | None | Minimum
Eastern Hills | Kersbrook 11kV | Reverse Firm Rating | MVA | 2029 | 0 | Zone Substation | None | Minimum
Metro South | Keswick 11kV | Reverse Firm Rating | MVA | 2029 | -27 | Zone Substation | None | Minimum
Murraylands | Ki Ki 11kV | Reverse Firm Rating | MVA | 2029 | 0 | Zone Substation | None | Minimum
Metro West | Kilburn 11kV | Reverse Firm Rating | MVA | 2029 | -58.7705 | Zone Substation | None | Minimum
Metro East | Kilburn South 11kV | Reverse Firm Rating | MVA | 2029 | 0 | Zone Substation | None | Minimum
Metro West | Kilkenny 11kV | Reverse Firm Rating | MVA | 2029 | -30.5 | Zone Substation | None | Minimum
South East | Kincraig 33kV | Reverse Firm Rating | MVA | 2029 | -25 | Connection Point | None | Minimum
Metro South | Kingscote 11kV | Reverse Firm Rating | MVA | 2029 | 0 | Zone Substation | None | Minimum
South East | Kingston SE 11kV | Reverse Firm Rating | MVA | 2029 | -2.25 | Zone Substation | None | Minimum
Metro South | Kingswood 11kV | Reverse Firm Rating | MVA | 2029 | -36.5 | Zone Substation | None | Minimum
South East | Kongorong 11kV | Reverse Firm Rating | MVA | 2029 | 0 | Zone Substation | None | Minimum
South East | Kumorna 11kV | Reverse Firm Rating | MVA | 2029 | 0 | Zone Substation | None | Minimum
Mid North | Kybunga 11kV | Reverse Firm Rating | MVA | 2029 | 0 | Zone Substation | None | Minimum
Murraylands | Lameroo 11kV | Reverse Firm Rating | MVA | 2029 | -1.5 | Zone Substation | None | Minimum
Eastern Hills | Langhorne Creek 11kV | Reverse Firm Rating | MVA | 2029 | -3.75 | Zone Substation | None | Minimum
Metro West | Largs North 11kV | Reverse Firm Rating | MVA | 2029 | -18.75 | Zone Substation | None | Minimum
Metro West | Lefevre 11kV | Reverse Firm Rating | MVA | 2029 | -38.1051 | Zone Substation | None | Minimum
Upper North | Leigh Creek South 33kV | Reverse Firm Rating | MVA | 2029 | 0 | Connection Point | None | Minimum
Metro East | Linden Park 11kV | Reverse Firm Rating | MVA | 2029 | -30.4841 | Zone Substation | None | Minimum
Eyre Peninsula | Little Swamp 11kV | Reverse Firm Rating | MVA | 2029 | 0 | Zone Substation | None | Minimum
Eastern Hills | Lobethal 11kV | Reverse Firm Rating | MVA | 2029 | -7.1 | Zone Substation | None | Minimum
Eyre Peninsula | Lock 11kV | Reverse Firm Rating | MVA | 2029 | 0 | Zone Substation | None | Minimum
Riverland | Loveday 11kV | Reverse Firm Rating | MVA | 2029 | -14.6267 | Zone Substation | None | Minimum
Metro South | Lower Mitcham 11kV | Reverse Firm Rating | MVA | 2029 | -15 | Zone Substation | None | Minimum
Riverland | Loxton 11kV | Reverse Firm Rating | MVA | 2029 | -14.9739 | Zone Substation | None | Minimum
South East | Lucindale 11kV | Reverse Firm Rating | MVA | 2029 | -2 | Zone Substation | None | Minimum
Mid North | Lyndoch 11kV | Reverse Firm Rating | MVA | 2029 | 0 | Zone Substation | None | Minimum
Mid North | Lyndoch South 7.6kV | Reverse Firm Rating | MVA | 2029 | 0 | Zone Substation | None | Minimum
Riverland | Lyrup 11kV | Reverse Firm Rating | MVA | 2029 | -3.75 | Zone Substation | None | Minimum
Metro South | MacGillivray 11kV | Reverse Firm Rating | MVA | 2029 | -1.3 | Zone Substation | None | Minimum
Yorke Peninsula | Maitland 11kV | Reverse Firm Rating | MVA | 2029 | -3.75 | Zone Substation | None | Minimum
Mid North | Mallala 11kV | Reverse Firm Rating | MVA | 2029 | -3.8 | Zone Substation | None | Minimum
Murraylands | Mannum 33kV | Reverse Firm Rating | MVA | 2029 | -20 | Connection Point | None | Minimum
Murraylands | Mannum Town 7.6kV | Reverse Firm Rating | MVA | 2029 | -3.3 | Zone Substation | None | Minimum
Yorke Peninsula | Marion Bay 11kV | Reverse Firm Rating | MVA | 2029 | 0 | Zone Substation | None | Minimum
Mid North | Marrabel 11kV | Reverse Firm Rating | MVA | 2029 | 0 | Zone Substation | None | Minimum
Metro South | McLaren Flat TF1 11kV | Reverse Firm Rating | MVA | 2029 | 0 | Zone Substation | None | Minimum
Metro South | McLaren Flat TF2 11kV | Reverse Firm Rating | MVA | 2029 | 0 | Zone Substation | None | Minimum
Metro South | McLaren Vale 11kV | Reverse Firm Rating | MVA | 2029 | -3 | Zone Substation | None | Minimum
Metro South | McLaren Vale Vineyard 11kV | Reverse Firm Rating | MVA | 2029 | 0 | Zone Substation | None | Minimum
Eastern Hills | Meadows 11kV | Reverse Firm Rating | MVA | 2029 | -3.75 | Zone Substation | Reverse N-1 | Minimum
Upper North | Melrose 11kV | Reverse Firm Rating | MVA | 2029 | 0 | Zone Substation | None | Minimum
Murraylands | Meningie 11kV | Reverse Firm Rating | MVA | 2029 | -3.7 | Zone Substation | None | Minimum
Metro East | Metro East 66kV | Reverse Firm Rating | MVA | 2029 | -690 | Connection Point | None | Minimum
Metro North | Metro North 66kV | Reverse Firm Rating | MVA | 2029 | -310 | Connection Point | None | Minimum
Metro South | Metro South 66kV | Reverse Firm Rating | MVA | 2029 | -690 | Connection Point | None | Minimum
Metro West | Metro West 66kV | Reverse Firm Rating | MVA | 2029 | -420 | Connection Point | None | Minimum
Eastern Hills | Milang 11kV | Reverse Firm Rating | MVA | 2029 | -3.6 | Zone Substation | None | Minimum
South East | Millicent 11kV | Reverse Firm Rating | MVA | 2029 | -6.8 | Zone Substation | None | Minimum
Yorke Peninsula | Minlaton 11kV | Reverse Firm Rating | MVA | 2029 | -1.4 | Zone Substation | None | Minimum
Murraylands | Mobilong 33kV | Reverse Firm Rating | MVA | 2029 | -57.2 | Connection Point | None | Minimum
Murraylands | Monarto Central 11kV | Reverse Firm Rating | MVA | 2029 | 0 | Zone Substation | None | Minimum
Murraylands | Monarto South 11kV | Reverse Firm Rating | MVA | 2029 | 0 | Zone Substation | None | Minimum
Yorke Peninsula | Moonta 11kV | Reverse Firm Rating | MVA | 2029 | -7.4 | Zone Substation | N-1 | Minimum
Eyre Peninsula | Moorkitabie 11kV | Reverse Firm Rating | MVA | 2029 | 0 | Zone Substation | None | Minimum
Riverland | Morgan 11kV | Reverse Firm Rating | MVA | 2029 | 0 | Zone Substation | N | Minimum
Metro South | Morphett Vale East 11kV | Reverse Firm Rating | MVA | 2029 | -30.4841 | Zone Substation | None | Minimum
Metro South | Morphettville 11kV | Reverse Firm Rating | MVA | 2029 | -15 | Zone Substation | None | Minimum
Eastern Hills | Mount Barker 11kV | Reverse Firm Rating | MVA | 2029 | -38.1051 | Zone Substation | None | Minimum
Eastern Hills | Mount Barker 66kV | Reverse Firm Rating | MVA | 2029 | -60 | Connection Point | None | Minimum
South East | Mount Burr 11kV | Reverse Firm Rating | MVA | 2029 | 0 | Zone Substation | None | Minimum
South East | Mount Gambier 11kV | Reverse Firm Rating | MVA | 2029 | -15 | Zone Substation | None | Minimum
South East | Mount Gambier 33kV | Reverse Firm Rating | MVA | 2029 | -25 | Connection Point | None | Minimum
South East | Mount Gambier North 11kV | Reverse Firm Rating | MVA | 2029 | 0 | Zone Substation | N-1 | Minimum
South East | Mount Gambier West 11kV | Reverse Firm Rating | MVA | 2029 | -15 | Zone Substation | None | Minimum
Upper North | Mount Gunson 33kV | Reverse Firm Rating | MVA | 2029 | 0 | Connection Point | None | Minimum
Eastern Hills | Mount Pleasant 11kV | Reverse Firm Rating | MVA | 2029 | 0 | Zone Substation | None | Minimum
South East | Mount Schank 11kV | Reverse Firm Rating | MVA | 2029 | -2.7887 | Zone Substation | None | Minimum
Murraylands | Murray Bridge North 11kV | Reverse Firm Rating | MVA | 2029 | -14.8 | Zone Substation | None | Minimum
Murraylands | Murray Bridge South 11kV | Reverse Firm Rating | MVA | 2029 | -15 | Zone Substation | None | Minimum
Eastern Hills | Mylor 11kV | Reverse Firm Rating | MVA | 2029 | 0 | Zone Substation | None | Minimum
Murraylands | Mypolonga 11kV | Reverse Firm Rating | MVA | 2029 | -2.7 | Zone Substation | None | Minimum
Metro South | Myponga 11kV | Reverse Firm Rating | MVA | 2029 | -7.2 | Zone Substation | None | Minimum
Eastern Hills | Nairne 11kV | Reverse Firm Rating | MVA | 2029 | -4.9 | Zone Substation | Reverse N-1 | Minimum
South East | Nangwarry 11kV | Reverse Firm Rating | MVA | 2029 | 0 | Zone Substation | None | Minimum
South East | Naracoorte 11kV | Reverse Firm Rating | MVA | 2029 | -15.242 | Zone Substation | None | Minimum
South East | Naracoorte East 11kV | Reverse Firm Rating | MVA | 2029 | 0 | Zone Substation | None | Minimum
Murraylands | Narrung 11kV | Reverse Firm Rating | MVA | 2029 | -2.25 | Zone Substation | None | Minimum
Upper North | Neuroodla 33kV | Reverse Firm Rating | MVA | 2029 | 0 | Connection Point | None | Minimum
Metro West | New Osborne 11kV | Reverse Firm Rating | MVA | 2029 | 0 | Zone Substation | None | Minimum
Metro West | New Richmond 11kV | Reverse Firm Rating | MVA | 2029 | -26.7 | Zone Substation | None | Minimum
Murraylands | Nildottie 11kV | Reverse Firm Rating | MVA | 2029 | 0 | Zone Substation | None | Minimum
Yorke Peninsula | Ninnes 11kV | Reverse Firm Rating | MVA | 2029 | 0 | Zone Substation | None | Minimum
Metro South | Noarlunga Centre 11kV | Reverse Firm Rating | MVA | 2029 | -15 | Zone Substation | None | Minimum
Metro East | North Adelaide 11kV | Reverse Firm Rating | MVA | 2029 | -37.4 | Zone Substation | None | Minimum
Metro South | North Unley 11kV | Reverse Firm Rating | MVA | 2029 | -13.6 | Zone Substation | None | Minimum
Riverland | North West Bend 66kV | Reverse Firm Rating | MVA | 2029 | -20 | Connection Point | None | Minimum
Metro East | Northfield 11kV | Reverse Firm Rating | MVA | 2029 | -14.1 | Zone Substation | N | Minimum
Metro East | Norwood 11kV | Reverse Firm Rating | MVA | 2029 | -59.7766 | Zone Substation | None | Minimum
Mid North | Nuriootpa 11kV | Reverse Firm Rating | MVA | 2029 | 0 | Zone Substation | None | Minimum
Metro South | Oaklands 11kV | Reverse Firm Rating | MVA | 2029 | -30.4841 | Zone Substation | None | Minimum
Upper North | Orroroo 11kV | Reverse Firm Rating | MVA | 2029 | -1.5 | Zone Substation | None | Minimum
South East | Padthaway 11kV | Reverse Firm Rating | MVA | 2029 | -7.2 | Zone Substation | None | Minimum
Murraylands | Palmer 11kV | Reverse Firm Rating | MVA | 2029 | 0 | Zone Substation | None | Minimum
Metro South | Panorama 11kV | Reverse Firm Rating | MVA | 2029 | -31 | Zone Substation | None | Minimum
Metro North | Parafield Gardens 11kV | Reverse Firm Rating | MVA | 2029 | -38.1051 | Zone Substation | None | Minimum
Metro North | Paralowie 11kV | Reverse Firm Rating | MVA | 2029 | -15 | Zone Substation | None | Minimum
Murraylands | Parilla 11kV | Reverse Firm Rating | MVA | 2029 | 0 | Zone Substation | None | Minimum
Riverland | Paringa 11kV | Reverse Firm Rating | MVA | 2029 | 0 | Zone Substation | None | Minimum
Riverland | Paringa 33kV | Reverse Firm Rating | MVA | 2029 | 0 | Zone Substation | None | Minimum
Yorke Peninsula | Paskeville 11kV | Reverse Firm Rating | MVA | 2029 | -0.7125 | Zone Substation | None | Minimum
Murraylands | Peake 11kV | Reverse Firm Rating | MVA | 2029 | 0 | Zone Substation | None | Minimum
Murraylands | Pellaring Flat 11kV | Reverse Firm Rating | MVA | 2029 | 0 | Zone Substation | None | Minimum
Metro North | Penfield 11kV | Reverse Firm Rating | MVA | 2029 | -27.3 | Zone Substation | None | Minimum
Metro South | Penneshaw 11kV | Reverse Firm Rating | MVA | 2029 | 0 | Zone Substation | None | Minimum
South East | Penola 11kV | Reverse Firm Rating | MVA | 2029 | -2.25 | Zone Substation | None | Minimum
South East | Penola West 33kV | Reverse Firm Rating | MVA | 2029 | -25 | Connection Point | None | Minimum
Upper North | Peterborough 11kV | Reverse Firm Rating | MVA | 2029 | 0 | Zone Substation | None | Minimum
Eastern Hills | Piccadilly 11kV | Reverse Firm Rating | MVA | 2029 | 0 | Zone Substation | None | Minimum
Murraylands | Pinnaroo 11kV | Reverse Firm Rating | MVA | 2029 | -1.4 | Zone Substation | None | Minimum
Murraylands | Pinnaroo South 11kV | Reverse Firm Rating | MVA | 2029 | 0 | Zone Substation | None | Minimum
Metro South | Plympton 11kV | Reverse Firm Rating | MVA | 2029 | -15 | Zone Substation | None | Minimum
Eyre Peninsula | Point Boston 11kV | Reverse Firm Rating | MVA | 2029 | 0 | Zone Substation | None | Minimum
Eyre Peninsula | Polda 11kV | Reverse Firm Rating | MVA | 2029 | 0 | Zone Substation | None | Minimum
Eyre Peninsula | Poonindie 11kV | Reverse Firm Rating | MVA | 2029 | 0 | Zone Substation | None | Minimum
Metro West | Port Adelaide 11kV | Reverse Firm Rating | MVA | 2029 | -17.4 | Zone Substation | None | Minimum
Metro West | Port Adelaide North 11kV | Reverse Firm Rating | MVA | 2029 | -26.3 | Zone Substation | None | Minimum
Upper North | Port Augusta 11kV | Reverse Firm Rating | MVA | 2029 | -15 | Zone Substation | None | Minimum
Upper North | Port Augusta West TF1 11kV | Reverse Firm Rating | MVA | 2029 | 0 | Zone Substation | None | Minimum
Upper North | Port Augusta West TF2 11kV | Reverse Firm Rating | MVA | 2029 | 0 | Zone Substation | None | Minimum
Upper North | Port Broughton 11kV | Reverse Firm Rating | MVA | 2029 | -3 | Zone Substation | None | Minimum
Yorke Peninsula | Port Clinton 11kV | Reverse Firm Rating | MVA | 2029 | 0 | Zone Substation | None | Minimum
Upper North | Port Germein 11kV | Reverse Firm Rating | MVA | 2029 | 0 | Zone Substation | None | Minimum
Yorke Peninsula | Port Giles 11kV | Reverse Firm Rating | MVA | 2029 | 0 | Zone Substation | None | Minimum
Yorke Peninsula | Port Julia 11kV | Reverse Firm Rating | MVA | 2029 | 0 | Zone Substation | None | Minimum
Eyre Peninsula | Port Lincoln City 11kV | Reverse Firm Rating | MVA | 2029 | -15.242 | Zone Substation | None | Minimum
Eyre Peninsula | Port Lincoln Docks 11kV | Reverse Firm Rating | MVA | 2029 | 0 | Zone Substation | None | Minimum
Eyre Peninsula | Port Lincoln Marina 11kV | Reverse Firm Rating | MVA | 2029 | 0 | Zone Substation | None | Minimum
Eyre Peninsula | Port Lincoln Terminal 33kV | Reverse Firm Rating | MVA | 2029 | -25 | Connection Point | None | Minimum
Metro South | Port Noarlunga 11kV | Reverse Firm Rating | MVA | 2029 | -30.4 | Zone Substation | None | Minimum
Upper North | Port Pirie Bungama 33kV | Reverse Firm Rating | MVA | 2029 | -60 | Connection Point | None | Minimum
Upper North | Port Pirie South 11kV | Reverse Firm Rating | MVA | 2029 | -27.7358 | Zone Substation | None | Minimum
Metro South | Port Stanvac 11kV | Reverse Firm Rating | MVA | 2029 | -58.9574 | Zone Substation | None | Minimum
Metro South | Port Stanvac TF2 11kV | Reverse Firm Rating | MVA | 2029 | 0 | Zone Substation | None | Minimum
Yorke Peninsula | Port Vincent 11kV | Reverse Firm Rating | MVA | 2029 | -1.3 | Zone Substation | None | Minimum
Riverland | Portee 11kV | Reverse Firm Rating | MVA | 2029 | 0 | Zone Substation | N | Minimum
Metro East | Prospect 11kV | Reverse Firm Rating | MVA | 2029 | -27.1 | Zone Substation | None | Minimum
Murraylands | Punyelroo 11kV | Reverse Firm Rating | MVA | 2029 | 0 | Zone Substation | None | Minimum
Riverland | Pyap 11kV | Reverse Firm Rating | MVA | 2029 | -7.5 | Zone Substation | None | Minimum
Riverland | Qualco 11kV | Reverse Firm Rating | MVA | 2029 | 0 | Zone Substation | N | Minimum
Metro West | Queenstown 11kV | Reverse Firm Rating | MVA | 2029 | -12.7 | Zone Substation | None | Minimum
Upper North | Quorn 11kV | Reverse Firm Rating | MVA | 2029 | 0 | Zone Substation | None | Minimum
Riverland | Ramco 11kV | Reverse Firm Rating | MVA | 2029 | -5.2 | Zone Substation | None | Minimum
Metro South | Rapid Bay 11kV | Reverse Firm Rating | MVA | 2029 | 0 | Zone Substation | None | Minimum
Riverland | Renmark 11kV | Reverse Firm Rating | MVA | 2029 | -21.585 | Zone Substation | None | Minimum
Mid North | Riverton 11kV | Reverse Firm Rating | MVA | 2029 | 0 | Zone Substation | None | Minimum
South East | Robe 7.6kV | Reverse Firm Rating | MVA | 2029 | -3.75 | Zone Substation | None | Minimum
Mid North | Robertstown 11kV | Reverse Firm Rating | MVA | 2029 | 0 | Zone Substation | None | Minimum
Riverland | Roonka 11kV | Reverse Firm Rating | MVA | 2029 | 0 | Zone Substation | None | Minimum
Eyre Peninsula | Rudall 11kV | Reverse Firm Rating | MVA | 2029 | 0 | Zone Substation | None | Minimum
Metro North | Salisbury 11kV | Reverse Firm Rating | MVA | 2029 | -48.6966 | Zone Substation | N | Minimum
Metro South | Salt Cliffs 11kV | Reverse Firm Rating | MVA | 2029 | 0 | Zone Substation | None | Minimum
Mid North | Sandy Creek 11kV | Reverse Firm Rating | MVA | 2029 | 0 | Zone Substation | None | Minimum
Metro South | Seacombe 11kV | Reverse Firm Rating | MVA | 2029 | -32.1 | Zone Substation | None | Minimum
Metro South | Seaford 11kV | Reverse Firm Rating | MVA | 2029 | 0 | Zone Substation | None | Minimum
Metro South | Second Valley 11kV | Reverse Firm Rating | MVA | 2029 | 0 | Zone Substation | None | Minimum
Metro South | Sheidow Park 11kV | Reverse Firm Rating | MVA | 2029 | -18.75 | Zone Substation | Reverse N-1 | Minimum
Murraylands | Sherlock 11kV | Reverse Firm Rating | MVA | 2029 | 0 | Zone Substation | None | Minimum
Metro North | Smithfield West 11kV | Reverse Firm Rating | MVA | 2029 | 0 | Zone Substation | N-1 | Minimum
South East | Snuggery Rural 33kV | Reverse Firm Rating | MVA | 2029 | -20 | Connection Point | None | Minimum
South East | South End 11kV | Reverse Firm Rating | MVA | 2029 | -0.45 | Zone Substation | Reverse N-1 | Minimum
Mid North | Spalding 11kV | Reverse Firm Rating | MVA | 2029 | 0 | Zone Substation | None | Minimum
Metro South | Square Water Hole 11kV | Reverse Firm Rating | MVA | 2029 | 0 | Zone Substation | None | Minimum
Yorke Peninsula | Stansbury 11kV | Reverse Firm Rating | MVA | 2029 | 0 | Zone Substation | None | Minimum
Eastern Hills | Stirling East 11kV | Reverse Firm Rating | MVA | 2029 | 0 | Zone Substation | None | Minimum
Upper North | Stirling North 1 11kV | Reverse Firm Rating | MVA | 2029 | 0 | Zone Substation | None | Minimum
Upper North | Stirling North 2 11kV | Reverse Firm Rating | MVA | 2029 | 0 | Zone Substation | None | Minimum
Mid North | Stockwell TF1 11kV | Reverse Firm Rating | MVA | 2029 | 0 | Zone Substation | None | Minimum
Mid North | Stockwell TF2 11kV | Reverse Firm Rating | MVA | 2029 | 0 | Zone Substation | None | Minimum
Eyre Peninsula | Stony Point 11kV | Reverse Firm Rating | MVA | 2029 | 0 | Connection Point | None | Minimum
Eastern Hills | Strathalbyn 11kV | Reverse Firm Rating | MVA | 2029 | 0 | Zone Substation | None | Minimum
Eyre Peninsula | Streaky Bay 11kV | Reverse Firm Rating | MVA | 2029 | -3.75 | Zone Substation | Reverse N-1 | Minimum
Riverland | Swan Reach 11kV | Reverse Firm Rating | MVA | 2029 | 0 | Zone Substation | None | Minimum
Riverland | Swan Reach 33kV | Reverse Firm Rating | MVA | 2029 | 0 | Zone Substation | None | Minimum
Murraylands | Tailem Bend 33kV | Reverse Firm Rating | MVA | 2029 | -25 | Connection Point | None | Minimum
Murraylands | Tailem Bend Town 11kV | Reverse Firm Rating | MVA | 2029 | -2.2 | Zone Substation | None | Minimum
South East | Tantanoola 11kV | Reverse Firm Rating | MVA | 2029 | 0 | Zone Substation | None | Minimum
Eyre Peninsula | Tarlton 11kV | Reverse Firm Rating | MVA | 2029 | 0 | Zone Substation | None | Minimum
South East | Tarpeena South 11kV | Reverse Firm Rating | MVA | 2029 | 0 | Zone Substation | N-1 | Minimum
Metro East | Tea Tree Gully 11kV | Reverse Firm Rating | MVA | 2029 | -26.5 | Zone Substation | None | Minimum
Murraylands | Teal Flat 11kV | Reverse Firm Rating | MVA | 2029 | -2.7925 | Zone Substation | None | Minimum
Upper North | Telowie 11kV | Reverse Firm Rating | MVA | 2029 | 0 | Zone Substation | None | Minimum
Mid North | Templers 33kV | Reverse Firm Rating | MVA | 2029 | -60 | Connection Point | None | Minimum
Metro West | Thebarton 11kV | Reverse Firm Rating | MVA | 2029 | -26.4 | Zone Substation | None | Minimum
South East | Tintinara 11kV | Reverse Firm Rating | MVA | 2029 | -0.5 | Zone Substation | None | Minimum
Metro South | Tonsley Park 11kV | Reverse Firm Rating | MVA | 2029 | -28.5765 | Zone Substation | None | Minimum
Eyre Peninsula | Tumby Bay 11kV | Reverse Firm Rating | MVA | 2029 | -3 | Zone Substation | None | Minimum
Metro North | Two Wells 11kV | Reverse Firm Rating | MVA | 2029 | 0 | Zone Substation | N-1 | Minimum
Eyre Peninsula | Uley 11kV | Reverse Firm Rating | MVA | 2029 | 0 | Zone Substation | None | Minimum
Eyre Peninsula | Uley South 11kV | Reverse Firm Rating | MVA | 2029 | 0 | Zone Substation | None | Minimum
Eastern Hills | Uraidla 11kV | Reverse Firm Rating | MVA | 2029 | -9.3 | Zone Substation | None | Minimum
Eastern Hills | Uraidla 33kV | Reverse Firm Rating | MVA | 2029 | 0 | Zone Substation | None | Minimum
Eastern Hills | Verdun 11kV | Reverse Firm Rating | MVA | 2029 | 0 | Zone Substation | None | Minimum
Metro South | Victor Harbor 11kV | Reverse Firm Rating | MVA | 2029 | -31.7 | Zone Substation | None | Minimum
Metro North | Virginia 11kV | Reverse Firm Rating | MVA | 2029 | 0 | Zone Substation | None | Minimum
Riverland | Waikerie 11kV | Reverse Firm Rating | MVA | 2029 | -6.9 | Zone Substation | None | Minimum
Murraylands | Walker Flat 11kV | Reverse Firm Rating | MVA | 2029 | 0 | Zone Substation | None | Minimum
Yorke Peninsula | Wallaroo 11kV | Reverse Firm Rating | MVA | 2029 | -9.375 | Zone Substation | None | Minimum
Yorke Peninsula | Warooka 11kV | Reverse Firm Rating | MVA | 2029 | -3.75 | Zone Substation | None | Minimum
Mid North | Wasleys 11kV | Reverse Firm Rating | MVA | 2029 | 0 | Zone Substation | None | Minimum
Mid North | Waterloo 33kV | Reverse Firm Rating | MVA | 2029 | -25 | Connection Point | None | Minimum
Mid North | Waterloo Town 11kV | Reverse Firm Rating | MVA | 2029 | 0 | Zone Substation | None | Minimum
Murraylands | White Sands 11kV | Reverse Firm Rating | MVA | 2029 | 0 | Zone Substation | None | Minimum
Adelaide Central | Whitmore Square 11kV | Reverse Firm Rating | MVA | 2029 | -53.7749 | Zone Substation | None | Minimum
Eyre Peninsula | Whyalla Central 33kV | Reverse Firm Rating | MVA | 2029 | -120 | Connection Point | None | Minimum
Eyre Peninsula | Whyalla City 11kV | Reverse Firm Rating | MVA | 2029 | -13.5 | Zone Substation | None | Minimum
Eyre Peninsula | Whyalla North 11kV | Reverse Firm Rating | MVA | 2029 | -1.5 | Zone Substation | None | Minimum
Eyre Peninsula | Whyalla Stuart 11kV | Reverse Firm Rating | MVA | 2029 | -15.8 | Zone Substation | None | Minimum
Mid North | Williamstown 11kV | Reverse Firm Rating | MVA | 2029 | 0 | Zone Substation | None | Minimum
Mid North | Williamstown South 11kV | Reverse Firm Rating | MVA | 2029 | 0 | Zone Substation | None | Minimum
Metro South | Willunga 11kV | Reverse Firm Rating | MVA | 2029 | 0 | Zone Substation | None | Minimum
Metro South | Willunga 33kV | Reverse Firm Rating | MVA | 2029 | 0 | Zone Substation | None | Minimum
Upper North | Wilmington 11kV | Reverse Firm Rating | MVA | 2029 | 0 | Zone Substation | None | Minimum
Upper North | Wirrabara Forest 11kV | Reverse Firm Rating | MVA | 2029 | 0 | Zone Substation | None | Minimum
Upper North | Wirrabara South 11kV | Reverse Firm Rating | MVA | 2029 | 0 | Zone Substation | None | Minimum
Metro South | Wirrina Cove 11kV | Reverse Firm Rating | MVA | 2029 | 0 | Zone Substation | None | Minimum
Upper North | Wongyarra 11kV | Reverse Firm Rating | MVA | 2029 | 0 | Zone Substation | None | Minimum
Metro East | Woodforde 11kV | Reverse Firm Rating | MVA | 2029 | -25.2 | Zone Substation | None | Minimum
Murraylands | Woods Point 11kV | Reverse Firm Rating | MVA | 2029 | 0 | Zone Substation | None | Minimum
Eastern Hills | Woodside 11kV | Reverse Firm Rating | MVA | 2029 | -7.2 | Zone Substation | Reverse N-1 | Minimum
Metro West | Woodville 11kV | Reverse Firm Rating | MVA | 2029 | 0 | Zone Substation | None | Minimum
Metro West | Woodville 33kV | Reverse Firm Rating | MVA | 2029 | 0 | Zone Substation | None | Minimum
Riverland | Woolpunda 11kV | Reverse Firm Rating | MVA | 2029 | -11.25 | Zone Substation | None | Minimum
Eyre Peninsula | Wudinna 11kV | Reverse Firm Rating | MVA | 2029 | -4.2456 | Zone Substation | None | Minimum
Eyre Peninsula | Wudinna 66kV | Reverse Firm Rating | MVA | 2029 | -25 | Connection Point | None | Minimum
Eyre Peninsula | Yadnarie 66kV | Reverse Firm Rating | MVA | 2029 | -20 | Connection Point | None | Minimum
Metro South | Yankalilla 11kV | Reverse Firm Rating | MVA | 2029 | 0 | Zone Substation | None | Minimum
Metro South | Yankalilla 33kV | Reverse Firm Rating | MVA | 2029 | 0 | Zone Substation | None | Minimum
Metro South | Yankalilla Hill 11kV | Reverse Firm Rating | MVA | 2029 | 0 | Zone Substation | None | Minimum
Upper North | Yongala 11kV | Reverse Firm Rating | MVA | 2029 | 0 | Zone Substation | None | Minimum
Yorke Peninsula | Yorketown 11kV | Reverse Firm Rating | MVA | 2029 | -1.5 | Zone Substation | None | Minimum
Adelaide Central | ACR 66kV | PV | MVA | 2025 | 17.0257 | Connection Point | None
Eastern Hills | Aldgate 11kV | PV | MVA | 2025 | 8.5198 | Zone Substation | None
Metro South | Aldinga 11kV | PV | MVA | 2025 | 22.8517 | Zone Substation | None
South East | Allendale East 11kV | PV | MVA | 2025 | 2.3852 | Zone Substation | None
Mid North | Alma 11kV | PV | MVA | 2025 | 0.013 | Zone Substation | None
Metro South | American River 11kV | PV | MVA | 2025 | 0.68993 | Zone Substation | None
Eastern Hills | Angas Creek 33kV | PV | MVA | 2025 | 24.3583 | Connection Point | None
Mid North | Angaston 11kV | PV | MVA | 2025 | 11.5232 | Zone Substation | None
Metro North | Angle Vale 11kV | PV | MVA | 2025 | 26.7158 | Zone Substation | None
Yorke Peninsula | Ardrossan 11kV | PV | MVA | 2025 | 2.5671 | Zone Substation | None
Yorke Peninsula | Ardrossan West 33kV | PV | MVA | 2025 | 13.0648 | Connection Point | None
Eyre Peninsula | Arno Bay 11kV | PV | MVA | 2025 | 0.71493 | Zone Substation | None
Metro South | Ascot Park 11kV | PV | MVA | 2025 | 19.1173 | Zone Substation | N
Metro West | Athol Park 11kV | PV | MVA | 2025 | 18.0319 | Zone Substation | None
Mid North | Auburn 11kV | PV | MVA | 2025 | 3.1043 | Zone Substation | None
Yorke Peninsula | Balaklava 7.6kV | PV | MVA | 2025 | 3.0262 | Zone Substation | None
Eastern Hills | Balhannah 33kV | PV | MVA | 2025 | 30.569 | Zone Substation | None
Upper North | Baroota 33kV | PV | MVA | 2025 | 14.6408 | Connection Point | None
Upper North | Baroota Town 11kV | PV | MVA | 2025 | 0.12891 | Zone Substation | None
Mid North | Barossa South TF1 11kV | PV | MVA | 2025 | 1.2611 | Zone Substation | None
Mid North | Barossa South TF2 11kV | PV | MVA | 2025 | 2.1772 | Zone Substation | None
South East | Beachport 11kV | PV | MVA | 2025 | 1.4926 | Zone Substation | None
Murraylands | Belvedere Road 7.6kV | PV | MVA | 2025 | 0.028495 | Zone Substation | None
Riverland | Berri 11kV | PV | MVA | 2025 | 15.7436 | Zone Substation | None
Riverland | Berri 66kV | PV | MVA | 2025 | 81.6909 | Connection Point | None
Murraylands | Binnies 11kV | PV | MVA | 2025 | 0.031584 | Zone Substation | None
Eastern Hills | Birdwood 11kV | PV | MVA | 2025 | 3.9522 | Zone Substation | None
Yorke Peninsula | Black Point 11kV | PV | MVA | 2025 | 0.34994 | Zone Substation | None
Metro West | Blackpool 11kV | PV | MVA | 2025 | 14.2428 | Zone Substation | None
Metro South | Blackwood 11kV | PV | MVA | 2025 | 30.8704 | Zone Substation | None
South East | Blanche 33kV | PV | MVA | 2025 | 25.5756 | Connection Point | None
Upper North | Booleroo Centre 11kV | PV | MVA | 2025 | 0.57319 | Zone Substation | None
Eyre Peninsula | Boothby 33kV | PV | MVA | 2025 | 0.9892 | Zone Substation | N-1
Upper North | Booyoolie 11kV | PV | MVA | 2025 | 0.0083823 | Zone Substation | None
South East | Bordertown 11kV | PV | MVA | 2025 | 6.8877 | Zone Substation | N-1
Mid North | Brinkworth 33kV | PV | MVA | 2025 | 5.3346 | Connection Point | None
Mid North | Brinkworth Town 11kV | PV | MVA | 2025 | 0.97722 | Zone Substation | None
Eastern Hills | Brukunga 11kV | PV | MVA | 2025 | 0.56358 | Zone Substation | None
Upper North | Bungama Napperby 11kV | PV | MVA | 2025 | 1.2956 | Zone Substation | None
Metro East | Burnside 11kV | PV | MVA | 2025 | 11.7787 | Zone Substation | None
Mid North | Burra TF2 11kV | PV | MVA | 2025 | 2.09 | Zone Substation | None
Riverland | Cadell 11kV | PV | MVA | 2025 | 1.9994 | Zone Substation | None
Murraylands | Caloote 11kV | PV | MVA | 2025 | 1.7526 | Zone Substation | None
Upper North | Caltowie 11kV | PV | MVA | 2025 | 0.16152 | Zone Substation | None
Murraylands | Cambrai 11kV | PV | MVA | 2025 | 0.89499 | Zone Substation | None
Murraylands | Campbell Park 11kV | PV | MVA | 2025 | 0.25019 | Zone Substation | None
Metro East | Campbelltown 11kV | PV | MVA | 2025 | 44.9686 | Zone Substation | None
Metro South | Cape Jervis 11kV | PV | MVA | 2025 | 1.0991 | Zone Substation | None
Metro South | Cape Jervis 33kV | PV | MVA | 2025 | 6.6865 | Zone Substation | N-1
Eyre Peninsula | Caralue 11kV | PV | MVA | 2025 | 2.2587 | Zone Substation | None
Metro West | Cavan 11kV | PV | MVA | 2025 | 20.5644 | Zone Substation | None
Adelaide Central | CBD 33kV | PV | MVA | 2025 | 0.52563 | Zone Substation | None
Eyre Peninsula | Ceduna 11kV | PV | MVA | 2025 | 4.9827 | Zone Substation | None
Eastern Hills | Chain of Ponds 11kV | PV | MVA | 2025 | 0.50973 | Zone Substation | None
Metro West | Cheltenham 11kV | PV | MVA | 2025 | 9.0395 | Zone Substation | None
Metro West | Cheltenham 33kV | PV | MVA | 2025 | 0 | Zone Substation | None
Mid North | Clare 11kV | PV | MVA | 2025 | 9.451 | Zone Substation | None
Mid North | Clare North 33kV | PV | MVA | 2025 | 11.6626 | Connection Point | None
Metro South | Clarence Gardens 11kV | PV | MVA | 2025 | 15.8149 | Zone Substation | None
Metro South | Clarendon 11kV | PV | MVA | 2025 | 4.2117 | Zone Substation | None
Metro East | Clearview 11kV | PV | MVA | 2025 | 24.8517 | Zone Substation | N
Eyre Peninsula | Cleve 11kV | PV | MVA | 2025 | 2.6569 | Zone Substation | None
Eyre Peninsula | Cleve 33kV | PV | MVA | 2025 | 2.4263 | Zone Substation | N-1
Eyre Peninsula | Coffin Bay 11kV | PV | MVA | 2025 | 1.6674 | Zone Substation | None
Mid North | Collinsfield 11kV | PV | MVA | 2025 | 0.52543 | Zone Substation | None
Murraylands | Coomandook 11kV | PV | MVA | 2025 | 0.20954 | Zone Substation | None
Murraylands | Coonalpyn 11kV | PV | MVA | 2025 | 0.49294 | Zone Substation | None
South East | Coonawarra 11kV | PV | MVA | 2025 | 1.1885 | Zone Substation | None
Upper North | Copley Nepabunna 33kV | PV | MVA | 2025 | 0.30985 | Zone Substation | N-1
Riverland | Cordola 11kV | PV | MVA | 2025 | 0.82925 | Zone Substation | None
Adelaide Central | Coromandel Place 11kV | PV | MVA | 2025 | 1.9427 | Zone Substation | None
Eyre Peninsula | Cowell 11kV | PV | MVA | 2025 | 2.1087 | Zone Substation | None
Metro West | Croydon 11kV | PV | MVA | 2025 | 16.7309 | Zone Substation | None
Metro West | Croydon Park 11kV | PV | MVA | 2025 | 14.5575 | Zone Substation | None
Upper North | Crystal Brook 11kV | PV | MVA | 2025 | 2.1022 | Zone Substation | None
Metro South | Cudmore Park 11kV | PV | MVA | 2025 | 10.3354 | Zone Substation | None
Eyre Peninsula | Cummins 11kV | PV | MVA | 2025 | 2.9386 | Zone Substation | None
Yorke Peninsula | Curramulka 7.6kV | PV | MVA | 2025 | 0.26794 | Zone Substation | None
Yorke Peninsula | Curramulka South 11kV | PV | MVA | 2025 | 0.017945 | Zone Substation | None
Yorke Peninsula | Dalrymple 33kV | PV | MVA | 2025 | 9.6546 | Connection Point | None
Eyre Peninsula | Darke Peak 11kV | PV | MVA | 2025 | 0.23406 | Zone Substation | None
Upper North | Davenport West 33kV | PV | MVA | 2025 | 33.434 | Connection Point | None
Eastern Hills | Deloraine 11kV | PV | MVA | 2025 | 0.44784 | Zone Substation | None
Metro North | Direk 11kV | PV | MVA | 2025 | 19.6358 | Zone Substation | None
Mid North | Dorrien 33kV | PV | MVA | 2025 | 54.3876 | Connection Point | None
Mid North | Dorrien TF4 11kV | PV | MVA | 2025 | 8.1387 | Zone Substation | None
Mid North | Dorrien TF5 11kV | PV | MVA | 2025 | 4.8297 | Zone Substation | None
Yorke Peninsula | Dowlingville 11kV | PV | MVA | 2025 | 0.040037 | Zone Substation | None
Adelaide Central | East Terrace 11kV | PV | MVA | 2025 | 5.5152 | Zone Substation | None
Metro North | Edinburgh 11kV | PV | MVA | 2025 | 6.4212 | Zone Substation | None
Yorke Peninsula | Edithburgh 11kV | PV | MVA | 2025 | 2.2257 | Zone Substation | None
Metro North | Elizabeth Downs 11kV | PV | MVA | 2025 | 36.842 | Zone Substation | None
Metro North | Elizabeth Heights 11kV | PV | MVA | 2025 | 18.1996 | Zone Substation | None
Metro North | Elizabeth South 11kV | PV | MVA | 2025 | 6.7165 | Zone Substation | None
Mid North | Eudunda 11kV | PV | MVA | 2025 | 1.7176 | Zone Substation | None
Metro North | Evanston 11kV | PV | MVA | 2025 | 42.5369 | Zone Substation | N-1
Metro North | Evanston 33kV | PV | MVA | 2025 | 0.12107 | Zone Substation | None
Metro West | Findon 11kV | PV | MVA | 2025 | 12.6064 | Zone Substation | None
Metro West | Flinders Park 11kV | PV | MVA | 2025 | 14.6778 | Zone Substation | None
Mid North | Florieton SWER 19kV | PV | MVA | 2025 | 0.028343 | Connection Point | None
Eastern Hills | Forreston 11kV | PV | MVA | 2025 | 1.114 | Zone Substation | None
Mid North | Freeling 11kV | PV | MVA | 2025 | 0.55233 | Zone Substation | None
Mid North | Freeling North 11kV | PV | MVA | 2025 | 4.4124 | Zone Substation | None
Metro West | Fulham Gardens 11kV | PV | MVA | 2025 | 28.4918 | Zone Substation | None
Upper North | Fullerville 11kV | PV | MVA | 2025 | 0 | Zone Substation | None
Mid North | Gawler Belt TF1 11kV | PV | MVA | 2025 | 5.9484 | Zone Substation | None
Mid North | Gawler Belt TF2 11kV | PV | MVA | 2025 | 5.4127 | Zone Substation | None
Mid North | Georgetown 11kV | PV | MVA | 2025 | 0.25495 | Zone Substation | None
Murraylands | Geranium 11kV | PV | MVA | 2025 | 0.096827 | Zone Substation | None
Upper North | Gladstone 11kV | PV | MVA | 2025 | 2.5415 | Zone Substation | None
Metro West | Glanville 11kV | PV | MVA | 2025 | 14.2652 | Zone Substation | None
South East | Glencoe 11kV | PV | MVA | 2025 | 0.9033 | Zone Substation | None
Metro South | Glenelg North 11kV | PV | MVA | 2025 | 12.1094 | Zone Substation | None
Riverland | Glossop 11kV | PV | MVA | 2025 | 5.4182 | Zone Substation | None
Metro East | Golden Grove 11kV | PV | MVA | 2025 | 46.8068 | Zone Substation | None
Mid North | Gomersal North 11kV | PV | MVA | 2025 | 0.020536 | Zone Substation | None
Metro South | Goolwa 11kV | PV | MVA | 2025 | 21.3963 | Zone Substation | None
Mid North | Gulnare 11kV | PV | MVA | 2025 | 0.091093 | Zone Substation | None
Eastern Hills | Gumeracha 11kV | PV | MVA | 2025 | 0 | Zone Substation | None
Eastern Hills | Gumeracha Weir 11kV | PV | MVA | 2025 | 0.18294 | Zone Substation | None
Eastern Hills | Gumhaven 11kV | PV | MVA | 2025 | 0.048221 | Zone Substation | None
Metro South | Hackham 11kV | PV | MVA | 2025 | 18.0599 | Zone Substation | N-1
Eastern Hills | Hahndorf 11kV | PV | MVA | 2025 | 7.0899 | Zone Substation | None
Mid North | Halbury 11kV | PV | MVA | 2025 | 0.083276 | Zone Substation | None
Mid North | Hamley Bridge 11kV | PV | MVA | 2025 | 1.7959 | Zone Substation | None
Metro South | Happy Valley 11kV | PV | MVA | 2025 | 35.2842 | Zone Substation | None
Metro East | Harrow 11kV | PV | MVA | 2025 | 17.8961 | Zone Substation | None
South East | Hatherleigh 11kV | PV | MVA | 2025 | 0.085417 | Zone Substation | None
Upper North | Hawker 11kV | PV | MVA | 2025 | 0.55034 | Zone Substation | None
Metro South | Hay Flat 11kV | PV | MVA | 2025 | 0.031851 | Zone Substation | None
Metro West | Henley South 11kV | PV | MVA | 2025 | 27.3801 | Zone Substation | None
Eastern Hills | Hermitage 11kV | PV | MVA | 2025 | 0.18255 | Zone Substation | None
Metro East | Hillcrest 11kV | PV | MVA | 2025 | 29.7498 | Zone Substation | None
Adelaide Central | Hindley Street 11kV | PV | MVA | 2025 | 3.0398 | Zone Substation | None
Metro East | Holden Hill 11kV | PV | MVA | 2025 | 30.7767 | Zone Substation | None
Metro East | Hope Valley 11kV | PV | MVA | 2025 | 19.2112 | Zone Substation | None
Eastern Hills | Houghton 7.6kV | PV | MVA | 2025 | 3.2482 | Zone Substation | None
Mid North | Hoyleton 11kV | PV | MVA | 2025 | 0.14554 | Zone Substation | None
Yorke Peninsula | Hummocks 33kV | PV | MVA | 2025 | 28.023 | Connection Point | None
Metro East | Ingle Farm 11kV | PV | MVA | 2025 | 35.5071 | Zone Substation | None
South East | Inverness 11kV | PV | MVA | 2025 | 0.0016831 | Zone Substation | None
Murraylands | Jabuk 11kV | PV | MVA | 2025 | 0.03233 | Zone Substation | None
Yorke Peninsula | James Well 11kV | PV | MVA | 2025 | 0.34934 | Zone Substation | None
Upper North | Jamestown 11kV | PV | MVA | 2025 | 3.3395 | Zone Substation | Reverse N-1
Murraylands | Jervois 11kV | PV | MVA | 2025 | 1.1651 | Zone Substation | None
Yorke Peninsula | Kadina 11kV | PV | MVA | 2025 | 9.0237 | Zone Substation | None
Yorke Peninsula | Kadina East 33kV | PV | MVA | 2025 | 57.8048 | Connection Point | None
South East | Kalangadoo 11kV | PV | MVA | 2025 | 0 | Zone Substation | None
South East | Kalangadoo West 11kV | PV | MVA | 2025 | 0.63985 | Zone Substation | None
Eastern Hills | Kanmantoo Copper Mine 11kV | PV | MVA | 2025 | 2.2298 | Connection Point | None
Mid North | Kapunda TF1 11kV | PV | MVA | 2025 | 2.4671 | Zone Substation | None
Mid North | Kapunda TF2 11kV | PV | MVA | 2025 | 3.2451 | Zone Substation | None
Murraylands | Karoonda 11kV | PV | MVA | 2025 | 1.0508 | Zone Substation | Reverse N
South East | Keith 11kV | PV | MVA | 2025 | 2.9156 | Zone Substation | None
South East | Keith 33kV | PV | MVA | 2025 | 16.2025 | Connection Point | None
Metro East | Kent Town 11kV | PV | MVA | 2025 | 13.7144 | Zone Substation | None
Eastern Hills | Kersbrook 11kV | PV | MVA | 2025 | 0.69313 | Zone Substation | None
Metro South | Keswick 11kV | PV | MVA | 2025 | 13.1918 | Zone Substation | None
Murraylands | Ki Ki 11kV | PV | MVA | 2025 | 0.0346 | Zone Substation | None
Metro West | Kilburn 11kV | PV | MVA | 2025 | 16.8258 | Zone Substation | None
Metro East | Kilburn South 11kV | PV | MVA | 2025 | 11.982 | Zone Substation | None
Metro West | Kilkenny 11kV | PV | MVA | 2025 | 9.6175 | Zone Substation | None
South East | Kincraig 33kV | PV | MVA | 2025 | 24.4689 | Connection Point | None
Metro South | Kingscote 11kV | PV | MVA | 2025 | 3.1616 | Zone Substation | None
South East | Kingston SE 11kV | PV | MVA | 2025 | 3.5966 | Zone Substation | None
Metro South | Kingswood 11kV | PV | MVA | 2025 | 34.9371 | Zone Substation | None
South East | Kongorong 11kV | PV | MVA | 2025 | 0.54332 | Zone Substation | None
South East | Kumorna 11kV | PV | MVA | 2025 | 0.12315 | Zone Substation | None
Mid North | Kybunga 11kV | PV | MVA | 2025 | 0.042434 | Zone Substation | None
Murraylands | Lameroo 11kV | PV | MVA | 2025 | 0.98791 | Zone Substation | None
Eastern Hills | Langhorne Creek 11kV | PV | MVA | 2025 | 3.1369 | Zone Substation | None
Metro West | Largs North 11kV | PV | MVA | 2025 | 13.6172 | Zone Substation | None
Metro West | Lefevre 11kV | PV | MVA | 2025 | 0.32827 | Zone Substation | None
Upper North | Leigh Creek South 33kV | PV | MVA | 2025 | 0.88141 | Connection Point | None
Metro East | Linden Park 11kV | PV | MVA | 2025 | 32.2252 | Zone Substation | None
Eyre Peninsula | Little Swamp 11kV | PV | MVA | 2025 | 0.29962 | Zone Substation | None
Eastern Hills | Lobethal 11kV | PV | MVA | 2025 | 9.2837 | Zone Substation | None
Eyre Peninsula | Lock 11kV | PV | MVA | 2025 | 0.61638 | Zone Substation | None
Riverland | Loveday 11kV | PV | MVA | 2025 | 14.1549 | Zone Substation | None
Metro South | Lower Mitcham 11kV | PV | MVA | 2025 | 17.0844 | Zone Substation | None
Riverland | Loxton 11kV | PV | MVA | 2025 | 8.1504 | Zone Substation | None
South East | Lucindale 11kV | PV | MVA | 2025 | 0.98371 | Zone Substation | None
Mid North | Lyndoch 11kV | PV | MVA | 2025 | 3.5474 | Zone Substation | None
Mid North | Lyndoch South 7.6kV | PV | MVA | 2025 | 0.26326 | Zone Substation | None
Riverland | Lyrup 11kV | PV | MVA | 2025 | 2.3199 | Zone Substation | None
Metro South | MacGillivray 11kV | PV | MVA | 2025 | 1.4941 | Zone Substation | None
Yorke Peninsula | Maitland 11kV | PV | MVA | 2025 | 4.3417 | Zone Substation | None
Mid North | Mallala 11kV | PV | MVA | 2025 | 4.3807 | Zone Substation | None
Murraylands | Mannum 33kV | PV | MVA | 2025 | 51.9218 | Connection Point | None
Murraylands | Mannum Town 7.6kV | PV | MVA | 2025 | 4.8632 | Zone Substation | None
Yorke Peninsula | Marion Bay 11kV | PV | MVA | 2025 | 0.61557 | Zone Substation | None
Mid North | Marrabel 11kV | PV | MVA | 2025 | 1.2127 | Zone Substation | None
Metro South | McLaren Flat TF1 11kV | PV | MVA | 2025 | 7.016 | Zone Substation | None
Metro South | McLaren Flat TF2 11kV | PV | MVA | 2025 | 2.092 | Zone Substation | None
Metro South | McLaren Vale 11kV | PV | MVA | 2025 | 2.5723 | Zone Substation | None
Metro South | McLaren Vale Vineyard 11kV | PV | MVA | 2025 | 0 | Zone Substation | None
Eastern Hills | Meadows 11kV | PV | MVA | 2025 | 10.1351 | Zone Substation | Reverse N-1
Upper North | Melrose 11kV | PV | MVA | 2025 | 0.31924 | Zone Substation | None
Murraylands | Meningie 11kV | PV | MVA | 2025 | 2.0346 | Zone Substation | None
Metro East | Metro East 66kV | PV | MVA | 2025 | 493.1552 | Connection Point | None
Metro North | Metro North 66kV | PV | MVA | 2025 | 324.0247 | Connection Point | None
Metro South | Metro South 66kV | PV | MVA | 2025 | 663.2078 | Connection Point | None
Metro West | Metro West 66kV | PV | MVA | 2025 | 302.9053 | Connection Point | None
Eastern Hills | Milang 11kV | PV | MVA | 2025 | 3.7642 | Zone Substation | None
South East | Millicent 11kV | PV | MVA | 2025 | 6.8421 | Zone Substation | None
Yorke Peninsula | Minlaton 11kV | PV | MVA | 2025 | 2.2192 | Zone Substation | None
Murraylands | Mobilong 33kV | PV | MVA | 2025 | 50.4082 | Connection Point | None
Murraylands | Monarto Central 11kV | PV | MVA | 2025 | 0.57536 | Zone Substation | None
Murraylands | Monarto South 11kV | PV | MVA | 2025 | 3.3766 | Zone Substation | None
Yorke Peninsula | Moonta 11kV | PV | MVA | 2025 | 11.1065 | Zone Substation | N-1
Eyre Peninsula | Moorkitabie 11kV | PV | MVA | 2025 | 0.52065 | Zone Substation | None
Riverland | Morgan 11kV | PV | MVA | 2025 | 0.98615 | Zone Substation | N
Metro South | Morphett Vale East 11kV | PV | MVA | 2025 | 38.5304 | Zone Substation | None
Metro South | Morphettville 11kV | PV | MVA | 2025 | 17.6399 | Zone Substation | None
Eastern Hills | Mount Barker 11kV | PV | MVA | 2025 | 39.8093 | Zone Substation | None
Eastern Hills | Mount Barker 66kV | PV | MVA | 2025 | 136.161 | Connection Point | None
South East | Mount Burr 11kV | PV | MVA | 2025 | 0.35598 | Zone Substation | None
South East | Mount Gambier 11kV | PV | MVA | 2025 | 14.5123 | Zone Substation | None
South East | Mount Gambier 33kV | PV | MVA | 2025 | 14.9635 | Connection Point | None
South East | Mount Gambier North 11kV | PV | MVA | 2025 | 7.3416 | Zone Substation | N-1
South East | Mount Gambier West 11kV | PV | MVA | 2025 | 12.466 | Zone Substation | None
Upper North | Mount Gunson 33kV | PV | MVA | 2025 | 0 | Connection Point | None
Eastern Hills | Mount Pleasant 11kV | PV | MVA | 2025 | 2.7456 | Zone Substation | None
South East | Mount Schank 11kV | PV | MVA | 2025 | 0.99716 | Zone Substation | None
Murraylands | Murray Bridge North 11kV | PV | MVA | 2025 | 12.8126 | Zone Substation | None
Murraylands | Murray Bridge South 11kV | PV | MVA | 2025 | 15.9989 | Zone Substation | None
Eastern Hills | Mylor 11kV | PV | MVA | 2025 | 5.1952 | Zone Substation | None
Murraylands | Mypolonga 11kV | PV | MVA | 2025 | 3.5147 | Zone Substation | None
Metro South | Myponga 11kV | PV | MVA | 2025 | 6.6057 | Zone Substation | None
Eastern Hills | Nairne 11kV | PV | MVA | 2025 | 10.5454 | Zone Substation | Reverse N-1
South East | Nangwarry 11kV | PV | MVA | 2025 | 0.62258 | Zone Substation | None
South East | Naracoorte 11kV | PV | MVA | 2025 | 9.3109 | Zone Substation | None
South East | Naracoorte East 11kV | PV | MVA | 2025 | 1.2029 | Zone Substation | None
Murraylands | Narrung 11kV | PV | MVA | 2025 | 0.35513 | Zone Substation | None
Upper North | Neuroodla 33kV | PV | MVA | 2025 | 0.55858 | Connection Point | None
Metro West | New Osborne 11kV | PV | MVA | 2025 | 0 | Zone Substation | None
Metro West | New Richmond 11kV | PV | MVA | 2025 | 19.2298 | Zone Substation | None
Murraylands | Nildottie 11kV | PV | MVA | 2025 | 0.63253 | Zone Substation | None
Yorke Peninsula | Ninnes 11kV | PV | MVA | 2025 | 0.97705 | Zone Substation | None
Metro South | Noarlunga Centre 11kV | PV | MVA | 2025 | 10.648 | Zone Substation | None
Metro East | North Adelaide 11kV | PV | MVA | 2025 | 8.2638 | Zone Substation | None
Metro South | North Unley 11kV | PV | MVA | 2025 | 10.2022 | Zone Substation | None
Riverland | North West Bend 66kV | PV | MVA | 2025 | 27.4162 | Connection Point | None
Metro East | Northfield 11kV | PV | MVA | 2025 | 18.216 | Zone Substation | N
Metro East | Norwood 11kV | PV | MVA | 2025 | 44.4467 | Zone Substation | None
Mid North | Nuriootpa 11kV | PV | MVA | 2025 | 9.5874 | Zone Substation | None
Metro South | Oaklands 11kV | PV | MVA | 2025 | 31.1052 | Zone Substation | None
Upper North | Orroroo 11kV | PV | MVA | 2025 | 1.6812 | Zone Substation | None
South East | Padthaway 11kV | PV | MVA | 2025 | 1.527 | Zone Substation | None
Murraylands | Palmer 11kV | PV | MVA | 2025 | 0.13182 | Zone Substation | None
Metro South | Panorama 11kV | PV | MVA | 2025 | 21.461 | Zone Substation | None
Metro North | Parafield Gardens 11kV | PV | MVA | 2025 | 31.1926 | Zone Substation | None
Metro North | Paralowie 11kV | PV | MVA | 2025 | 14.9212 | Zone Substation | None
Murraylands | Parilla 11kV | PV | MVA | 2025 | 1.0231 | Zone Substation | None
Riverland | Paringa 11kV | PV | MVA | 2025 | 2.2089 | Zone Substation | None
Riverland | Paringa 33kV | PV | MVA | 2025 | 4.0094 | Zone Substation | None
Yorke Peninsula | Paskeville 11kV | PV | MVA | 2025 | 0.3157 | Zone Substation | None
Murraylands | Peake 11kV | PV | MVA | 2025 | 0.16696 | Zone Substation | None
Murraylands | Pellaring Flat 11kV | PV | MVA | 2025 | 0.052443 | Zone Substation | None
Metro North | Penfield 11kV | PV | MVA | 2025 | 17.3615 | Zone Substation | None
Metro South | Penneshaw 11kV | PV | MVA | 2025 | 0.71351 | Zone Substation | None
South East | Penola 11kV | PV | MVA | 2025 | 2.5236 | Zone Substation | None
South East | Penola West 33kV | PV | MVA | 2025 | 4.342 | Connection Point | None
Upper North | Peterborough 11kV | PV | MVA | 2025 | 2.1617 | Zone Substation | None
Eastern Hills | Piccadilly 11kV | PV | MVA | 2025 | 2.325 | Zone Substation | None
Murraylands | Pinnaroo 11kV | PV | MVA | 2025 | 1.0007 | Zone Substation | None
Murraylands | Pinnaroo South 11kV | PV | MVA | 2025 | 0.016144 | Zone Substation | None
Metro South | Plympton 11kV | PV | MVA | 2025 | 16.6219 | Zone Substation | None
Eyre Peninsula | Point Boston 11kV | PV | MVA | 2025 | 0.10719 | Zone Substation | None
Eyre Peninsula | Polda 11kV | PV | MVA | 2025 | 0.93355 | Zone Substation | None
Eyre Peninsula | Poonindie 11kV | PV | MVA | 2025 | 0.62238 | Zone Substation | None
Metro West | Port Adelaide 11kV | PV | MVA | 2025 | 10.2926 | Zone Substation | None
Metro West | Port Adelaide North 11kV | PV | MVA | 2025 | 6.6914 | Zone Substation | None
Upper North | Port Augusta 11kV | PV | MVA | 2025 | 8.1453 | Zone Substation | None
Upper North | Port Augusta West TF1 11kV | PV | MVA | 2025 | 3.9225 | Zone Substation | None
Upper North | Port Augusta West TF2 11kV | PV | MVA | 2025 | 3.4683 | Zone Substation | None
Upper North | Port Broughton 11kV | PV | MVA | 2025 | 3.3396 | Zone Substation | None
Yorke Peninsula | Port Clinton 11kV | PV | MVA | 2025 | 0.78964 | Zone Substation | None
Upper North | Port Germein 11kV | PV | MVA | 2025 | 1.1578 | Zone Substation | None
Yorke Peninsula | Port Giles 11kV | PV | MVA | 2025 | 0.37586 | Zone Substation | None
Yorke Peninsula | Port Julia 11kV | PV | MVA | 2025 | 0.44836 | Zone Substation | None
Eyre Peninsula | Port Lincoln City 11kV | PV | MVA | 2025 | 12.5397 | Zone Substation | None
Eyre Peninsula | Port Lincoln Docks 11kV | PV | MVA | 2025 | 3.1774 | Zone Substation | None
Eyre Peninsula | Port Lincoln Marina 11kV | PV | MVA | 2025 | 5.9549 | Zone Substation | None
Eyre Peninsula | Port Lincoln Terminal 33kV | PV | MVA | 2025 | 32.3172 | Connection Point | None
Metro South | Port Noarlunga 11kV | PV | MVA | 2025 | 33.4862 | Zone Substation | None
Upper North | Port Pirie Bungama 33kV | PV | MVA | 2025 | 65.2474 | Connection Point | None
Upper North | Port Pirie South 11kV | PV | MVA | 2025 | 18.8342 | Zone Substation | None
Metro South | Port Stanvac 11kV | PV | MVA | 2025 | 32.696 | Zone Substation | None
Metro South | Port Stanvac TF2 11kV | PV | MVA | 2025 | 0 | Zone Substation | None
Yorke Peninsula | Port Vincent 11kV | PV | MVA | 2025 | 1.4335 | Zone Substation | None
Riverland | Portee 11kV | PV | MVA | 2025 | 0.24326 | Zone Substation | N
Metro East | Prospect 11kV | PV | MVA | 2025 | 23.3735 | Zone Substation | None
Murraylands | Punyelroo 11kV | PV | MVA | 2025 | 0.27784 | Zone Substation | None
Riverland | Pyap 11kV | PV | MVA | 2025 | 7.0918 | Zone Substation | None
Riverland | Qualco 11kV | PV | MVA | 2025 | 0.58312 | Zone Substation | N
Metro West | Queenstown 11kV | PV | MVA | 2025 | 13.2915 | Zone Substation | None
Upper North | Quorn 11kV | PV | MVA | 2025 | 1.8981 | Zone Substation | None
Riverland | Ramco 11kV | PV | MVA | 2025 | 3.8048 | Zone Substation | None
Metro South | Rapid Bay 11kV | PV | MVA | 2025 | 0.043783 | Zone Substation | None
Riverland | Renmark 11kV | PV | MVA | 2025 | 24.204 | Zone Substation | None
Mid North | Riverton 11kV | PV | MVA | 2025 | 1.9749 | Zone Substation | None
South East | Robe 7.6kV | PV | MVA | 2025 | 2.7306 | Zone Substation | None
Mid North | Robertstown 11kV | PV | MVA | 2025 | 0.85663 | Zone Substation | None
Riverland | Roonka 11kV | PV | MVA | 2025 | 3.5412 | Zone Substation | None
Eyre Peninsula | Rudall 11kV | PV | MVA | 2025 | 0.098099 | Zone Substation | None
Metro North | Salisbury 11kV | PV | MVA | 2025 | 50.0264 | Zone Substation | N
Metro South | Salt Cliffs 11kV | PV | MVA | 2025 | 0.31603 | Zone Substation | None
Mid North | Sandy Creek 11kV | PV | MVA | 2025 | 2.9074 | Zone Substation | None
Metro South | Seacombe 11kV | PV | MVA | 2025 | 37.1852 | Zone Substation | None
Metro South | Seaford 11kV | PV | MVA | 2025 | 13.5156 | Zone Substation | None
Metro South | Second Valley 11kV | PV | MVA | 2025 | 0.6955 | Zone Substation | None
Metro South | Sheidow Park 11kV | PV | MVA | 2025 | 27.2775 | Zone Substation | Reverse N-1
Murraylands | Sherlock 11kV | PV | MVA | 2025 | 0.04805 | Zone Substation | None
Metro North | Smithfield West 11kV | PV | MVA | 2025 | 25.32 | Zone Substation | N-1
South East | Snuggery Rural 33kV | PV | MVA | 2025 | 18.9776 | Connection Point | None
South East | South End 11kV | PV | MVA | 2025 | 0.67746 | Zone Substation | Reverse N-1
Mid North | Spalding 11kV | PV | MVA | 2025 | 1.004 | Zone Substation | None
Metro South | Square Water Hole 11kV | PV | MVA | 2025 | 5.9057 | Zone Substation | None
Yorke Peninsula | Stansbury 11kV | PV | MVA | 2025 | 1.4703 | Zone Substation | None
Eastern Hills | Stirling East 11kV | PV | MVA | 2025 | 9.0719 | Zone Substation | None
Upper North | Stirling North 1 11kV | PV | MVA | 2025 | 1.8349 | Zone Substation | None
Upper North | Stirling North 2 11kV | PV | MVA | 2025 | 1.7799 | Zone Substation | None
Mid North | Stockwell TF1 11kV | PV | MVA | 2025 | 2.7393 | Zone Substation | None
Mid North | Stockwell TF2 11kV | PV | MVA | 2025 | 2.4806 | Zone Substation | None
Eyre Peninsula | Stony Point 11kV | PV | MVA | 2025 | 0.098225 | Connection Point | None
Eastern Hills | Strathalbyn 11kV | PV | MVA | 2025 | 14.0944 | Zone Substation | None
Eyre Peninsula | Streaky Bay 11kV | PV | MVA | 2025 | 6.4435 | Zone Substation | Reverse N-1
Riverland | Swan Reach 11kV | PV | MVA | 2025 | 0.75984 | Zone Substation | None
Riverland | Swan Reach 33kV | PV | MVA | 2025 | 2.0625 | Zone Substation | None
Murraylands | Tailem Bend 33kV | PV | MVA | 2025 | 31.7833 | Connection Point | None
Murraylands | Tailem Bend Town 11kV | PV | MVA | 2025 | 3.2733 | Zone Substation | None
South East | Tantanoola 11kV | PV | MVA | 2025 | 0.39059 | Zone Substation | None
Eyre Peninsula | Tarlton 11kV | PV | MVA | 2025 | 0.36689 | Zone Substation | None
South East | Tarpeena South 11kV | PV | MVA | 2025 | 0.45119 | Zone Substation | N-1
Metro East | Tea Tree Gully 11kV | PV | MVA | 2025 | 30.7486 | Zone Substation | None
Murraylands | Teal Flat 11kV | PV | MVA | 2025 | 1.6417 | Zone Substation | None
Upper North | Telowie 11kV | PV | MVA | 2025 | 0.77188 | Zone Substation | None
Mid North | Templers 33kV | PV | MVA | 2025 | 34.5077 | Connection Point | None
Metro West | Thebarton 11kV | PV | MVA | 2025 | 15.3878 | Zone Substation | None
South East | Tintinara 11kV | PV | MVA | 2025 | 0.82272 | Zone Substation | None
Metro South | Tonsley Park 11kV | PV | MVA | 2025 | 13.3429 | Zone Substation | None
Eyre Peninsula | Tumby Bay 11kV | PV | MVA | 2025 | 3.5951 | Zone Substation | None
Metro North | Two Wells 11kV | PV | MVA | 2025 | 8.3367 | Zone Substation | N-1
Eyre Peninsula | Uley 11kV | PV | MVA | 2025 | 0.31859 | Zone Substation | None
Eyre Peninsula | Uley South 11kV | PV | MVA | 2025 | 0 | Zone Substation | None
Eastern Hills | Uraidla 11kV | PV | MVA | 2025 | 7.6456 | Zone Substation | None
Eastern Hills | Uraidla 33kV | PV | MVA | 2025 | 19.9167 | Zone Substation | None
Eastern Hills | Verdun 11kV | PV | MVA | 2025 | 1.498 | Zone Substation | None
Metro South | Victor Harbor 11kV | PV | MVA | 2025 | 33.0087 | Zone Substation | None
Metro North | Virginia 11kV | PV | MVA | 2025 | 11.0774 | Zone Substation | None
Riverland | Waikerie 11kV | PV | MVA | 2025 | 5.9165 | Zone Substation | None
Murraylands | Walker Flat 11kV | PV | MVA | 2025 | 0.85386 | Zone Substation | None
Yorke Peninsula | Wallaroo 11kV | PV | MVA | 2025 | 8.7748 | Zone Substation | None
Yorke Peninsula | Warooka 11kV | PV | MVA | 2025 | 2.5678 | Zone Substation | None
Mid North | Wasleys 11kV | PV | MVA | 2025 | 2.2691 | Zone Substation | None
Mid North | Waterloo 33kV | PV | MVA | 2025 | 9.4354 | Connection Point | None
Mid North | Waterloo Town 11kV | PV | MVA | 2025 | 0.19894 | Zone Substation | None
Murraylands | White Sands 11kV | PV | MVA | 2025 | 0 | Zone Substation | None
Adelaide Central | Whitmore Square 11kV | PV | MVA | 2025 | 6.3913 | Zone Substation | None
Eyre Peninsula | Whyalla Central 33kV | PV | MVA | 2025 | 37.1523 | Connection Point | None
Eyre Peninsula | Whyalla City 11kV | PV | MVA | 2025 | 14.8275 | Zone Substation | None
Eyre Peninsula | Whyalla North 11kV | PV | MVA | 2025 | 0.19705 | Zone Substation | None
Eyre Peninsula | Whyalla Stuart 11kV | PV | MVA | 2025 | 11.7437 | Zone Substation | None
Mid North | Williamstown 11kV | PV | MVA | 2025 | 0.95552 | Zone Substation | None
Mid North | Williamstown South 11kV | PV | MVA | 2025 | 2.8897 | Zone Substation | None
Metro South | Willunga 11kV | PV | MVA | 2025 | 6.464 | Zone Substation | None
Metro South | Willunga 33kV | PV | MVA | 2025 | 2.7669 | Zone Substation | None
Upper North | Wilmington 11kV | PV | MVA | 2025 | 1.0674 | Zone Substation | None
Upper North | Wirrabara Forest 11kV | PV | MVA | 2025 | 0.18392 | Zone Substation | None
Upper North | Wirrabara South 11kV | PV | MVA | 2025 | 0.019594 | Zone Substation | None
Metro South | Wirrina Cove 11kV | PV | MVA | 2025 | 0.40651 | Zone Substation | None
Upper North | Wongyarra 11kV | PV | MVA | 2025 | 0.054594 | Zone Substation | None
Metro East | Woodforde 11kV | PV | MVA | 2025 | 31.2237 | Zone Substation | None
Murraylands | Woods Point 11kV | PV | MVA | 2025 | 2.0418 | Zone Substation | None
Eastern Hills | Woodside 11kV | PV | MVA | 2025 | 11.7043 | Zone Substation | Reverse N-1
Metro West | Woodville 11kV | PV | MVA | 2025 | 7.0351 | Zone Substation | None
Metro West | Woodville 33kV | PV | MVA | 2025 | 0 | Zone Substation | None
Riverland | Woolpunda 11kV | PV | MVA | 2025 | 0.59872 | Zone Substation | None
Eyre Peninsula | Wudinna 11kV | PV | MVA | 2025 | 2.0881 | Zone Substation | None
Eyre Peninsula | Wudinna 66kV | PV | MVA | 2025 | 15.3354 | Connection Point | None
Eyre Peninsula | Yadnarie 66kV | PV | MVA | 2025 | 8.2904 | Connection Point | None
Metro South | Yankalilla 11kV | PV | MVA | 2025 | 8.859 | Zone Substation | None
Metro South | Yankalilla 33kV | PV | MVA | 2025 | 1.5077 | Zone Substation | None
Metro South | Yankalilla Hill 11kV | PV | MVA | 2025 | 0 | Zone Substation | None
Upper North | Yongala 11kV | PV | MVA | 2025 | 0.10453 | Zone Substation | None
Yorke Peninsula | Yorketown 11kV | PV | MVA | 2025 | 1.9746 | Zone Substation | None
Adelaide Central | ACR 66kV | PV | MVA | 2026 | 19.8645 | Connection Point | None
Eastern Hills | Aldgate 11kV | PV | MVA | 2026 | 9.4389 | Zone Substation | None
Metro South | Aldinga 11kV | PV | MVA | 2026 | 24.6597 | Zone Substation | None
South East | Allendale East 11kV | PV | MVA | 2026 | 2.6382 | Zone Substation | None
Mid North | Alma 11kV | PV | MVA | 2026 | 0.014227 | Zone Substation | None
Metro South | American River 11kV | PV | MVA | 2026 | 0.75622 | Zone Substation | None
Eastern Hills | Angas Creek 33kV | PV | MVA | 2026 | 26.6198 | Connection Point | None
Mid North | Angaston 11kV | PV | MVA | 2026 | 12.4957 | Zone Substation | None
Metro North | Angle Vale 11kV | PV | MVA | 2026 | 28.0349 | Zone Substation | None
Yorke Peninsula | Ardrossan 11kV | PV | MVA | 2026 | 2.7829 | Zone Substation | None
Yorke Peninsula | Ardrossan West 33kV | PV | MVA | 2026 | 14.0285 | Connection Point | None
Eyre Peninsula | Arno Bay 11kV | PV | MVA | 2026 | 0.77607 | Zone Substation | None
Metro South | Ascot Park 11kV | PV | MVA | 2026 | 21.0945 | Zone Substation | N
Metro West | Athol Park 11kV | PV | MVA | 2026 | 19.7072 | Zone Substation | None
Mid North | Auburn 11kV | PV | MVA | 2026 | 3.4208 | Zone Substation | None
Yorke Peninsula | Balaklava 7.6kV | PV | MVA | 2026 | 3.3172 | Zone Substation | None
Eastern Hills | Balhannah 33kV | PV | MVA | 2026 | 33.231 | Zone Substation | None
Upper North | Baroota 33kV | PV | MVA | 2026 | 15.5376 | Connection Point | None
Upper North | Baroota Town 11kV | PV | MVA | 2026 | 0.13867 | Zone Substation | None
Mid North | Barossa South TF1 11kV | PV | MVA | 2026 | 1.368 | Zone Substation | None
Mid North | Barossa South TF2 11kV | PV | MVA | 2026 | 2.1887 | Zone Substation | None
South East | Beachport 11kV | PV | MVA | 2026 | 1.6547 | Zone Substation | None
Murraylands | Belvedere Road 7.6kV | PV | MVA | 2026 | 0.030308 | Zone Substation | None
Riverland | Berri 11kV | PV | MVA | 2026 | 16.5131 | Zone Substation | None
Riverland | Berri 66kV | PV | MVA | 2026 | 86.1422 | Connection Point | None
Murraylands | Binnies 11kV | PV | MVA | 2026 | 0.037166 | Zone Substation | None
Eastern Hills | Birdwood 11kV | PV | MVA | 2026 | 4.2899 | Zone Substation | None
Yorke Peninsula | Black Point 11kV | PV | MVA | 2026 | 0.37441 | Zone Substation | None
Metro West | Blackpool 11kV | PV | MVA | 2026 | 15.6901 | Zone Substation | None
Metro South | Blackwood 11kV | PV | MVA | 2026 | 34.1432 | Zone Substation | None
South East | Blanche 33kV | PV | MVA | 2026 | 28.6756 | Connection Point | None
Upper North | Booleroo Centre 11kV | PV | MVA | 2026 | 0.62316 | Zone Substation | None
Eyre Peninsula | Boothby 33kV | PV | MVA | 2026 | 1.0754 | Zone Substation | N-1
Upper North | Booyoolie 11kV | PV | MVA | 2026 | 0.0090597 | Zone Substation | None
South East | Bordertown 11kV | PV | MVA | 2026 | 7.6086 | Zone Substation | N-1
Mid North | Brinkworth 33kV | PV | MVA | 2026 | 5.927 | Connection Point | None
Mid North | Brinkworth Town 11kV | PV | MVA | 2026 | 1.0904 | Zone Substation | None
Eastern Hills | Brukunga 11kV | PV | MVA | 2026 | 0.6152 | Zone Substation | None
Upper North | Bungama Napperby 11kV | PV | MVA | 2026 | 1.411 | Zone Substation | None
Metro East | Burnside 11kV | PV | MVA | 2026 | 12.9251 | Zone Substation | None
Mid North | Burra TF2 11kV | PV | MVA | 2026 | 2.388 | Zone Substation | None
Riverland | Cadell 11kV | PV | MVA | 2026 | 2.0731 | Zone Substation | None
Murraylands | Caloote 11kV | PV | MVA | 2026 | 1.925 | Zone Substation | None
Upper North | Caltowie 11kV | PV | MVA | 2026 | 0.17542 | Zone Substation | None
Murraylands | Cambrai 11kV | PV | MVA | 2026 | 0.98736 | Zone Substation | None
Murraylands | Campbell Park 11kV | PV | MVA | 2026 | 0.27818 | Zone Substation | None
Metro East | Campbelltown 11kV | PV | MVA | 2026 | 49.9872 | Zone Substation | None
Metro South | Cape Jervis 11kV | PV | MVA | 2026 | 1.1764 | Zone Substation | None
Metro South | Cape Jervis 33kV | PV | MVA | 2026 | 7.4663 | Zone Substation | N-1
Eyre Peninsula | Caralue 11kV | PV | MVA | 2026 | 2.5638 | Zone Substation | None
Metro West | Cavan 11kV | PV | MVA | 2026 | 21.9945 | Zone Substation | None
Adelaide Central | CBD 33kV | PV | MVA | 2026 | 0.56267 | Zone Substation | None
Eyre Peninsula | Ceduna 11kV | PV | MVA | 2026 | 5.4869 | Zone Substation | None
Eastern Hills | Chain of Ponds 11kV | PV | MVA | 2026 | 0.57151 | Zone Substation | None
Metro West | Cheltenham 11kV | PV | MVA | 2026 | 10.0359 | Zone Substation | None
Metro West | Cheltenham 33kV | PV | MVA | 2026 | 0 | Zone Substation | None
Mid North | Clare 11kV | PV | MVA | 2026 | 10.3213 | Zone Substation | None
Mid North | Clare North 33kV | PV | MVA | 2026 | 12.8525 | Connection Point | None
Metro South | Clarence Gardens 11kV | PV | MVA | 2026 | 17.5876 | Zone Substation | None
Metro South | Clarendon 11kV | PV | MVA | 2026 | 4.5546 | Zone Substation | None
Metro East | Clearview 11kV | PV | MVA | 2026 | 27.4139 | Zone Substation | N
Eyre Peninsula | Cleve 11kV | PV | MVA | 2026 | 2.8891 | Zone Substation | None
Eyre Peninsula | Cleve 33kV | PV | MVA | 2026 | 2.6323 | Zone Substation | N-1
Eyre Peninsula | Coffin Bay 11kV | PV | MVA | 2026 | 1.8158 | Zone Substation | None
Mid North | Collinsfield 11kV | PV | MVA | 2026 | 0.58444 | Zone Substation | None
Murraylands | Coomandook 11kV | PV | MVA | 2026 | 0.22924 | Zone Substation | None
Murraylands | Coonalpyn 11kV | PV | MVA | 2026 | 0.55354 | Zone Substation | None
South East | Coonawarra 11kV | PV | MVA | 2026 | 1.3638 | Zone Substation | None
Upper North | Copley Nepabunna 33kV | PV | MVA | 2026 | 0.33737 | Zone Substation | N-1
Riverland | Cordola 11kV | PV | MVA | 2026 | 0.87173 | Zone Substation | None
Adelaide Central | Coromandel Place 11kV | PV | MVA | 2026 | 2.1733 | Zone Substation | None
Eyre Peninsula | Cowell 11kV | PV | MVA | 2026 | 2.2904 | Zone Substation | None
Metro West | Croydon 11kV | PV | MVA | 2026 | 18.7302 | Zone Substation | None
Metro West | Croydon Park 11kV | PV | MVA | 2026 | 15.8223 | Zone Substation | None
Upper North | Crystal Brook 11kV | PV | MVA | 2026 | 2.2913 | Zone Substation | None
Metro South | Cudmore Park 11kV | PV | MVA | 2026 | 11.4808 | Zone Substation | None
Eyre Peninsula | Cummins 11kV | PV | MVA | 2026 | 3.1939 | Zone Substation | None
Yorke Peninsula | Curramulka 7.6kV | PV | MVA | 2026 | 0.29649 | Zone Substation | None
Yorke Peninsula | Curramulka South 11kV | PV | MVA | 2026 | 0.020003 | Zone Substation | None
Yorke Peninsula | Dalrymple 33kV | PV | MVA | 2026 | 10.3835 | Connection Point | None
Eyre Peninsula | Darke Peak 11kV | PV | MVA | 2026 | 0.25895 | Zone Substation | None
Upper North | Davenport West 33kV | PV | MVA | 2026 | 35.2063 | Connection Point | None
Eastern Hills | Deloraine 11kV | PV | MVA | 2026 | 0.48717 | Zone Substation | None
Metro North | Direk 11kV | PV | MVA | 2026 | 21.2048 | Zone Substation | None
Mid North | Dorrien 33kV | PV | MVA | 2026 | 58.5711 | Connection Point | None
Mid North | Dorrien TF4 11kV | PV | MVA | 2026 | 8.7839 | Zone Substation | None
Mid North | Dorrien TF5 11kV | PV | MVA | 2026 | 5.2443 | Zone Substation | None
Yorke Peninsula | Dowlingville 11kV | PV | MVA | 2026 | 0.042913 | Zone Substation | None
Adelaide Central | East Terrace 11kV | PV | MVA | 2026 | 6.4502 | Zone Substation | None
Metro North | Edinburgh 11kV | PV | MVA | 2026 | 7.0153 | Zone Substation | None
Yorke Peninsula | Edithburgh 11kV | PV | MVA | 2026 | 2.3809 | Zone Substation | None
Metro North | Elizabeth Downs 11kV | PV | MVA | 2026 | 40.4858 | Zone Substation | None
Metro North | Elizabeth Heights 11kV | PV | MVA | 2026 | 19.942 | Zone Substation | None
Metro North | Elizabeth South 11kV | PV | MVA | 2026 | 7.3582 | Zone Substation | None
Mid North | Eudunda 11kV | PV | MVA | 2026 | 1.9193 | Zone Substation | None
Metro North | Evanston 11kV | PV | MVA | 2026 | 46.2406 | Zone Substation | N-1
Metro North | Evanston 33kV | PV | MVA | 2026 | 0.13842 | Zone Substation | None
Metro West | Findon 11kV | PV | MVA | 2026 | 14.1153 | Zone Substation | None
Metro West | Flinders Park 11kV | PV | MVA | 2026 | 16.3373 | Zone Substation | None
Mid North | Florieton SWER 19kV | PV | MVA | 2026 | 0.032474 | Connection Point | None
Eastern Hills | Forreston 11kV | PV | MVA | 2026 | 1.2347 | Zone Substation | None
Mid North | Freeling 11kV | PV | MVA | 2026 | 0.59492 | Zone Substation | None
Mid North | Freeling North 11kV | PV | MVA | 2026 | 4.7911 | Zone Substation | None
Metro West | Fulham Gardens 11kV | PV | MVA | 2026 | 31.4749 | Zone Substation | None
Upper North | Fullerville 11kV | PV | MVA | 2026 | 0 | Zone Substation | None
Mid North | Gawler Belt TF1 11kV | PV | MVA | 2026 | 6.2666 | Zone Substation | None
Mid North | Gawler Belt TF2 11kV | PV | MVA | 2026 | 5.8867 | Zone Substation | None
Mid North | Georgetown 11kV | PV | MVA | 2026 | 0.28604 | Zone Substation | None
Murraylands | Geranium 11kV | PV | MVA | 2026 | 0.10767 | Zone Substation | None
Upper North | Gladstone 11kV | PV | MVA | 2026 | 2.7778 | Zone Substation | None
Metro West | Glanville 11kV | PV | MVA | 2026 | 15.771 | Zone Substation | None
South East | Glencoe 11kV | PV | MVA | 2026 | 1.0046 | Zone Substation | None
Metro South | Glenelg North 11kV | PV | MVA | 2026 | 13.5269 | Zone Substation | None
Riverland | Glossop 11kV | PV | MVA | 2026 | 5.7259 | Zone Substation | None
Metro East | Golden Grove 11kV | PV | MVA | 2026 | 51.3567 | Zone Substation | None
Mid North | Gomersal North 11kV | PV | MVA | 2026 | 0.022219 | Zone Substation | None
Metro South | Goolwa 11kV | PV | MVA | 2026 | 22.9629 | Zone Substation | None
Mid North | Gulnare 11kV | PV | MVA | 2026 | 0.11144 | Zone Substation | None
Eastern Hills | Gumeracha 11kV | PV | MVA | 2026 | 0 | Zone Substation | None
Eastern Hills | Gumeracha Weir 11kV | PV | MVA | 2026 | 0.20191 | Zone Substation | None
Eastern Hills | Gumhaven 11kV | PV | MVA | 2026 | 0.054683 | Zone Substation | None
Metro South | Hackham 11kV | PV | MVA | 2026 | 19.8176 | Zone Substation | N-1
Eastern Hills | Hahndorf 11kV | PV | MVA | 2026 | 7.7338 | Zone Substation | None
Mid North | Halbury 11kV | PV | MVA | 2026 | 0.090106 | Zone Substation | None
Mid North | Hamley Bridge 11kV | PV | MVA | 2026 | 1.9806 | Zone Substation | None
Metro South | Happy Valley 11kV | PV | MVA | 2026 | 38.7908 | Zone Substation | None
Metro East | Harrow 11kV | PV | MVA | 2026 | 19.7143 | Zone Substation | None
South East | Hatherleigh 11kV | PV | MVA | 2026 | 0.095403 | Zone Substation | None
Upper North | Hawker 11kV | PV | MVA | 2026 | 0.61437 | Zone Substation | None
Metro South | Hay Flat 11kV | PV | MVA | 2026 | 0.033621 | Zone Substation | None
Metro West | Henley South 11kV | PV | MVA | 2026 | 30.1681 | Zone Substation | None
Eastern Hills | Hermitage 11kV | PV | MVA | 2026 | 0.1951 | Zone Substation | None
Metro East | Hillcrest 11kV | PV | MVA | 2026 | 32.7325 | Zone Substation | None
Adelaide Central | Hindley Street 11kV | PV | MVA | 2026 | 3.5535 | Zone Substation | None
Metro East | Holden Hill 11kV | PV | MVA | 2026 | 33.9148 | Zone Substation | None
Metro East | Hope Valley 11kV | PV | MVA | 2026 | 21.2301 | Zone Substation | None
Eastern Hills | Houghton 7.6kV | PV | MVA | 2026 | 3.476 | Zone Substation | None
Mid North | Hoyleton 11kV | PV | MVA | 2026 | 0.15805 | Zone Substation | None
Yorke Peninsula | Hummocks 33kV | PV | MVA | 2026 | 28.8772 | Connection Point | None
Metro East | Ingle Farm 11kV | PV | MVA | 2026 | 38.9328 | Zone Substation | None
South East | Inverness 11kV | PV | MVA | 2026 | 0.0019729 | Zone Substation | None
Murraylands | Jabuk 11kV | PV | MVA | 2026 | 0.0355 | Zone Substation | None
Yorke Peninsula | James Well 11kV | PV | MVA | 2026 | 0.3741 | Zone Substation | None
Upper North | Jamestown 11kV | PV | MVA | 2026 | 3.6748 | Zone Substation | Reverse N-1
Murraylands | Jervois 11kV | PV | MVA | 2026 | 1.2323 | Zone Substation | None
Yorke Peninsula | Kadina 11kV | PV | MVA | 2026 | 9.8091 | Zone Substation | None
Yorke Peninsula | Kadina East 33kV | PV | MVA | 2026 | 59.8007 | Connection Point | None
South East | Kalangadoo 11kV | PV | MVA | 2026 | 0 | Zone Substation | None
South East | Kalangadoo West 11kV | PV | MVA | 2026 | 0.72103 | Zone Substation | None
Eastern Hills | Kanmantoo Copper Mine 11kV | PV | MVA | 2026 | 2.4289 | Connection Point | None
Mid North | Kapunda TF1 11kV | PV | MVA | 2026 | 2.6573 | Zone Substation | None
Mid North | Kapunda TF2 11kV | PV | MVA | 2026 | 3.5638 | Zone Substation | None
Murraylands | Karoonda 11kV | PV | MVA | 2026 | 1.2313 | Zone Substation | Reverse N
South East | Keith 11kV | PV | MVA | 2026 | 3.2713 | Zone Substation | None
South East | Keith 33kV | PV | MVA | 2026 | 17.6173 | Connection Point | None
Metro East | Kent Town 11kV | PV | MVA | 2026 | 15.449 | Zone Substation | None
Eastern Hills | Kersbrook 11kV | PV | MVA | 2026 | 0.75635 | Zone Substation | None
Metro South | Keswick 11kV | PV | MVA | 2026 | 14.6714 | Zone Substation | None
Murraylands | Ki Ki 11kV | PV | MVA | 2026 | 0.037357 | Zone Substation | None
Metro West | Kilburn 11kV | PV | MVA | 2026 | 17.9222 | Zone Substation | None
Metro East | Kilburn South 11kV | PV | MVA | 2026 | 13.1861 | Zone Substation | None
Metro West | Kilkenny 11kV | PV | MVA | 2026 | 10.7455 | Zone Substation | None
South East | Kincraig 33kV | PV | MVA | 2026 | 26.1194 | Connection Point | None
Metro South | Kingscote 11kV | PV | MVA | 2026 | 3.4857 | Zone Substation | None
South East | Kingston SE 11kV | PV | MVA | 2026 | 3.9447 | Zone Substation | None
Metro South | Kingswood 11kV | PV | MVA | 2026 | 38.5753 | Zone Substation | None
South East | Kongorong 11kV | PV | MVA | 2026 | 0.59956 | Zone Substation | None
South East | Kumorna 11kV | PV | MVA | 2026 | 0.14076 | Zone Substation | None
Mid North | Kybunga 11kV | PV | MVA | 2026 | 0.046943 | Zone Substation | None
Murraylands | Lameroo 11kV | PV | MVA | 2026 | 1.0903 | Zone Substation | None
Eastern Hills | Langhorne Creek 11kV | PV | MVA | 2026 | 3.45 | Zone Substation | None
Metro West | Largs North 11kV | PV | MVA | 2026 | 15.0968 | Zone Substation | None
Metro West | Lefevre 11kV | PV | MVA | 2026 | 0.36888 | Zone Substation | None
Upper North | Leigh Creek South 33kV | PV | MVA | 2026 | 1.0356 | Connection Point | None
Metro East | Linden Park 11kV | PV | MVA | 2026 | 35.5366 | Zone Substation | None
Eyre Peninsula | Little Swamp 11kV | PV | MVA | 2026 | 0.33142 | Zone Substation | None
Eastern Hills | Lobethal 11kV | PV | MVA | 2026 | 10.1818 | Zone Substation | None
Eyre Peninsula | Lock 11kV | PV | MVA | 2026 | 0.71163 | Zone Substation | None
Riverland | Loveday 11kV | PV | MVA | 2026 | 14.7846 | Zone Substation | None
Metro South | Lower Mitcham 11kV | PV | MVA | 2026 | 18.8456 | Zone Substation | None
Riverland | Loxton 11kV | PV | MVA | 2026 | 8.7155 | Zone Substation | None
South East | Lucindale 11kV | PV | MVA | 2026 | 1.1134 | Zone Substation | None
Mid North | Lyndoch 11kV | PV | MVA | 2026 | 3.8709 | Zone Substation | None
Mid North | Lyndoch South 7.6kV | PV | MVA | 2026 | 0.28985 | Zone Substation | None
Riverland | Lyrup 11kV | PV | MVA | 2026 | 2.4166 | Zone Substation | None
Metro South | MacGillivray 11kV | PV | MVA | 2026 | 1.6539 | Zone Substation | None
Yorke Peninsula | Maitland 11kV | PV | MVA | 2026 | 4.6803 | Zone Substation | None
Mid North | Mallala 11kV | PV | MVA | 2026 | 4.7473 | Zone Substation | None
Murraylands | Mannum 33kV | PV | MVA | 2026 | 52.9908 | Connection Point | None
Murraylands | Mannum Town 7.6kV | PV | MVA | 2026 | 5.2216 | Zone Substation | None
Yorke Peninsula | Marion Bay 11kV | PV | MVA | 2026 | 0.64743 | Zone Substation | None
Mid North | Marrabel 11kV | PV | MVA | 2026 | 1.3429 | Zone Substation | None
Metro South | McLaren Flat TF1 11kV | PV | MVA | 2026 | 7.6107 | Zone Substation | None
Metro South | McLaren Flat TF2 11kV | PV | MVA | 2026 | 2.2698 | Zone Substation | None
Metro South | McLaren Vale 11kV | PV | MVA | 2026 | 2.7771 | Zone Substation | None
Metro South | McLaren Vale Vineyard 11kV | PV | MVA | 2026 | 0 | Zone Substation | None
Eastern Hills | Meadows 11kV | PV | MVA | 2026 | 10.9671 | Zone Substation | Reverse N-1
Upper North | Melrose 11kV | PV | MVA | 2026 | 0.34753 | Zone Substation | None
Murraylands | Meningie 11kV | PV | MVA | 2026 | 2.2225 | Zone Substation | None
Metro East | Metro East 66kV | PV | MVA | 2026 | 545.4232 | Connection Point | None
Metro North | Metro North 66kV | PV | MVA | 2026 | 351.0681 | Connection Point | None
Metro South | Metro South 66kV | PV | MVA | 2026 | 725.8255 | Connection Point | None
Metro West | Metro West 66kV | PV | MVA | 2026 | 333.5621 | Connection Point | None
Eastern Hills | Milang 11kV | PV | MVA | 2026 | 4.0814 | Zone Substation | None
South East | Millicent 11kV | PV | MVA | 2026 | 7.5489 | Zone Substation | None
Yorke Peninsula | Minlaton 11kV | PV | MVA | 2026 | 2.359 | Zone Substation | None
Murraylands | Mobilong 33kV | PV | MVA | 2026 | 53.0511 | Connection Point | None
Murraylands | Monarto Central 11kV | PV | MVA | 2026 | 0.61734 | Zone Substation | None
Murraylands | Monarto South 11kV | PV | MVA | 2026 | 3.4985 | Zone Substation | None
Yorke Peninsula | Moonta 11kV | PV | MVA | 2026 | 11.7933 | Zone Substation | N-1
Eyre Peninsula | Moorkitabie 11kV | PV | MVA | 2026 | 0.59535 | Zone Substation | None
Riverland | Morgan 11kV | PV | MVA | 2026 | 1.0561 | Zone Substation | N
Metro South | Morphett Vale East 11kV | PV | MVA | 2026 | 42.3375 | Zone Substation | None
Metro South | Morphettville 11kV | PV | MVA | 2026 | 19.718 | Zone Substation | None
Eastern Hills | Mount Barker 11kV | PV | MVA | 2026 | 43.0903 | Zone Substation | None
Eastern Hills | Mount Barker 66kV | PV | MVA | 2026 | 148.3598 | Connection Point | None
South East | Mount Burr 11kV | PV | MVA | 2026 | 0.40307 | Zone Substation | None
South East | Mount Gambier 11kV | PV | MVA | 2026 | 16.3704 | Zone Substation | None
South East | Mount Gambier 33kV | PV | MVA | 2026 | 16.8711 | Connection Point | None
South East | Mount Gambier North 11kV | PV | MVA | 2026 | 8.1584 | Zone Substation | N-1
South East | Mount Gambier West 11kV | PV | MVA | 2026 | 14.0599 | Zone Substation | None
Upper North | Mount Gunson 33kV | PV | MVA | 2026 | 0 | Connection Point | None
Eastern Hills | Mount Pleasant 11kV | PV | MVA | 2026 | 3.0226 | Zone Substation | None
South East | Mount Schank 11kV | PV | MVA | 2026 | 1.1585 | Zone Substation | None
Murraylands | Murray Bridge North 11kV | PV | MVA | 2026 | 13.905 | Zone Substation | None
Murraylands | Murray Bridge South 11kV | PV | MVA | 2026 | 17.1077 | Zone Substation | None
Eastern Hills | Mylor 11kV | PV | MVA | 2026 | 5.6413 | Zone Substation | None
Murraylands | Mypolonga 11kV | PV | MVA | 2026 | 3.7926 | Zone Substation | None
Metro South | Myponga 11kV | PV | MVA | 2026 | 7.1421 | Zone Substation | None
Eastern Hills | Nairne 11kV | PV | MVA | 2026 | 11.5179 | Zone Substation | Reverse N-1
South East | Nangwarry 11kV | PV | MVA | 2026 | 0.70083 | Zone Substation | None
South East | Naracoorte 11kV | PV | MVA | 2026 | 10.2481 | Zone Substation | None
South East | Naracoorte East 11kV | PV | MVA | 2026 | 1.363 | Zone Substation | None
Murraylands | Narrung 11kV | PV | MVA | 2026 | 0.39062 | Zone Substation | None
Upper North | Neuroodla 33kV | PV | MVA | 2026 | 0.62298 | Connection Point | None
Metro West | New Osborne 11kV | PV | MVA | 2026 | 0 | Zone Substation | None
Metro West | New Richmond 11kV | PV | MVA | 2026 | 21.1292 | Zone Substation | None
Murraylands | Nildottie 11kV | PV | MVA | 2026 | 0.6841 | Zone Substation | None
Yorke Peninsula | Ninnes 11kV | PV | MVA | 2026 | 1.0614 | Zone Substation | None
Metro South | Noarlunga Centre 11kV | PV | MVA | 2026 | 11.5444 | Zone Substation | None
Metro East | North Adelaide 11kV | PV | MVA | 2026 | 9.2852 | Zone Substation | None
Metro South | North Unley 11kV | PV | MVA | 2026 | 11.3799 | Zone Substation | None
Riverland | North West Bend 66kV | PV | MVA | 2026 | 28.6446 | Connection Point | None
Metro East | Northfield 11kV | PV | MVA | 2026 | 19.9563 | Zone Substation | N
Metro East | Norwood 11kV | PV | MVA | 2026 | 49.4911 | Zone Substation | None
Mid North | Nuriootpa 11kV | PV | MVA | 2026 | 10.4293 | Zone Substation | None
Metro South | Oaklands 11kV | PV | MVA | 2026 | 34.6356 | Zone Substation | None
Upper North | Orroroo 11kV | PV | MVA | 2026 | 1.8665 | Zone Substation | None
South East | Padthaway 11kV | PV | MVA | 2026 | 1.7199 | Zone Substation | None
Murraylands | Palmer 11kV | PV | MVA | 2026 | 0.15387 | Zone Substation | None
Metro South | Panorama 11kV | PV | MVA | 2026 | 23.7864 | Zone Substation | None
Metro North | Parafield Gardens 11kV | PV | MVA | 2026 | 34.0937 | Zone Substation | None
Metro North | Paralowie 11kV | PV | MVA | 2026 | 16.4088 | Zone Substation | None
Murraylands | Parilla 11kV | PV | MVA | 2026 | 1.0522 | Zone Substation | None
Riverland | Paringa 11kV | PV | MVA | 2026 | 2.3743 | Zone Substation | None
Riverland | Paringa 33kV | PV | MVA | 2026 | 4.2096 | Zone Substation | None
Yorke Peninsula | Paskeville 11kV | PV | MVA | 2026 | 0.34252 | Zone Substation | None
Murraylands | Peake 11kV | PV | MVA | 2026 | 0.1895 | Zone Substation | None
Murraylands | Pellaring Flat 11kV | PV | MVA | 2026 | 0.058272 | Zone Substation | None
Metro North | Penfield 11kV | PV | MVA | 2026 | 18.4412 | Zone Substation | None
Metro South | Penneshaw 11kV | PV | MVA | 2026 | 0.88916 | Zone Substation | None
South East | Penola 11kV | PV | MVA | 2026 | 2.8525 | Zone Substation | None
South East | Penola West 33kV | PV | MVA | 2026 | 4.9252 | Connection Point | None
Upper North | Peterborough 11kV | PV | MVA | 2026 | 2.4003 | Zone Substation | None
Eastern Hills | Piccadilly 11kV | PV | MVA | 2026 | 2.6025 | Zone Substation | None
Murraylands | Pinnaroo 11kV | PV | MVA | 2026 | 1.111 | Zone Substation | None
Murraylands | Pinnaroo South 11kV | PV | MVA | 2026 | 0.017743 | Zone Substation | None
Metro South | Plympton 11kV | PV | MVA | 2026 | 18.37 | Zone Substation | None
Eyre Peninsula | Point Boston 11kV | PV | MVA | 2026 | 0.11547 | Zone Substation | None
Eyre Peninsula | Polda 11kV | PV | MVA | 2026 | 1.0441 | Zone Substation | None
Eyre Peninsula | Poonindie 11kV | PV | MVA | 2026 | 0.68124 | Zone Substation | None
Metro West | Port Adelaide 11kV | PV | MVA | 2026 | 11.4111 | Zone Substation | None
Metro West | Port Adelaide North 11kV | PV | MVA | 2026 | 7.2508 | Zone Substation | None
Upper North | Port Augusta 11kV | PV | MVA | 2026 | 8.8107 | Zone Substation | None
Upper North | Port Augusta West TF1 11kV | PV | MVA | 2026 | 4.2924 | Zone Substation | None
Upper North | Port Augusta West TF2 11kV | PV | MVA | 2026 | 3.729 | Zone Substation | None
Upper North | Port Broughton 11kV | PV | MVA | 2026 | 3.5592 | Zone Substation | None
Yorke Peninsula | Port Clinton 11kV | PV | MVA | 2026 | 0.85836 | Zone Substation | None
Upper North | Port Germein 11kV | PV | MVA | 2026 | 1.2463 | Zone Substation | None
Yorke Peninsula | Port Giles 11kV | PV | MVA | 2026 | 0.39783 | Zone Substation | None
Yorke Peninsula | Port Julia 11kV | PV | MVA | 2026 | 0.47669 | Zone Substation | None
Eyre Peninsula | Port Lincoln City 11kV | PV | MVA | 2026 | 13.7448 | Zone Substation | None
Eyre Peninsula | Port Lincoln Docks 11kV | PV | MVA | 2026 | 3.5002 | Zone Substation | None
Eyre Peninsula | Port Lincoln Marina 11kV | PV | MVA | 2026 | 6.6196 | Zone Substation | None
Eyre Peninsula | Port Lincoln Terminal 33kV | PV | MVA | 2026 | 35.4705 | Connection Point | None
Metro South | Port Noarlunga 11kV | PV | MVA | 2026 | 36.6906 | Zone Substation | None
Upper North | Port Pirie Bungama 33kV | PV | MVA | 2026 | 68.3794 | Connection Point | None
Upper North | Port Pirie South 11kV | PV | MVA | 2026 | 20.5187 | Zone Substation | None
Metro South | Port Stanvac 11kV | PV | MVA | 2026 | 35.626 | Zone Substation | None
Metro South | Port Stanvac TF2 11kV | PV | MVA | 2026 | 0 | Zone Substation | None
Yorke Peninsula | Port Vincent 11kV | PV | MVA | 2026 | 1.5195 | Zone Substation | None
Riverland | Portee 11kV | PV | MVA | 2026 | 0.28595 | Zone Substation | N
Metro East | Prospect 11kV | PV | MVA | 2026 | 25.5492 | Zone Substation | None
Murraylands | Punyelroo 11kV | PV | MVA | 2026 | 0.3012 | Zone Substation | None
Riverland | Pyap 11kV | PV | MVA | 2026 | 7.5438 | Zone Substation | None
Riverland | Qualco 11kV | PV | MVA | 2026 | 0.60134 | Zone Substation | N
Metro West | Queenstown 11kV | PV | MVA | 2026 | 14.7938 | Zone Substation | None
Upper North | Quorn 11kV | PV | MVA | 2026 | 2.0509 | Zone Substation | None
Riverland | Ramco 11kV | PV | MVA | 2026 | 4.0404 | Zone Substation | None
Metro South | Rapid Bay 11kV | PV | MVA | 2026 | 0.046734 | Zone Substation | None
Riverland | Renmark 11kV | PV | MVA | 2026 | 25.5782 | Zone Substation | None
Mid North | Riverton 11kV | PV | MVA | 2026 | 2.1925 | Zone Substation | None
South East | Robe 7.6kV | PV | MVA | 2026 | 2.9842 | Zone Substation | None
Mid North | Robertstown 11kV | PV | MVA | 2026 | 0.95741 | Zone Substation | None
Riverland | Roonka 11kV | PV | MVA | 2026 | 3.7025 | Zone Substation | None
Eyre Peninsula | Rudall 11kV | PV | MVA | 2026 | 0.109 | Zone Substation | None
Metro North | Salisbury 11kV | PV | MVA | 2026 | 54.9325 | Zone Substation | N
Metro South | Salt Cliffs 11kV | PV | MVA | 2026 | 0.34289 | Zone Substation | None
Mid North | Sandy Creek 11kV | PV | MVA | 2026 | 3.1023 | Zone Substation | None
Metro South | Seacombe 11kV | PV | MVA | 2026 | 40.8463 | Zone Substation | None
Metro South | Seaford 11kV | PV | MVA | 2026 | 14.6794 | Zone Substation | None
Metro South | Second Valley 11kV | PV | MVA | 2026 | 0.7458 | Zone Substation | None
Metro South | Sheidow Park 11kV | PV | MVA | 2026 | 29.8744 | Zone Substation | Reverse N-1
Murraylands | Sherlock 11kV | PV | MVA | 2026 | 0.053286 | Zone Substation | None
Metro North | Smithfield West 11kV | PV | MVA | 2026 | 27.6258 | Zone Substation | N-1
South East | Snuggery Rural 33kV | PV | MVA | 2026 | 20.4434 | Connection Point | None
South East | South End 11kV | PV | MVA | 2026 | 0.74693 | Zone Substation | Reverse N-1
Mid North | Spalding 11kV | PV | MVA | 2026 | 1.1206 | Zone Substation | None
Metro South | Square Water Hole 11kV | PV | MVA | 2026 | 6.4297 | Zone Substation | None
Yorke Peninsula | Stansbury 11kV | PV | MVA | 2026 | 1.5856 | Zone Substation | None
Eastern Hills | Stirling East 11kV | PV | MVA | 2026 | 10.0963 | Zone Substation | None
Upper North | Stirling North 1 11kV | PV | MVA | 2026 | 1.9485 | Zone Substation | None
Upper North | Stirling North 2 11kV | PV | MVA | 2026 | 1.8931 | Zone Substation | None
Mid North | Stockwell TF1 11kV | PV | MVA | 2026 | 2.9624 | Zone Substation | None
Mid North | Stockwell TF2 11kV | PV | MVA | 2026 | 2.4966 | Zone Substation | None
Eyre Peninsula | Stony Point 11kV | PV | MVA | 2026 | 0.10546 | Connection Point | None
Eastern Hills | Strathalbyn 11kV | PV | MVA | 2026 | 15.315 | Zone Substation | None
Eyre Peninsula | Streaky Bay 11kV | PV | MVA | 2026 | 6.7409 | Zone Substation | Reverse N-1
Riverland | Swan Reach 11kV | PV | MVA | 2026 | 0.82783 | Zone Substation | None
Riverland | Swan Reach 33kV | PV | MVA | 2026 | 2.1306 | Zone Substation | None
Murraylands | Tailem Bend 33kV | PV | MVA | 2026 | 33.1925 | Connection Point | None
Murraylands | Tailem Bend Town 11kV | PV | MVA | 2026 | 3.4034 | Zone Substation | None
South East | Tantanoola 11kV | PV | MVA | 2026 | 0.42945 | Zone Substation | None
Eyre Peninsula | Tarlton 11kV | PV | MVA | 2026 | 0.42709 | Zone Substation | None
South East | Tarpeena South 11kV | PV | MVA | 2026 | 0.50073 | Zone Substation | N-1
Metro East | Tea Tree Gully 11kV | PV | MVA | 2026 | 34.0847 | Zone Substation | None
Murraylands | Teal Flat 11kV | PV | MVA | 2026 | 1.7691 | Zone Substation | None
Upper North | Telowie 11kV | PV | MVA | 2026 | 0.83719 | Zone Substation | None
Mid North | Templers 33kV | PV | MVA | 2026 | 37.2266 | Connection Point | None
Metro West | Thebarton 11kV | PV | MVA | 2026 | 17.1523 | Zone Substation | None
South East | Tintinara 11kV | PV | MVA | 2026 | 0.92336 | Zone Substation | None
Metro South | Tonsley Park 11kV | PV | MVA | 2026 | 14.3913 | Zone Substation | None
Eyre Peninsula | Tumby Bay 11kV | PV | MVA | 2026 | 3.9257 | Zone Substation | None
Metro North | Two Wells 11kV | PV | MVA | 2026 | 8.8734 | Zone Substation | N-1
Eyre Peninsula | Uley 11kV | PV | MVA | 2026 | 0.34614 | Zone Substation | None
Eyre Peninsula | Uley South 11kV | PV | MVA | 2026 | 0 | Zone Substation | None
Eastern Hills | Uraidla 11kV | PV | MVA | 2026 | 8.3533 | Zone Substation | None
Eastern Hills | Uraidla 33kV | PV | MVA | 2026 | 22.1377 | Zone Substation | None
Eastern Hills | Verdun 11kV | PV | MVA | 2026 | 1.6557 | Zone Substation | None
Metro South | Victor Harbor 11kV | PV | MVA | 2026 | 35.7444 | Zone Substation | None
Metro North | Virginia 11kV | PV | MVA | 2026 | 11.6727 | Zone Substation | None
Riverland | Waikerie 11kV | PV | MVA | 2026 | 6.4328 | Zone Substation | None
Murraylands | Walker Flat 11kV | PV | MVA | 2026 | 0.9186 | Zone Substation | None
Yorke Peninsula | Wallaroo 11kV | PV | MVA | 2026 | 9.2817 | Zone Substation | None
Yorke Peninsula | Warooka 11kV | PV | MVA | 2026 | 2.741 | Zone Substation | None
Mid North | Wasleys 11kV | PV | MVA | 2026 | 2.4691 | Zone Substation | None
Mid North | Waterloo 33kV | PV | MVA | 2026 | 10.461 | Connection Point | None
Mid North | Waterloo Town 11kV | PV | MVA | 2026 | 0.21906 | Zone Substation | None
Murraylands | White Sands 11kV | PV | MVA | 2026 | 0 | Zone Substation | None
Adelaide Central | Whitmore Square 11kV | PV | MVA | 2026 | 7.5137 | Zone Substation | None
Eyre Peninsula | Whyalla Central 33kV | PV | MVA | 2026 | 39.4168 | Connection Point | None
Eyre Peninsula | Whyalla City 11kV | PV | MVA | 2026 | 16.1743 | Zone Substation | None
Eyre Peninsula | Whyalla North 11kV | PV | MVA | 2026 | 0.21185 | Zone Substation | None
Eyre Peninsula | Whyalla Stuart 11kV | PV | MVA | 2026 | 12.6413 | Zone Substation | None
Mid North | Williamstown 11kV | PV | MVA | 2026 | 1.0399 | Zone Substation | None
Mid North | Williamstown South 11kV | PV | MVA | 2026 | 3.1195 | Zone Substation | None
Metro South | Willunga 11kV | PV | MVA | 2026 | 7.0095 | Zone Substation | None
Metro South | Willunga 33kV | PV | MVA | 2026 | 2.9925 | Zone Substation | None
Upper North | Wilmington 11kV | PV | MVA | 2026 | 1.1708 | Zone Substation | None
Upper North | Wirrabara Forest 11kV | PV | MVA | 2026 | 0.20407 | Zone Substation | None
Upper North | Wirrabara South 11kV | PV | MVA | 2026 | 0.021389 | Zone Substation | None
Metro South | Wirrina Cove 11kV | PV | MVA | 2026 | 0.44446 | Zone Substation | None
Upper North | Wongyarra 11kV | PV | MVA | 2026 | 0.059075 | Zone Substation | None
Metro East | Woodforde 11kV | PV | MVA | 2026 | 34.4241 | Zone Substation | None
Murraylands | Woods Point 11kV | PV | MVA | 2026 | 2.2196 | Zone Substation | None
Eastern Hills | Woodside 11kV | PV | MVA | 2026 | 12.7295 | Zone Substation | Reverse N-1
Metro West | Woodville 11kV | PV | MVA | 2026 | 7.8449 | Zone Substation | None
Metro West | Woodville 33kV | PV | MVA | 2026 | 0 | Zone Substation | None
Riverland | Woolpunda 11kV | PV | MVA | 2026 | 0.65471 | Zone Substation | None
Eyre Peninsula | Wudinna 11kV | PV | MVA | 2026 | 2.2969 | Zone Substation | None
Eyre Peninsula | Wudinna 66kV | PV | MVA | 2026 | 16.5912 | Connection Point | None
Eyre Peninsula | Yadnarie 66kV | PV | MVA | 2026 | 9.1648 | Connection Point | None
Metro South | Yankalilla 11kV | PV | MVA | 2026 | 9.5453 | Zone Substation | None
Metro South | Yankalilla 33kV | PV | MVA | 2026 | 1.6283 | Zone Substation | None
Metro South | Yankalilla Hill 11kV | PV | MVA | 2026 | 0 | Zone Substation | None
Upper North | Yongala 11kV | PV | MVA | 2026 | 0.11185 | Zone Substation | None
Yorke Peninsula | Yorketown 11kV | PV | MVA | 2026 | 2.1716 | Zone Substation | None
Adelaide Central | ACR 66kV | PV | MVA | 2027 | 23.0798 | Connection Point | None
Eastern Hills | Aldgate 11kV | PV | MVA | 2027 | 10.3588 | Zone Substation | None
Metro South | Aldinga 11kV | PV | MVA | 2027 | 26.4265 | Zone Substation | None
South East | Allendale East 11kV | PV | MVA | 2027 | 2.8987 | Zone Substation | None
Mid North | Alma 11kV | PV | MVA | 2027 | 0.01545 | Zone Substation | None
Metro South | American River 11kV | PV | MVA | 2027 | 0.82379 | Zone Substation | None
Eastern Hills | Angas Creek 33kV | PV | MVA | 2027 | 28.8405 | Connection Point | None
Mid North | Angaston 11kV | PV | MVA | 2027 | 13.4758 | Zone Substation | None
Metro North | Angle Vale 11kV | PV | MVA | 2027 | 29.1674 | Zone Substation | None
Yorke Peninsula | Ardrossan 11kV | PV | MVA | 2027 | 3.0022 | Zone Substation | None
Yorke Peninsula | Ardrossan West 33kV | PV | MVA | 2027 | 14.99 | Connection Point | None
Eyre Peninsula | Arno Bay 11kV | PV | MVA | 2027 | 0.83801 | Zone Substation | None
Metro South | Ascot Park 11kV | PV | MVA | 2027 | 23.1081 | Zone Substation | N
Metro West | Athol Park 11kV | PV | MVA | 2027 | 21.294 | Zone Substation | None
Mid North | Auburn 11kV | PV | MVA | 2027 | 3.7521 | Zone Substation | None
Yorke Peninsula | Balaklava 7.6kV | PV | MVA | 2027 | 3.6082 | Zone Substation | None
Eastern Hills | Balhannah 33kV | PV | MVA | 2027 | 35.8256 | Zone Substation | None
Upper North | Baroota 33kV | PV | MVA | 2027 | 16.4492 | Connection Point | None
Upper North | Baroota Town 11kV | PV | MVA | 2027 | 0.14788 | Zone Substation | None
Mid North | Barossa South TF1 11kV | PV | MVA | 2027 | 1.4725 | Zone Substation | None
Mid North | Barossa South TF2 11kV | PV | MVA | 2027 | 2.2001 | Zone Substation | None
South East | Beachport 11kV | PV | MVA | 2027 | 1.8248 | Zone Substation | None
Murraylands | Belvedere Road 7.6kV | PV | MVA | 2027 | 0.031972 | Zone Substation | None
Riverland | Berri 11kV | PV | MVA | 2027 | 17.2936 | Zone Substation | None
Riverland | Berri 66kV | PV | MVA | 2027 | 90.6239 | Connection Point | None
Murraylands | Binnies 11kV | PV | MVA | 2027 | 0.043661 | Zone Substation | None
Eastern Hills | Birdwood 11kV | PV | MVA | 2027 | 4.6288 | Zone Substation | None
Yorke Peninsula | Black Point 11kV | PV | MVA | 2027 | 0.39801 | Zone Substation | None
Metro West | Blackpool 11kV | PV | MVA | 2027 | 17.1533 | Zone Substation | None
Metro South | Blackwood 11kV | PV | MVA | 2027 | 37.4166 | Zone Substation | None
South East | Blanche 33kV | PV | MVA | 2027 | 31.9696 | Connection Point | None
Upper North | Booleroo Centre 11kV | PV | MVA | 2027 | 0.67468 | Zone Substation | None
Eyre Peninsula | Boothby 33kV | PV | MVA | 2027 | 1.1629 | Zone Substation | N-1
Upper North | Booyoolie 11kV | PV | MVA | 2027 | 0.0097284 | Zone Substation | None
South East | Bordertown 11kV | PV | MVA | 2027 | 8.3683 | Zone Substation | N-1
Mid North | Brinkworth 33kV | PV | MVA | 2027 | 6.5529 | Connection Point | None
Mid North | Brinkworth Town 11kV | PV | MVA | 2027 | 1.2122 | Zone Substation | None
Eastern Hills | Brukunga 11kV | PV | MVA | 2027 | 0.66595 | Zone Substation | None
Upper North | Bungama Napperby 11kV | PV | MVA | 2027 | 1.5262 | Zone Substation | None
Metro East | Burnside 11kV | PV | MVA | 2027 | 14.0196 | Zone Substation | None
Mid North | Burra TF2 11kV | PV | MVA | 2027 | 2.7343 | Zone Substation | None
Riverland | Cadell 11kV | PV | MVA | 2027 | 2.1459 | Zone Substation | None
Murraylands | Caloote 11kV | PV | MVA | 2027 | 2.1155 | Zone Substation | None
Upper North | Caltowie 11kV | PV | MVA | 2027 | 0.18963 | Zone Substation | None
Murraylands | Cambrai 11kV | PV | MVA | 2027 | 1.082 | Zone Substation | None
Murraylands | Campbell Park 11kV | PV | MVA | 2027 | 0.30843 | Zone Substation | None
Metro East | Campbelltown 11kV | PV | MVA | 2027 | 55.0441 | Zone Substation | None
Metro South | Cape Jervis 11kV | PV | MVA | 2027 | 1.2491 | Zone Substation | None
Metro South | Cape Jervis 33kV | PV | MVA | 2027 | 8.3684 | Zone Substation | N-1
Eyre Peninsula | Caralue 11kV | PV | MVA | 2027 | 2.8811 | Zone Substation | None
Metro West | Cavan 11kV | PV | MVA | 2027 | 23.374 | Zone Substation | None
Adelaide Central | CBD 33kV | PV | MVA | 2027 | 0.60457 | Zone Substation | None
Eyre Peninsula | Ceduna 11kV | PV | MVA | 2027 | 6.0126 | Zone Substation | None
Eastern Hills | Chain of Ponds 11kV | PV | MVA | 2027 | 0.63272 | Zone Substation | None
Metro West | Cheltenham 11kV | PV | MVA | 2027 | 11.0329 | Zone Substation | None
Metro West | Cheltenham 33kV | PV | MVA | 2027 | 0 | Zone Substation | None
Mid North | Clare 11kV | PV | MVA | 2027 | 11.2088 | Zone Substation | None
Mid North | Clare North 33kV | PV | MVA | 2027 | 14.1108 | Connection Point | None
Metro South | Clarence Gardens 11kV | PV | MVA | 2027 | 19.3795 | Zone Substation | None
Metro South | Clarendon 11kV | PV | MVA | 2027 | 4.8928 | Zone Substation | None
Metro East | Clearview 11kV | PV | MVA | 2027 | 29.9044 | Zone Substation | N
Eyre Peninsula | Cleve 11kV | PV | MVA | 2027 | 3.1255 | Zone Substation | None
Eyre Peninsula | Cleve 33kV | PV | MVA | 2027 | 2.8421 | Zone Substation | N-1
Eyre Peninsula | Coffin Bay 11kV | PV | MVA | 2027 | 1.9672 | Zone Substation | None
Mid North | Collinsfield 11kV | PV | MVA | 2027 | 0.64751 | Zone Substation | None
Murraylands | Coomandook 11kV | PV | MVA | 2027 | 0.24936 | Zone Substation | None
Murraylands | Coonalpyn 11kV | PV | MVA | 2027 | 0.61777 | Zone Substation | None
South East | Coonawarra 11kV | PV | MVA | 2027 | 1.5539 | Zone Substation | None
Upper North | Copley Nepabunna 33kV | PV | MVA | 2027 | 0.36449 | Zone Substation | N-1
Riverland | Cordola 11kV | PV | MVA | 2027 | 0.90888 | Zone Substation | None
Adelaide Central | Coromandel Place 11kV | PV | MVA | 2027 | 2.4342 | Zone Substation | None
Eyre Peninsula | Cowell 11kV | PV | MVA | 2027 | 2.4763 | Zone Substation | None
Metro West | Croydon 11kV | PV | MVA | 2027 | 20.7649 | Zone Substation | None
Metro West | Croydon Park 11kV | PV | MVA | 2027 | 17.0398 | Zone Substation | None
Upper North | Crystal Brook 11kV | PV | MVA | 2027 | 2.4862 | Zone Substation | None
Metro South | Cudmore Park 11kV | PV | MVA | 2027 | 12.6101 | Zone Substation | None
Eyre Peninsula | Cummins 11kV | PV | MVA | 2027 | 3.4513 | Zone Substation | None
Yorke Peninsula | Curramulka 7.6kV | PV | MVA | 2027 | 0.32671 | Zone Substation | None
Yorke Peninsula | Curramulka South 11kV | PV | MVA | 2027 | 0.022237 | Zone Substation | None
Yorke Peninsula | Dalrymple 33kV | PV | MVA | 2027 | 11.1012 | Connection Point | None
Eyre Peninsula | Darke Peak 11kV | PV | MVA | 2027 | 0.28543 | Zone Substation | None
Upper North | Davenport West 33kV | PV | MVA | 2027 | 36.9598 | Connection Point | None
Eastern Hills | Deloraine 11kV | PV | MVA | 2027 | 0.52549 | Zone Substation | None
Metro North | Direk 11kV | PV | MVA | 2027 | 22.6684 | Zone Substation | None
Mid North | Dorrien 33kV | PV | MVA | 2027 | 62.6843 | Connection Point | None
Mid North | Dorrien TF4 11kV | PV | MVA | 2027 | 9.4116 | Zone Substation | None
Mid North | Dorrien TF5 11kV | PV | MVA | 2027 | 5.6525 | Zone Substation | None
Yorke Peninsula | Dowlingville 11kV | PV | MVA | 2027 | 0.045665 | Zone Substation | None
Adelaide Central | East Terrace 11kV | PV | MVA | 2027 | 7.5101 | Zone Substation | None
Metro North | Edinburgh 11kV | PV | MVA | 2027 | 7.6088 | Zone Substation | None
Yorke Peninsula | Edithburgh 11kV | PV | MVA | 2027 | 2.5278 | Zone Substation | None
Metro North | Elizabeth Downs 11kV | PV | MVA | 2027 | 43.9896 | Zone Substation | None
Metro North | Elizabeth Heights 11kV | PV | MVA | 2027 | 21.6594 | Zone Substation | None
Metro North | Elizabeth South 11kV | PV | MVA | 2027 | 8.0016 | Zone Substation | None
Mid North | Eudunda 11kV | PV | MVA | 2027 | 2.1302 | Zone Substation | None
Metro North | Evanston 11kV | PV | MVA | 2027 | 49.8261 | Zone Substation | N-1
Metro North | Evanston 33kV | PV | MVA | 2027 | 0.15668 | Zone Substation | None
Metro West | Findon 11kV | PV | MVA | 2027 | 15.6591 | Zone Substation | None
Metro West | Flinders Park 11kV | PV | MVA | 2027 | 18.0366 | Zone Substation | None
Mid North | Florieton SWER 19kV | PV | MVA | 2027 | 0.03678 | Connection Point | None
Eastern Hills | Forreston 11kV | PV | MVA | 2027 | 1.353 | Zone Substation | None
Mid North | Freeling 11kV | PV | MVA | 2027 | 0.63397 | Zone Substation | None
Mid North | Freeling North 11kV | PV | MVA | 2027 | 5.1456 | Zone Substation | None
Metro West | Fulham Gardens 11kV | PV | MVA | 2027 | 34.4981 | Zone Substation | None
Upper North | Fullerville 11kV | PV | MVA | 2027 | 0 | Zone Substation | None
Mid North | Gawler Belt TF1 11kV | PV | MVA | 2027 | 6.5706 | Zone Substation | None
Mid North | Gawler Belt TF2 11kV | PV | MVA | 2027 | 6.3416 | Zone Substation | None
Mid North | Georgetown 11kV | PV | MVA | 2027 | 0.31878 | Zone Substation | None
Murraylands | Geranium 11kV | PV | MVA | 2027 | 0.119 | Zone Substation | None
Upper North | Gladstone 11kV | PV | MVA | 2027 | 3.0187 | Zone Substation | None
Metro West | Glanville 11kV | PV | MVA | 2027 | 17.3142 | Zone Substation | None
South East | Glencoe 11kV | PV | MVA | 2027 | 1.1094 | Zone Substation | None
Metro South | Glenelg North 11kV | PV | MVA | 2027 | 14.9918 | Zone Substation | None
Riverland | Glossop 11kV | PV | MVA | 2027 | 6.0273 | Zone Substation | None
Metro East | Golden Grove 11kV | PV | MVA | 2027 | 55.9151 | Zone Substation | None
Mid North | Gomersal North 11kV | PV | MVA | 2027 | 0.023833 | Zone Substation | None
Metro South | Goolwa 11kV | PV | MVA | 2027 | 24.4486 | Zone Substation | None
Mid North | Gulnare 11kV | PV | MVA | 2027 | 0.13544 | Zone Substation | None
Eastern Hills | Gumeracha 11kV | PV | MVA | 2027 | 0 | Zone Substation | None
Eastern Hills | Gumeracha Weir 11kV | PV | MVA | 2027 | 0.22098 | Zone Substation | None
Eastern Hills | Gumhaven 11kV | PV | MVA | 2027 | 0.061572 | Zone Substation | None
Metro South | Hackham 11kV | PV | MVA | 2027 | 21.5809 | Zone Substation | N-1
Eastern Hills | Hahndorf 11kV | PV | MVA | 2027 | 8.3628 | Zone Substation | None
Mid North | Halbury 11kV | PV | MVA | 2027 | 0.096812 | Zone Substation | None
Mid North | Hamley Bridge 11kV | PV | MVA | 2027 | 2.1719 | Zone Substation | None
Metro South | Happy Valley 11kV | PV | MVA | 2027 | 42.3611 | Zone Substation | None
Metro East | Harrow 11kV | PV | MVA | 2027 | 21.4934 | Zone Substation | None
South East | Hatherleigh 11kV | PV | MVA | 2027 | 0.10607 | Zone Substation | None
Upper North | Hawker 11kV | PV | MVA | 2027 | 0.68401 | Zone Substation | None
Metro South | Hay Flat 11kV | PV | MVA | 2027 | 0.035186 | Zone Substation | None
Metro West | Henley South 11kV | PV | MVA | 2027 | 32.9877 | Zone Substation | None
Eastern Hills | Hermitage 11kV | PV | MVA | 2027 | 0.20713 | Zone Substation | None
Metro East | Hillcrest 11kV | PV | MVA | 2027 | 35.6548 | Zone Substation | None
Adelaide Central | Hindley Street 11kV | PV | MVA | 2027 | 4.1346 | Zone Substation | None
Metro East | Holden Hill 11kV | PV | MVA | 2027 | 37.084 | Zone Substation | None
Metro East | Hope Valley 11kV | PV | MVA | 2027 | 23.2815 | Zone Substation | None
Eastern Hills | Houghton 7.6kV | PV | MVA | 2027 | 3.6902 | Zone Substation | None
Mid North | Hoyleton 11kV | PV | MVA | 2027 | 0.17034 | Zone Substation | None
Yorke Peninsula | Hummocks 33kV | PV | MVA | 2027 | 29.7023 | Connection Point | None
Metro East | Ingle Farm 11kV | PV | MVA | 2027 | 42.3569 | Zone Substation | None
South East | Inverness 11kV | PV | MVA | 2027 | 0.0023012 | Zone Substation | None
Murraylands | Jabuk 11kV | PV | MVA | 2027 | 0.03865 | Zone Substation | None
Yorke Peninsula | James Well 11kV | PV | MVA | 2027 | 0.39809 | Zone Substation | None
Upper North | Jamestown 11kV | PV | MVA | 2027 | 4.0086 | Zone Substation | Reverse N-1
Murraylands | Jervois 11kV | PV | MVA | 2027 | 1.3018 | Zone Substation | None
Yorke Peninsula | Kadina 11kV | PV | MVA | 2027 | 10.5888 | Zone Substation | None
Yorke Peninsula | Kadina East 33kV | PV | MVA | 2027 | 61.7127 | Connection Point | None
South East | Kalangadoo 11kV | PV | MVA | 2027 | 0 | Zone Substation | None
South East | Kalangadoo West 11kV | PV | MVA | 2027 | 0.80832 | Zone Substation | None
Eastern Hills | Kanmantoo Copper Mine 11kV | PV | MVA | 2027 | 2.6248 | Connection Point | None
Mid North | Kapunda TF1 11kV | PV | MVA | 2027 | 2.8521 | Zone Substation | None
Mid North | Kapunda TF2 11kV | PV | MVA | 2027 | 3.89 | Zone Substation | None
Murraylands | Karoonda 11kV | PV | MVA | 2027 | 1.4576 | Zone Substation | Reverse N
South East | Keith 11kV | PV | MVA | 2027 | 3.6576 | Zone Substation | None
South East | Keith 33kV | PV | MVA | 2027 | 19.1272 | Connection Point | None
Metro East | Kent Town 11kV | PV | MVA | 2027 | 17.2598 | Zone Substation | None
Eastern Hills | Kersbrook 11kV | PV | MVA | 2027 | 0.81856 | Zone Substation | None
Metro South | Keswick 11kV | PV | MVA | 2027 | 16.1982 | Zone Substation | None
Murraylands | Ki Ki 11kV | PV | MVA | 2027 | 0.040114 | Zone Substation | None
Metro West | Kilburn 11kV | PV | MVA | 2027 | 18.9133 | Zone Substation | None
Metro East | Kilburn South 11kV | PV | MVA | 2027 | 14.3811 | Zone Substation | None
Metro West | Kilkenny 11kV | PV | MVA | 2027 | 11.8843 | Zone Substation | None
South East | Kincraig 33kV | PV | MVA | 2027 | 27.8933 | Connection Point | None
Metro South | Kingscote 11kV | PV | MVA | 2027 | 3.8274 | Zone Substation | None
South East | Kingston SE 11kV | PV | MVA | 2027 | 4.3047 | Zone Substation | None
Metro South | Kingswood 11kV | PV | MVA | 2027 | 42.1525 | Zone Substation | None
South East | Kongorong 11kV | PV | MVA | 2027 | 0.65647 | Zone Substation | None
South East | Kumorna 11kV | PV | MVA | 2027 | 0.16031 | Zone Substation | None
Mid North | Kybunga 11kV | PV | MVA | 2027 | 0.051616 | Zone Substation | None
Murraylands | Lameroo 11kV | PV | MVA | 2027 | 1.198 | Zone Substation | None
Eastern Hills | Langhorne Creek 11kV | PV | MVA | 2027 | 3.7735 | Zone Substation | None
Metro West | Largs North 11kV | PV | MVA | 2027 | 16.6078 | Zone Substation | None
Metro West | Lefevre 11kV | PV | MVA | 2027 | 0.41477 | Zone Substation | None
Upper North | Leigh Creek South 33kV | PV | MVA | 2027 | 1.191 | Connection Point | None
Metro East | Linden Park 11kV | PV | MVA | 2027 | 38.7462 | Zone Substation | None
Eyre Peninsula | Little Swamp 11kV | PV | MVA | 2027 | 0.36557 | Zone Substation | None
Eastern Hills | Lobethal 11kV | PV | MVA | 2027 | 11.0392 | Zone Substation | None
Eyre Peninsula | Lock 11kV | PV | MVA | 2027 | 0.81584 | Zone Substation | None
Riverland | Loveday 11kV | PV | MVA | 2027 | 15.4176 | Zone Substation | None
Metro South | Lower Mitcham 11kV | PV | MVA | 2027 | 20.5946 | Zone Substation | None
Riverland | Loxton 11kV | PV | MVA | 2027 | 9.2861 | Zone Substation | None
South East | Lucindale 11kV | PV | MVA | 2027 | 1.2564 | Zone Substation | None
Mid North | Lyndoch 11kV | PV | MVA | 2027 | 4.1968 | Zone Substation | None
Mid North | Lyndoch South 7.6kV | PV | MVA | 2027 | 0.31731 | Zone Substation | None
Riverland | Lyrup 11kV | PV | MVA | 2027 | 2.5137 | Zone Substation | None
Metro South | MacGillivray 11kV | PV | MVA | 2027 | 1.8244 | Zone Substation | None
Yorke Peninsula | Maitland 11kV | PV | MVA | 2027 | 5.0191 | Zone Substation | None
Mid North | Mallala 11kV | PV | MVA | 2027 | 5.0897 | Zone Substation | None
Murraylands | Mannum 33kV | PV | MVA | 2027 | 54.1003 | Connection Point | None
Murraylands | Mannum Town 7.6kV | PV | MVA | 2027 | 5.5677 | Zone Substation | None
Yorke Peninsula | Marion Bay 11kV | PV | MVA | 2027 | 0.6772 | Zone Substation | None
Mid North | Marrabel 11kV | PV | MVA | 2027 | 1.4795 | Zone Substation | None
Metro South | McLaren Flat TF1 11kV | PV | MVA | 2027 | 8.1877 | Zone Substation | None
Metro South | McLaren Flat TF2 11kV | PV | MVA | 2027 | 2.4421 | Zone Substation | None
Metro South | McLaren Vale 11kV | PV | MVA | 2027 | 2.9738 | Zone Substation | None
Metro South | McLaren Vale Vineyard 11kV | PV | MVA | 2027 | 0 | Zone Substation | None
Eastern Hills | Meadows 11kV | PV | MVA | 2027 | 11.7721 | Zone Substation | Reverse N-1
Upper North | Melrose 11kV | PV | MVA | 2027 | 0.37776 | Zone Substation | None
Murraylands | Meningie 11kV | PV | MVA | 2027 | 2.4164 | Zone Substation | None
Metro East | Metro East 66kV | PV | MVA | 2027 | 598.0135 | Connection Point | None
Metro North | Metro North 66kV | PV | MVA | 2027 | 376.9663 | Connection Point | None
Metro South | Metro South 66kV | PV | MVA | 2027 | 788.7255 | Connection Point | None
Metro West | Metro West 66kV | PV | MVA | 2027 | 364.3301 | Connection Point | None
Eastern Hills | Milang 11kV | PV | MVA | 2027 | 4.3995 | Zone Substation | None
South East | Millicent 11kV | PV | MVA | 2027 | 8.2853 | Zone Substation | None
Yorke Peninsula | Minlaton 11kV | PV | MVA | 2027 | 2.4976 | Zone Substation | None
Murraylands | Mobilong 33kV | PV | MVA | 2027 | 55.6366 | Connection Point | None
Murraylands | Monarto Central 11kV | PV | MVA | 2027 | 0.66181 | Zone Substation | None
Murraylands | Monarto South 11kV | PV | MVA | 2027 | 3.6203 | Zone Substation | None
Yorke Peninsula | Moonta 11kV | PV | MVA | 2027 | 12.4396 | Zone Substation | N-1
Eyre Peninsula | Moorkitabie 11kV | PV | MVA | 2027 | 0.69519 | Zone Substation | None
Riverland | Morgan 11kV | PV | MVA | 2027 | 1.1204 | Zone Substation | N
Metro South | Morphett Vale East 11kV | PV | MVA | 2027 | 46.2098 | Zone Substation | None
Metro South | Morphettville 11kV | PV | MVA | 2027 | 21.8609 | Zone Substation | None
Eastern Hills | Mount Barker 11kV | PV | MVA | 2027 | 46.0475 | Zone Substation | None
Eastern Hills | Mount Barker 66kV | PV | MVA | 2027 | 160.0995 | Connection Point | None
South East | Mount Burr 11kV | PV | MVA | 2027 | 0.45448 | Zone Substation | None
South East | Mount Gambier 11kV | PV | MVA | 2027 | 18.341 | Zone Substation | None
South East | Mount Gambier 33kV | PV | MVA | 2027 | 18.8929 | Connection Point | None
South East | Mount Gambier North 11kV | PV | MVA | 2027 | 9.0297 | Zone Substation | N-1
South East | Mount Gambier West 11kV | PV | MVA | 2027 | 15.7566 | Zone Substation | None
Upper North | Mount Gunson 33kV | PV | MVA | 2027 | 0 | Connection Point | None
Eastern Hills | Mount Pleasant 11kV | PV | MVA | 2027 | 3.3141 | Zone Substation | None
South East | Mount Schank 11kV | PV | MVA | 2027 | 1.3376 | Zone Substation | None
Murraylands | Murray Bridge North 11kV | PV | MVA | 2027 | 14.9772 | Zone Substation | None
Murraylands | Murray Bridge South 11kV | PV | MVA | 2027 | 18.1735 | Zone Substation | None
Eastern Hills | Mylor 11kV | PV | MVA | 2027 | 6.0697 | Zone Substation | None
Murraylands | Mypolonga 11kV | PV | MVA | 2027 | 4.0738 | Zone Substation | None
Metro South | Myponga 11kV | PV | MVA | 2027 | 7.6651 | Zone Substation | None
Eastern Hills | Nairne 11kV | PV | MVA | 2027 | 12.4753 | Zone Substation | Reverse N-1
South East | Nangwarry 11kV | PV | MVA | 2027 | 0.78441 | Zone Substation | None
South East | Naracoorte 11kV | PV | MVA | 2027 | 11.2166 | Zone Substation | None
South East | Naracoorte East 11kV | PV | MVA | 2027 | 1.538 | Zone Substation | None
Murraylands | Narrung 11kV | PV | MVA | 2027 | 0.42846 | Zone Substation | None
Upper North | Neuroodla 33kV | PV | MVA | 2027 | 0.69303 | Connection Point | None
Metro West | New Osborne 11kV | PV | MVA | 2027 | 0 | Zone Substation | None
Metro West | New Richmond 11kV | PV | MVA | 2027 | 23.055 | Zone Substation | None
Murraylands | Nildottie 11kV | PV | MVA | 2027 | 0.73526 | Zone Substation | None
Yorke Peninsula | Ninnes 11kV | PV | MVA | 2027 | 1.1464 | Zone Substation | None
Metro South | Noarlunga Centre 11kV | PV | MVA | 2027 | 12.4424 | Zone Substation | None
Metro East | North Adelaide 11kV | PV | MVA | 2027 | 10.3713 | Zone Substation | None
Metro South | North Unley 11kV | PV | MVA | 2027 | 12.578 | Zone Substation | None
Riverland | North West Bend 66kV | PV | MVA | 2027 | 29.8711 | Connection Point | None
Metro East | Northfield 11kV | PV | MVA | 2027 | 21.6621 | Zone Substation | N
Metro East | Norwood 11kV | PV | MVA | 2027 | 54.5743 | Zone Substation | None
Mid North | Nuriootpa 11kV | PV | MVA | 2027 | 11.2395 | Zone Substation | None
Metro South | Oaklands 11kV | PV | MVA | 2027 | 38.2434 | Zone Substation | None
Upper North | Orroroo 11kV | PV | MVA | 2027 | 2.0598 | Zone Substation | None
South East | Padthaway 11kV | PV | MVA | 2027 | 1.9294 | Zone Substation | None
Murraylands | Palmer 11kV | PV | MVA | 2027 | 0.18505 | Zone Substation | None
Metro South | Panorama 11kV | PV | MVA | 2027 | 26.1164 | Zone Substation | None
Metro North | Parafield Gardens 11kV | PV | MVA | 2027 | 36.9039 | Zone Substation | None
Metro North | Paralowie 11kV | PV | MVA | 2027 | 17.8559 | Zone Substation | None
Murraylands | Parilla 11kV | PV | MVA | 2027 | 1.0859 | Zone Substation | None
Riverland | Paringa 11kV | PV | MVA | 2027 | 2.5427 | Zone Substation | None
Riverland | Paringa 33kV | PV | MVA | 2027 | 4.4116 | Zone Substation | None
Yorke Peninsula | Paskeville 11kV | PV | MVA | 2027 | 0.36944 | Zone Substation | None
Murraylands | Peake 11kV | PV | MVA | 2027 | 0.21439 | Zone Substation | None
Murraylands | Pellaring Flat 11kV | PV | MVA | 2027 | 0.064493 | Zone Substation | None
Metro North | Penfield 11kV | PV | MVA | 2027 | 19.4573 | Zone Substation | None
Metro South | Penneshaw 11kV | PV | MVA | 2027 | 1.1528 | Zone Substation | None
South East | Penola 11kV | PV | MVA | 2027 | 3.2068 | Zone Substation | None
South East | Penola West 33kV | PV | MVA | 2027 | 5.554 | Connection Point | None
Upper North | Peterborough 11kV | PV | MVA | 2027 | 2.6624 | Zone Substation | None
Eastern Hills | Piccadilly 11kV | PV | MVA | 2027 | 2.8836 | Zone Substation | None
Murraylands | Pinnaroo 11kV | PV | MVA | 2027 | 1.2318 | Zone Substation | None
Murraylands | Pinnaroo South 11kV | PV | MVA | 2027 | 0.019438 | Zone Substation | None
Metro South | Plympton 11kV | PV | MVA | 2027 | 20.1635 | Zone Substation | None
Eyre Peninsula | Point Boston 11kV | PV | MVA | 2027 | 0.1235 | Zone Substation | None
Eyre Peninsula | Polda 11kV | PV | MVA | 2027 | 1.1596 | Zone Substation | None
Eyre Peninsula | Poonindie 11kV | PV | MVA | 2027 | 0.74245 | Zone Substation | None
Metro West | Port Adelaide 11kV | PV | MVA | 2027 | 12.5625 | Zone Substation | None
Metro West | Port Adelaide North 11kV | PV | MVA | 2027 | 7.8048 | Zone Substation | None
Upper North | Port Augusta 11kV | PV | MVA | 2027 | 9.464 | Zone Substation | None
Upper North | Port Augusta West TF1 11kV | PV | MVA | 2027 | 4.6584 | Zone Substation | None
Upper North | Port Augusta West TF2 11kV | PV | MVA | 2027 | 3.9809 | Zone Substation | None
Upper North | Port Broughton 11kV | PV | MVA | 2027 | 3.7718 | Zone Substation | None
Yorke Peninsula | Port Clinton 11kV | PV | MVA | 2027 | 0.92753 | Zone Substation | None
Upper North | Port Germein 11kV | PV | MVA | 2027 | 1.3305 | Zone Substation | None
Yorke Peninsula | Port Giles 11kV | PV | MVA | 2027 | 0.41908 | Zone Substation | None
Yorke Peninsula | Port Julia 11kV | PV | MVA | 2027 | 0.50419 | Zone Substation | None
Eyre Peninsula | Port Lincoln City 11kV | PV | MVA | 2027 | 14.9707 | Zone Substation | None
Eyre Peninsula | Port Lincoln Docks 11kV | PV | MVA | 2027 | 3.836 | Zone Substation | None
Eyre Peninsula | Port Lincoln Marina 11kV | PV | MVA | 2027 | 7.3186 | Zone Substation | None
Eyre Peninsula | Port Lincoln Terminal 33kV | PV | MVA | 2027 | 38.7116 | Connection Point | None
Metro South | Port Noarlunga 11kV | PV | MVA | 2027 | 39.8268 | Zone Substation | None
Upper North | Port Pirie Bungama 33kV | PV | MVA | 2027 | 71.5841 | Connection Point | None
Upper North | Port Pirie South 11kV | PV | MVA | 2027 | 22.2098 | Zone Substation | None
Metro South | Port Stanvac 11kV | PV | MVA | 2027 | 38.5649 | Zone Substation | None
Metro South | Port Stanvac TF2 11kV | PV | MVA | 2027 | 0 | Zone Substation | None
Yorke Peninsula | Port Vincent 11kV | PV | MVA | 2027 | 1.602 | Zone Substation | None
Riverland | Portee 11kV | PV | MVA | 2027 | 0.3333 | Zone Substation | N
Metro East | Prospect 11kV | PV | MVA | 2027 | 27.7207 | Zone Substation | None
Murraylands | Punyelroo 11kV | PV | MVA | 2027 | 0.324 | Zone Substation | None
Riverland | Pyap 11kV | PV | MVA | 2027 | 8.0256 | Zone Substation | None
Riverland | Qualco 11kV | PV | MVA | 2027 | 0.61959 | Zone Substation | N
Metro West | Queenstown 11kV | PV | MVA | 2027 | 16.3349 | Zone Substation | None
Upper North | Quorn 11kV | PV | MVA | 2027 | 2.2053 | Zone Substation | None
Riverland | Ramco 11kV | PV | MVA | 2027 | 4.2852 | Zone Substation | None
Metro South | Rapid Bay 11kV | PV | MVA | 2027 | 0.049486 | Zone Substation | None
Riverland | Renmark 11kV | PV | MVA | 2027 | 26.9361 | Zone Substation | None
Mid North | Riverton 11kV | PV | MVA | 2027 | 2.4132 | Zone Substation | None
South East | Robe 7.6kV | PV | MVA | 2027 | 3.2414 | Zone Substation | None
Mid North | Robertstown 11kV | PV | MVA | 2027 | 1.064 | Zone Substation | None
Riverland | Roonka 11kV | PV | MVA | 2027 | 3.8514 | Zone Substation | None
Eyre Peninsula | Rudall 11kV | PV | MVA | 2027 | 0.12074 | Zone Substation | None
Metro North | Salisbury 11kV | PV | MVA | 2027 | 59.8676 | Zone Substation | N
Metro South | Salt Cliffs 11kV | PV | MVA | 2027 | 0.36923 | Zone Substation | None
Mid North | Sandy Creek 11kV | PV | MVA | 2027 | 3.2834 | Zone Substation | None
Metro South | Seacombe 11kV | PV | MVA | 2027 | 44.5444 | Zone Substation | None
Metro South | Seaford 11kV | PV | MVA | 2027 | 15.7852 | Zone Substation | None
Metro South | Second Valley 11kV | PV | MVA | 2027 | 0.79352 | Zone Substation | None
Metro South | Sheidow Park 11kV | PV | MVA | 2027 | 32.5183 | Zone Substation | Reverse N-1
Murraylands | Sherlock 11kV | PV | MVA | 2027 | 0.058702 | Zone Substation | None
Metro North | Smithfield West 11kV | PV | MVA | 2027 | 29.7036 | Zone Substation | N-1
South East | Snuggery Rural 33kV | PV | MVA | 2027 | 21.9724 | Connection Point | None
South East | South End 11kV | PV | MVA | 2027 | 0.81873 | Zone Substation | Reverse N-1
Mid North | Spalding 11kV | PV | MVA | 2027 | 1.2442 | Zone Substation | None
Metro South | Square Water Hole 11kV | PV | MVA | 2027 | 6.9424 | Zone Substation | None
Yorke Peninsula | Stansbury 11kV | PV | MVA | 2027 | 1.6959 | Zone Substation | None
Eastern Hills | Stirling East 11kV | PV | MVA | 2027 | 11.1309 | Zone Substation | None
Upper North | Stirling North 1 11kV | PV | MVA | 2027 | 2.0529 | Zone Substation | None
Upper North | Stirling North 2 11kV | PV | MVA | 2027 | 1.9978 | Zone Substation | None
Mid North | Stockwell TF1 11kV | PV | MVA | 2027 | 3.1845 | Zone Substation | None
Mid North | Stockwell TF2 11kV | PV | MVA | 2027 | 2.5126 | Zone Substation | None
Eyre Peninsula | Stony Point 11kV | PV | MVA | 2027 | 0.1125 | Connection Point | None
Eastern Hills | Strathalbyn 11kV | PV | MVA | 2027 | 16.5017 | Zone Substation | None
Eyre Peninsula | Streaky Bay 11kV | PV | MVA | 2027 | 7.0379 | Zone Substation | Reverse N-1
Riverland | Swan Reach 11kV | PV | MVA | 2027 | 0.89477 | Zone Substation | None
Riverland | Swan Reach 33kV | PV | MVA | 2027 | 2.1977 | Zone Substation | None
Murraylands | Tailem Bend 33kV | PV | MVA | 2027 | 34.7457 | Connection Point | None
Murraylands | Tailem Bend Town 11kV | PV | MVA | 2027 | 3.5446 | Zone Substation | None
South East | Tantanoola 11kV | PV | MVA | 2027 | 0.46929 | Zone Substation | None
Eyre Peninsula | Tarlton 11kV | PV | MVA | 2027 | 0.50788 | Zone Substation | None
South East | Tarpeena South 11kV | PV | MVA | 2027 | 0.55189 | Zone Substation | N-1
Metro East | Tea Tree Gully 11kV | PV | MVA | 2027 | 37.5326 | Zone Substation | None
Murraylands | Teal Flat 11kV | PV | MVA | 2027 | 1.8939 | Zone Substation | None
Upper North | Telowie 11kV | PV | MVA | 2027 | 0.90171 | Zone Substation | None
Mid North | Templers 33kV | PV | MVA | 2027 | 39.8605 | Connection Point | None
Metro West | Thebarton 11kV | PV | MVA | 2027 | 18.9375 | Zone Substation | None
South East | Tintinara 11kV | PV | MVA | 2027 | 1.0296 | Zone Substation | None
Metro South | Tonsley Park 11kV | PV | MVA | 2027 | 15.4626 | Zone Substation | None
Eyre Peninsula | Tumby Bay 11kV | PV | MVA | 2027 | 4.2638 | Zone Substation | None
Metro North | Two Wells 11kV | PV | MVA | 2027 | 9.3388 | Zone Substation | N-1
Eyre Peninsula | Uley 11kV | PV | MVA | 2027 | 0.3738 | Zone Substation | None
Eyre Peninsula | Uley South 11kV | PV | MVA | 2027 | 0 | Zone Substation | None
Eastern Hills | Uraidla 11kV | PV | MVA | 2027 | 9.0434 | Zone Substation | None
Eastern Hills | Uraidla 33kV | PV | MVA | 2027 | 24.3734 | Zone Substation | None
Eastern Hills | Verdun 11kV | PV | MVA | 2027 | 1.8114 | Zone Substation | None
Metro South | Victor Harbor 11kV | PV | MVA | 2027 | 38.4644 | Zone Substation | None
Metro North | Virginia 11kV | PV | MVA | 2027 | 12.1612 | Zone Substation | None
Riverland | Waikerie 11kV | PV | MVA | 2027 | 6.9586 | Zone Substation | None
Murraylands | Walker Flat 11kV | PV | MVA | 2027 | 0.98131 | Zone Substation | None
Yorke Peninsula | Wallaroo 11kV | PV | MVA | 2027 | 9.7515 | Zone Substation | None
Yorke Peninsula | Warooka 11kV | PV | MVA | 2027 | 2.9123 | Zone Substation | None
Mid North | Wasleys 11kV | PV | MVA | 2027 | 2.6591 | Zone Substation | None
Mid North | Waterloo 33kV | PV | MVA | 2027 | 11.5281 | Connection Point | None
Mid North | Waterloo Town 11kV | PV | MVA | 2027 | 0.23976 | Zone Substation | None
Murraylands | White Sands 11kV | PV | MVA | 2027 | 0 | Zone Substation | None
Adelaide Central | Whitmore Square 11kV | PV | MVA | 2027 | 8.7854 | Zone Substation | None
Eyre Peninsula | Whyalla Central 33kV | PV | MVA | 2027 | 41.6766 | Connection Point | None
Eyre Peninsula | Whyalla City 11kV | PV | MVA | 2027 | 17.5272 | Zone Substation | None
Eyre Peninsula | Whyalla North 11kV | PV | MVA | 2027 | 0.22641 | Zone Substation | None
Eyre Peninsula | Whyalla Stuart 11kV | PV | MVA | 2027 | 13.5275 | Zone Substation | None
Mid North | Williamstown 11kV | PV | MVA | 2027 | 1.1247 | Zone Substation | None
Mid North | Williamstown South 11kV | PV | MVA | 2027 | 3.3427 | Zone Substation | None
Metro South | Willunga 11kV | PV | MVA | 2027 | 7.5476 | Zone Substation | None
Metro South | Willunga 33kV | PV | MVA | 2027 | 3.2104 | Zone Substation | None
Upper North | Wilmington 11kV | PV | MVA | 2027 | 1.2776 | Zone Substation | None
Upper North | Wirrabara Forest 11kV | PV | MVA | 2027 | 0.22525 | Zone Substation | None
Upper North | Wirrabara South 11kV | PV | MVA | 2027 | 0.023174 | Zone Substation | None
Metro South | Wirrina Cove 11kV | PV | MVA | 2027 | 0.48226 | Zone Substation | None
Upper North | Wongyarra 11kV | PV | MVA | 2027 | 0.063348 | Zone Substation | None
Metro East | Woodforde 11kV | PV | MVA | 2027 | 37.5427 | Zone Substation | None
Murraylands | Woods Point 11kV | PV | MVA | 2027 | 2.3993 | Zone Substation | None
Eastern Hills | Woodside 11kV | PV | MVA | 2027 | 13.723 | Zone Substation | Reverse N-1
Metro West | Woodville 11kV | PV | MVA | 2027 | 8.6605 | Zone Substation | None
Metro West | Woodville 33kV | PV | MVA | 2027 | 0 | Zone Substation | None
Riverland | Woolpunda 11kV | PV | MVA | 2027 | 0.71221 | Zone Substation | None
Eyre Peninsula | Wudinna 11kV | PV | MVA | 2027 | 2.5232 | Zone Substation | None
Eyre Peninsula | Wudinna 66kV | PV | MVA | 2027 | 17.9363 | Connection Point | None
Eyre Peninsula | Yadnarie 66kV | PV | MVA | 2027 | 10.0708 | Connection Point | None
Metro South | Yankalilla 11kV | PV | MVA | 2027 | 10.2055 | Zone Substation | None
Metro South | Yankalilla 33kV | PV | MVA | 2027 | 1.7452 | Zone Substation | None
Metro South | Yankalilla Hill 11kV | PV | MVA | 2027 | 0 | Zone Substation | None
Upper North | Yongala 11kV | PV | MVA | 2027 | 0.11901 | Zone Substation | None
Yorke Peninsula | Yorketown 11kV | PV | MVA | 2027 | 2.3756 | Zone Substation | None
Adelaide Central | ACR 66kV | PV | MVA | 2028 | 26.5211 | Connection Point | None
Eastern Hills | Aldgate 11kV | PV | MVA | 2028 | 11.2262 | Zone Substation | None
Metro South | Aldinga 11kV | PV | MVA | 2028 | 28.0563 | Zone Substation | None
South East | Allendale East 11kV | PV | MVA | 2028 | 3.1533 | Zone Substation | None
Mid North | Alma 11kV | PV | MVA | 2028 | 0.0166 | Zone Substation | None
Metro South | American River 11kV | PV | MVA | 2028 | 0.8885 | Zone Substation | None
Eastern Hills | Angas Creek 33kV | PV | MVA | 2028 | 30.9016 | Connection Point | None
Mid North | Angaston 11kV | PV | MVA | 2028 | 14.4119 | Zone Substation | None
Metro North | Angle Vale 11kV | PV | MVA | 2028 | 30.102 | Zone Substation | None
Yorke Peninsula | Ardrossan 11kV | PV | MVA | 2028 | 3.2149 | Zone Substation | None
Yorke Peninsula | Ardrossan West 33kV | PV | MVA | 2028 | 15.9103 | Connection Point | None
Eyre Peninsula | Arno Bay 11kV | PV | MVA | 2028 | 0.89786 | Zone Substation | None
Metro South | Ascot Park 11kV | PV | MVA | 2028 | 25.0378 | Zone Substation | N
Metro West | Athol Park 11kV | PV | MVA | 2028 | 22.7063 | Zone Substation | None
Mid North | Auburn 11kV | PV | MVA | 2028 | 4.0818 | Zone Substation | None
Yorke Peninsula | Balaklava 7.6kV | PV | MVA | 2028 | 3.8833 | Zone Substation | None
Eastern Hills | Balhannah 33kV | PV | MVA | 2028 | 38.2147 | Zone Substation | None
Upper North | Baroota 33kV | PV | MVA | 2028 | 17.3327 | Connection Point | None
Upper North | Baroota Town 11kV | PV | MVA | 2028 | 0.15615 | Zone Substation | None
Mid North | Barossa South TF1 11kV | PV | MVA | 2028 | 1.5688 | Zone Substation | None
Mid North | Barossa South TF2 11kV | PV | MVA | 2028 | 2.2107 | Zone Substation | None
South East | Beachport 11kV | PV | MVA | 2028 | 1.995 | Zone Substation | None
Murraylands | Belvedere Road 7.6kV | PV | MVA | 2028 | 0.033418 | Zone Substation | None
Riverland | Berri 11kV | PV | MVA | 2028 | 18.0487 | Zone Substation | None
Riverland | Berri 66kV | PV | MVA | 2028 | 94.9244 | Connection Point | None
Murraylands | Binnies 11kV | PV | MVA | 2028 | 0.050918 | Zone Substation | None
Eastern Hills | Birdwood 11kV | PV | MVA | 2028 | 4.9516 | Zone Substation | None
Yorke Peninsula | Black Point 11kV | PV | MVA | 2028 | 0.4196 | Zone Substation | None
Metro West | Blackpool 11kV | PV | MVA | 2028 | 18.5507 | Zone Substation | None
Metro South | Blackwood 11kV | PV | MVA | 2028 | 40.4978 | Zone Substation | None
South East | Blanche 33kV | PV | MVA | 2028 | 35.2784 | Connection Point | None
Upper North | Booleroo Centre 11kV | PV | MVA | 2028 | 0.72545 | Zone Substation | None
Eyre Peninsula | Boothby 33kV | PV | MVA | 2028 | 1.2477 | Zone Substation | N-1
Upper North | Booyoolie 11kV | PV | MVA | 2028 | 0.010355 | Zone Substation | None
South East | Bordertown 11kV | PV | MVA | 2028 | 9.1336 | Zone Substation | N-1
Mid North | Brinkworth 33kV | PV | MVA | 2028 | 7.1842 | Connection Point | None
Mid North | Brinkworth Town 11kV | PV | MVA | 2028 | 1.3377 | Zone Substation | None
Eastern Hills | Brukunga 11kV | PV | MVA | 2028 | 0.71305 | Zone Substation | None
Upper North | Bungama Napperby 11kV | PV | MVA | 2028 | 1.6353 | Zone Substation | None
Metro East | Burnside 11kV | PV | MVA | 2028 | 15.002 | Zone Substation | None
Mid North | Burra TF2 11kV | PV | MVA | 2028 | 3.103 | Zone Substation | None
Riverland | Cadell 11kV | PV | MVA | 2028 | 2.2159 | Zone Substation | None
Murraylands | Caloote 11kV | PV | MVA | 2028 | 2.306 | Zone Substation | None
Upper North | Caltowie 11kV | PV | MVA | 2028 | 0.20369 | Zone Substation | None
Murraylands | Cambrai 11kV | PV | MVA | 2028 | 1.1743 | Zone Substation | None
Murraylands | Campbell Park 11kV | PV | MVA | 2028 | 0.33958 | Zone Substation | None
Metro East | Campbelltown 11kV | PV | MVA | 2028 | 59.8337 | Zone Substation | None
Metro South | Cape Jervis 11kV | PV | MVA | 2028 | 1.3143 | Zone Substation | None
Metro South | Cape Jervis 33kV | PV | MVA | 2028 | 9.2954 | Zone Substation | N-1
Eyre Peninsula | Caralue 11kV | PV | MVA | 2028 | 3.1898 | Zone Substation | None
Metro West | Cavan 11kV | PV | MVA | 2028 | 24.6266 | Zone Substation | None
Adelaide Central | CBD 33kV | PV | MVA | 2028 | 0.64929 | Zone Substation | None
Eyre Peninsula | Ceduna 11kV | PV | MVA | 2028 | 6.5352 | Zone Substation | None
Eastern Hills | Chain of Ponds 11kV | PV | MVA | 2028 | 0.68887 | Zone Substation | None
Metro West | Cheltenham 11kV | PV | MVA | 2028 | 11.9712 | Zone Substation | None
Metro West | Cheltenham 33kV | PV | MVA | 2028 | 0 | Zone Substation | None
Mid North | Clare 11kV | PV | MVA | 2028 | 12.0696 | Zone Substation | None
Mid North | Clare North 33kV | PV | MVA | 2028 | 15.3669 | Connection Point | None
Metro South | Clarence Gardens 11kV | PV | MVA | 2028 | 21.0848 | Zone Substation | None
Metro South | Clarendon 11kV | PV | MVA | 2028 | 5.2107 | Zone Substation | None
Metro East | Clearview 11kV | PV | MVA | 2028 | 32.1777 | Zone Substation | N
Eyre Peninsula | Cleve 11kV | PV | MVA | 2028 | 3.3556 | Zone Substation | None
Eyre Peninsula | Cleve 33kV | PV | MVA | 2028 | 3.0472 | Zone Substation | N-1
Eyre Peninsula | Coffin Bay 11kV | PV | MVA | 2028 | 2.1153 | Zone Substation | None
Mid North | Collinsfield 11kV | PV | MVA | 2028 | 0.71206 | Zone Substation | None
Murraylands | Coomandook 11kV | PV | MVA | 2028 | 0.26902 | Zone Substation | None
Murraylands | Coonalpyn 11kV | PV | MVA | 2028 | 0.68298 | Zone Substation | None
South East | Coonawarra 11kV | PV | MVA | 2028 | 1.7498 | Zone Substation | None
Upper North | Copley Nepabunna 33kV | PV | MVA | 2028 | 0.39012 | Zone Substation | N-1
Riverland | Cordola 11kV | PV | MVA | 2028 | 0.93967 | Zone Substation | None
Adelaide Central | Coromandel Place 11kV | PV | MVA | 2028 | 2.7124 | Zone Substation | None
Eyre Peninsula | Cowell 11kV | PV | MVA | 2028 | 2.6587 | Zone Substation | None
Metro West | Croydon 11kV | PV | MVA | 2028 | 22.711 | Zone Substation | None
Metro West | Croydon Park 11kV | PV | MVA | 2028 | 18.1457 | Zone Substation | None
Upper North | Crystal Brook 11kV | PV | MVA | 2028 | 2.6778 | Zone Substation | None
Metro South | Cudmore Park 11kV | PV | MVA | 2028 | 13.6537 | Zone Substation | None
Eyre Peninsula | Cummins 11kV | PV | MVA | 2028 | 3.6986 | Zone Substation | None
Yorke Peninsula | Curramulka 7.6kV | PV | MVA | 2028 | 0.35726 | Zone Substation | None
Yorke Peninsula | Curramulka South 11kV | PV | MVA | 2028 | 0.024561 | Zone Substation | None
Yorke Peninsula | Dalrymple 33kV | PV | MVA | 2028 | 11.7757 | Connection Point | None
Eyre Peninsula | Darke Peak 11kV | PV | MVA | 2028 | 0.31244 | Zone Substation | None
Upper North | Davenport West 33kV | PV | MVA | 2028 | 38.5897 | Connection Point | None
Eastern Hills | Deloraine 11kV | PV | MVA | 2028 | 0.56078 | Zone Substation | None
Metro North | Direk 11kV | PV | MVA | 2028 | 23.954 | Zone Substation | None
Mid North | Dorrien 33kV | PV | MVA | 2028 | 66.5148 | Connection Point | None
Mid North | Dorrien TF4 11kV | PV | MVA | 2028 | 9.9877 | Zone Substation | None
Mid North | Dorrien TF5 11kV | PV | MVA | 2028 | 6.032 | Zone Substation | None
Yorke Peninsula | Dowlingville 11kV | PV | MVA | 2028 | 0.048165 | Zone Substation | None
Adelaide Central | East Terrace 11kV | PV | MVA | 2028 | 8.6467 | Zone Substation | None
Metro North | Edinburgh 11kV | PV | MVA | 2028 | 8.1669 | Zone Substation | None
Yorke Peninsula | Edithburgh 11kV | PV | MVA | 2028 | 2.6588 | Zone Substation | None
Metro North | Elizabeth Downs 11kV | PV | MVA | 2028 | 47.1533 | Zone Substation | None
Metro North | Elizabeth Heights 11kV | PV | MVA | 2028 | 23.252 | Zone Substation | None
Metro North | Elizabeth South 11kV | PV | MVA | 2028 | 8.6077 | Zone Substation | None
Mid North | Eudunda 11kV | PV | MVA | 2028 | 2.3401 | Zone Substation | None
Metro North | Evanston 11kV | PV | MVA | 2028 | 53.0953 | Zone Substation | N-1
Metro North | Evanston 33kV | PV | MVA | 2028 | 0.17475 | Zone Substation | None
Metro West | Findon 11kV | PV | MVA | 2028 | 17.1438 | Zone Substation | None
Metro West | Flinders Park 11kV | PV | MVA | 2028 | 19.6759 | Zone Substation | None
Mid North | Florieton SWER 19kV | PV | MVA | 2028 | 0.041037 | Connection Point | None
Eastern Hills | Forreston 11kV | PV | MVA | 2028 | 1.4617 | Zone Substation | None
Mid North | Freeling 11kV | PV | MVA | 2028 | 0.66762 | Zone Substation | None
Mid North | Freeling North 11kV | PV | MVA | 2028 | 5.4581 | Zone Substation | None
Metro West | Fulham Gardens 11kV | PV | MVA | 2028 | 37.3888 | Zone Substation | None
Upper North | Fullerville 11kV | PV | MVA | 2028 | 0 | Zone Substation | None
Mid North | Gawler Belt TF1 11kV | PV | MVA | 2028 | 6.8451 | Zone Substation | None
Mid North | Gawler Belt TF2 11kV | PV | MVA | 2028 | 6.7527 | Zone Substation | None
Mid North | Georgetown 11kV | PV | MVA | 2028 | 0.35154 | Zone Substation | None
Murraylands | Geranium 11kV | PV | MVA | 2028 | 0.13032 | Zone Substation | None
Upper North | Gladstone 11kV | PV | MVA | 2028 | 3.2524 | Zone Substation | None
Metro West | Glanville 11kV | PV | MVA | 2028 | 18.8101 | Zone Substation | None
South East | Glencoe 11kV | PV | MVA | 2028 | 1.2122 | Zone Substation | None
Metro South | Glenelg North 11kV | PV | MVA | 2028 | 16.4207 | Zone Substation | None
Riverland | Glossop 11kV | PV | MVA | 2028 | 6.311 | Zone Substation | None
Metro East | Golden Grove 11kV | PV | MVA | 2028 | 60.2278 | Zone Substation | None
Mid North | Gomersal North 11kV | PV | MVA | 2028 | 0.025293 | Zone Substation | None
Metro South | Goolwa 11kV | PV | MVA | 2028 | 25.7866 | Zone Substation | None
Mid North | Gulnare 11kV | PV | MVA | 2028 | 0.16214 | Zone Substation | None
Eastern Hills | Gumeracha 11kV | PV | MVA | 2028 | 0 | Zone Substation | None
Eastern Hills | Gumeracha Weir 11kV | PV | MVA | 2028 | 0.23909 | Zone Substation | None
Eastern Hills | Gumhaven 11kV | PV | MVA | 2028 | 0.068543 | Zone Substation | None
Metro South | Hackham 11kV | PV | MVA | 2028 | 23.2545 | Zone Substation | N-1
Eastern Hills | Hahndorf 11kV | PV | MVA | 2028 | 8.9439 | Zone Substation | None
Mid North | Halbury 11kV | PV | MVA | 2028 | 0.10305 | Zone Substation | None
Mid North | Hamley Bridge 11kV | PV | MVA | 2028 | 2.3603 | Zone Substation | None
Metro South | Happy Valley 11kV | PV | MVA | 2028 | 45.8016 | Zone Substation | None
Metro East | Harrow 11kV | PV | MVA | 2028 | 23.1362 | Zone Substation | None
South East | Hatherleigh 11kV | PV | MVA | 2028 | 0.11694 | Zone Substation | None
Upper North | Hawker 11kV | PV | MVA | 2028 | 0.75651 | Zone Substation | None
Metro South | Hay Flat 11kV | PV | MVA | 2028 | 0.036495 | Zone Substation | None
Metro West | Henley South 11kV | PV | MVA | 2028 | 35.6796 | Zone Substation | None
Eastern Hills | Hermitage 11kV | PV | MVA | 2028 | 0.21806 | Zone Substation | None
Metro East | Hillcrest 11kV | PV | MVA | 2028 | 38.3471 | Zone Substation | None
Adelaide Central | Hindley Street 11kV | PV | MVA | 2028 | 4.7544 | Zone Substation | None
Metro East | Holden Hill 11kV | PV | MVA | 2028 | 40.1032 | Zone Substation | None
Metro East | Hope Valley 11kV | PV | MVA | 2028 | 25.2497 | Zone Substation | None
Eastern Hills | Houghton 7.6kV | PV | MVA | 2028 | 3.882 | Zone Substation | None
Mid North | Hoyleton 11kV | PV | MVA | 2028 | 0.18177 | Zone Substation | None
Yorke Peninsula | Hummocks 33kV | PV | MVA | 2028 | 30.4633 | Connection Point | None
Metro East | Ingle Farm 11kV | PV | MVA | 2028 | 45.5833 | Zone Substation | None
South East | Inverness 11kV | PV | MVA | 2028 | 0.0026548 | Zone Substation | None
Murraylands | Jabuk 11kV | PV | MVA | 2028 | 0.041615 | Zone Substation | None
Yorke Peninsula | James Well 11kV | PV | MVA | 2028 | 0.42016 | Zone Substation | None
Upper North | Jamestown 11kV | PV | MVA | 2028 | 4.3228 | Zone Substation | Reverse N-1
Murraylands | Jervois 11kV | PV | MVA | 2028 | 1.3703 | Zone Substation | None
Yorke Peninsula | Kadina 11kV | PV | MVA | 2028 | 11.3228 | Zone Substation | None
Yorke Peninsula | Kadina East 33kV | PV | MVA | 2028 | 63.4596 | Connection Point | None
South East | Kalangadoo 11kV | PV | MVA | 2028 | 0 | Zone Substation | None
South East | Kalangadoo West 11kV | PV | MVA | 2028 | 0.89815 | Zone Substation | None
Eastern Hills | Kanmantoo Copper Mine 11kV | PV | MVA | 2028 | 2.8071 | Connection Point | None
Mid North | Kapunda TF1 11kV | PV | MVA | 2028 | 3.0415 | Zone Substation | None
Mid North | Kapunda TF2 11kV | PV | MVA | 2028 | 4.2067 | Zone Substation | None
Murraylands | Karoonda 11kV | PV | MVA | 2028 | 1.6986 | Zone Substation | Reverse N
South East | Keith 11kV | PV | MVA | 2028 | 4.0605 | Zone Substation | None
South East | Keith 33kV | PV | MVA | 2028 | 20.6702 | Connection Point | None
Metro East | Kent Town 11kV | PV | MVA | 2028 | 19.0393 | Zone Substation | None
Eastern Hills | Kersbrook 11kV | PV | MVA | 2028 | 0.87653 | Zone Substation | None
Metro South | Keswick 11kV | PV | MVA | 2028 | 17.6804 | Zone Substation | None
Murraylands | Ki Ki 11kV | PV | MVA | 2028 | 0.042738 | Zone Substation | None
Metro West | Kilburn 11kV | PV | MVA | 2028 | 19.7514 | Zone Substation | None
Metro East | Kilburn South 11kV | PV | MVA | 2028 | 15.4947 | Zone Substation | None
Metro West | Kilkenny 11kV | PV | MVA | 2028 | 12.9653 | Zone Substation | None
South East | Kincraig 33kV | PV | MVA | 2028 | 29.6968 | Connection Point | None
Metro South | Kingscote 11kV | PV | MVA | 2028 | 4.1715 | Zone Substation | None
South East | Kingston SE 11kV | PV | MVA | 2028 | 4.662 | Zone Substation | None
Metro South | Kingswood 11kV | PV | MVA | 2028 | 45.4579 | Zone Substation | None
South East | Kongorong 11kV | PV | MVA | 2028 | 0.71101 | Zone Substation | None
South East | Kumorna 11kV | PV | MVA | 2028 | 0.18111 | Zone Substation | None
Mid North | Kybunga 11kV | PV | MVA | 2028 | 0.056225 | Zone Substation | None
Murraylands | Lameroo 11kV | PV | MVA | 2028 | 1.3068 | Zone Substation | None
Eastern Hills | Langhorne Creek 11kV | PV | MVA | 2028 | 4.0912 | Zone Substation | None
Metro West | Largs North 11kV | PV | MVA | 2028 | 18.0647 | Zone Substation | None
Metro West | Lefevre 11kV | PV | MVA | 2028 | 0.46388 | Zone Substation | None
Upper North | Leigh Creek South 33kV | PV | MVA | 2028 | 1.3322 | Connection Point | None
Metro East | Linden Park 11kV | PV | MVA | 2028 | 41.6699 | Zone Substation | None
Eyre Peninsula | Little Swamp 11kV | PV | MVA | 2028 | 0.40084 | Zone Substation | None
Eastern Hills | Lobethal 11kV | PV | MVA | 2028 | 11.8098 | Zone Substation | None
Eyre Peninsula | Lock 11kV | PV | MVA | 2028 | 0.92352 | Zone Substation | None
Riverland | Loveday 11kV | PV | MVA | 2028 | 16.0279 | Zone Substation | None
Metro South | Lower Mitcham 11kV | PV | MVA | 2028 | 22.2263 | Zone Substation | None
Riverland | Loxton 11kV | PV | MVA | 2028 | 9.8343 | Zone Substation | None
South East | Lucindale 11kV | PV | MVA | 2028 | 1.4075 | Zone Substation | None
Mid North | Lyndoch 11kV | PV | MVA | 2028 | 4.5092 | Zone Substation | None
Mid North | Lyndoch South 7.6kV | PV | MVA | 2028 | 0.34435 | Zone Substation | None
Riverland | Lyrup 11kV | PV | MVA | 2028 | 2.607 | Zone Substation | None
Metro South | MacGillivray 11kV | PV | MVA | 2028 | 1.9984 | Zone Substation | None
Yorke Peninsula | Maitland 11kV | PV | MVA | 2028 | 5.3442 | Zone Substation | None
Mid North | Mallala 11kV | PV | MVA | 2028 | 5.3908 | Zone Substation | None
Murraylands | Mannum 33kV | PV | MVA | 2028 | 55.1758 | Connection Point | None
Murraylands | Mannum Town 7.6kV | PV | MVA | 2028 | 5.8872 | Zone Substation | None
Yorke Peninsula | Marion Bay 11kV | PV | MVA | 2028 | 0.70402 | Zone Substation | None
Mid North | Marrabel 11kV | PV | MVA | 2028 | 1.6167 | Zone Substation | None
Metro South | McLaren Flat TF1 11kV | PV | MVA | 2028 | 8.7173 | Zone Substation | None
Metro South | McLaren Flat TF2 11kV | PV | MVA | 2028 | 2.6 | Zone Substation | None
Metro South | McLaren Vale 11kV | PV | MVA | 2028 | 3.1525 | Zone Substation | None
Metro South | McLaren Vale Vineyard 11kV | PV | MVA | 2028 | 0 | Zone Substation | None
Eastern Hills | Meadows 11kV | PV | MVA | 2028 | 12.5138 | Zone Substation | Reverse N-1
Upper North | Melrose 11kV | PV | MVA | 2028 | 0.40873 | Zone Substation | None
Murraylands | Meningie 11kV | PV | MVA | 2028 | 2.6079 | Zone Substation | None
Metro East | Metro East 66kV | PV | MVA | 2028 | 647.9282 | Connection Point | None
Metro North | Metro North 66kV | PV | MVA | 2028 | 400.3774 | Connection Point | None
Metro South | Metro South 66kV | PV | MVA | 2028 | 848.3308 | Connection Point | None
Metro West | Metro West 66kV | PV | MVA | 2028 | 393.4352 | Connection Point | None
Eastern Hills | Milang 11kV | PV | MVA | 2028 | 4.7034 | Zone Substation | None
South East | Millicent 11kV | PV | MVA | 2028 | 9.0168 | Zone Substation | None
Yorke Peninsula | Minlaton 11kV | PV | MVA | 2028 | 2.6308 | Zone Substation | None
Murraylands | Mobilong 33kV | PV | MVA | 2028 | 58.0311 | Connection Point | None
Murraylands | Monarto Central 11kV | PV | MVA | 2028 | 0.70628 | Zone Substation | None
Murraylands | Monarto South 11kV | PV | MVA | 2028 | 3.7355 | Zone Substation | None
Yorke Peninsula | Moonta 11kV | PV | MVA | 2028 | 13.0203 | Zone Substation | N-1
Eyre Peninsula | Moorkitabie 11kV | PV | MVA | 2028 | 0.80355 | Zone Substation | None
Riverland | Morgan 11kV | PV | MVA | 2028 | 1.176 | Zone Substation | N
Metro South | Morphett Vale East 11kV | PV | MVA | 2028 | 49.9356 | Zone Substation | None
Metro South | Morphettville 11kV | PV | MVA | 2028 | 23.9437 | Zone Substation | None
Eastern Hills | Mount Barker 11kV | PV | MVA | 2028 | 48.5463 | Zone Substation | None
Eastern Hills | Mount Barker 66kV | PV | MVA | 2028 | 170.7795 | Connection Point | None
South East | Mount Burr 11kV | PV | MVA | 2028 | 0.50798 | Zone Substation | None
South East | Mount Gambier 11kV | PV | MVA | 2028 | 20.315 | Zone Substation | None
South East | Mount Gambier 33kV | PV | MVA | 2028 | 20.917 | Connection Point | None
South East | Mount Gambier North 11kV | PV | MVA | 2028 | 9.9092 | Zone Substation | N-1
South East | Mount Gambier West 11kV | PV | MVA | 2028 | 17.4597 | Zone Substation | None
Upper North | Mount Gunson 33kV | PV | MVA | 2028 | 0 | Connection Point | None
Eastern Hills | Mount Pleasant 11kV | PV | MVA | 2028 | 3.6032 | Zone Substation | None
South East | Mount Schank 11kV | PV | MVA | 2028 | 1.5261 | Zone Substation | None
Murraylands | Murray Bridge North 11kV | PV | MVA | 2028 | 15.973 | Zone Substation | None
Murraylands | Murray Bridge South 11kV | PV | MVA | 2028 | 19.1429 | Zone Substation | None
Eastern Hills | Mylor 11kV | PV | MVA | 2028 | 6.4581 | Zone Substation | None
Murraylands | Mypolonga 11kV | PV | MVA | 2028 | 4.3434 | Zone Substation | None
Metro South | Myponga 11kV | PV | MVA | 2028 | 8.1474 | Zone Substation | None
Eastern Hills | Nairne 11kV | PV | MVA | 2028 | 13.3645 | Zone Substation | Reverse N-1
South East | Nangwarry 11kV | PV | MVA | 2028 | 0.86927 | Zone Substation | None
South East | Naracoorte 11kV | PV | MVA | 2028 | 12.1712 | Zone Substation | None
South East | Naracoorte East 11kV | PV | MVA | 2028 | 1.7213 | Zone Substation | None
Murraylands | Narrung 11kV | PV | MVA | 2028 | 0.4667 | Zone Substation | None
Upper North | Neuroodla 33kV | PV | MVA | 2028 | 0.76595 | Connection Point | None
Metro West | New Osborne 11kV | PV | MVA | 2028 | 0 | Zone Substation | None
Metro West | New Richmond 11kV | PV | MVA | 2028 | 24.8933 | Zone Substation | None
Murraylands | Nildottie 11kV | PV | MVA | 2028 | 0.7839 | Zone Substation | None
Yorke Peninsula | Ninnes 11kV | PV | MVA | 2028 | 1.2278 | Zone Substation | None
Metro South | Noarlunga Centre 11kV | PV | MVA | 2028 | 13.2931 | Zone Substation | None
Metro East | North Adelaide 11kV | PV | MVA | 2028 | 11.4669 | Zone Substation | None
Metro South | North Unley 11kV | PV | MVA | 2028 | 13.7276 | Zone Substation | None
Riverland | North West Bend 66kV | PV | MVA | 2028 | 31.0407 | Connection Point | None
Metro East | Northfield 11kV | PV | MVA | 2028 | 23.2368 | Zone Substation | N
Metro East | Norwood 11kV | PV | MVA | 2028 | 59.3875 | Zone Substation | None
Mid North | Nuriootpa 11kV | PV | MVA | 2028 | 11.975 | Zone Substation | None
Metro South | Oaklands 11kV | PV | MVA | 2028 | 41.7148 | Zone Substation | None
Upper North | Orroroo 11kV | PV | MVA | 2028 | 2.2519 | Zone Substation | None
South East | Padthaway 11kV | PV | MVA | 2028 | 2.147 | Zone Substation | None
Murraylands | Palmer 11kV | PV | MVA | 2028 | 0.21917 | Zone Substation | None
Metro South | Panorama 11kV | PV | MVA | 2028 | 28.3103 | Zone Substation | None
Metro North | Parafield Gardens 11kV | PV | MVA | 2028 | 39.4652 | Zone Substation | None
Metro North | Paralowie 11kV | PV | MVA | 2028 | 19.1802 | Zone Substation | None
Murraylands | Parilla 11kV | PV | MVA | 2028 | 1.1237 | Zone Substation | None
Riverland | Paringa 11kV | PV | MVA | 2028 | 2.7084 | Zone Substation | None
Riverland | Paringa 33kV | PV | MVA | 2028 | 4.6086 | Zone Substation | None
Yorke Peninsula | Paskeville 11kV | PV | MVA | 2028 | 0.39524 | Zone Substation | None
Murraylands | Peake 11kV | PV | MVA | 2028 | 0.24084 | Zone Substation | None
Murraylands | Pellaring Flat 11kV | PV | MVA | 2028 | 0.070859 | Zone Substation | None
Metro North | Penfield 11kV | PV | MVA | 2028 | 20.3529 | Zone Substation | None
Metro South | Penneshaw 11kV | PV | MVA | 2028 | 1.4395 | Zone Substation | None
South East | Penola 11kV | PV | MVA | 2028 | 3.5699 | Zone Substation | None
South East | Penola West 33kV | PV | MVA | 2028 | 6.1987 | Connection Point | None
Upper North | Peterborough 11kV | PV | MVA | 2028 | 2.9268 | Zone Substation | None
Eastern Hills | Piccadilly 11kV | PV | MVA | 2028 | 3.1514 | Zone Substation | None
Murraylands | Pinnaroo 11kV | PV | MVA | 2028 | 1.3585 | Zone Substation | None
Murraylands | Pinnaroo South 11kV | PV | MVA | 2028 | 0.021151 | Zone Substation | None
Metro South | Plympton 11kV | PV | MVA | 2028 | 21.8957 | Zone Substation | None
Eyre Peninsula | Point Boston 11kV | PV | MVA | 2028 | 0.13088 | Zone Substation | None
Eyre Peninsula | Polda 11kV | PV | MVA | 2028 | 1.275 | Zone Substation | None
Eyre Peninsula | Poonindie 11kV | PV | MVA | 2028 | 0.80359 | Zone Substation | None
Metro West | Port Adelaide 11kV | PV | MVA | 2028 | 13.6799 | Zone Substation | None
Metro West | Port Adelaide North 11kV | PV | MVA | 2028 | 8.3215 | Zone Substation | None
Upper North | Port Augusta 11kV | PV | MVA | 2028 | 10.0706 | Zone Substation | None
Upper North | Port Augusta West TF1 11kV | PV | MVA | 2028 | 5.0005 | Zone Substation | None
Upper North | Port Augusta West TF2 11kV | PV | MVA | 2028 | 4.2116 | Zone Substation | None
Upper North | Port Broughton 11kV | PV | MVA | 2028 | 3.9684 | Zone Substation | None
Yorke Peninsula | Port Clinton 11kV | PV | MVA | 2028 | 0.99353 | Zone Substation | None
Upper North | Port Germein 11kV | PV | MVA | 2028 | 1.4064 | Zone Substation | None
Yorke Peninsula | Port Giles 11kV | PV | MVA | 2028 | 0.43895 | Zone Substation | None
Yorke Peninsula | Port Julia 11kV | PV | MVA | 2028 | 0.52984 | Zone Substation | None
Eyre Peninsula | Port Lincoln City 11kV | PV | MVA | 2028 | 16.154 | Zone Substation | None
Eyre Peninsula | Port Lincoln Docks 11kV | PV | MVA | 2028 | 4.1667 | Zone Substation | None
Eyre Peninsula | Port Lincoln Marina 11kV | PV | MVA | 2028 | 8.0142 | Zone Substation | None
Eyre Peninsula | Port Lincoln Terminal 33kV | PV | MVA | 2028 | 41.8777 | Connection Point | None
Metro South | Port Noarlunga 11kV | PV | MVA | 2028 | 42.7199 | Zone Substation | None
Upper North | Port Pirie Bungama 33kV | PV | MVA | 2028 | 74.6705 | Connection Point | None
Upper North | Port Pirie South 11kV | PV | MVA | 2028 | 23.8215 | Zone Substation | None
Metro South | Port Stanvac 11kV | PV | MVA | 2028 | 41.3481 | Zone Substation | None
Metro South | Port Stanvac TF2 11kV | PV | MVA | 2028 | 0 | Zone Substation | None
Yorke Peninsula | Port Vincent 11kV | PV | MVA | 2028 | 1.6784 | Zone Substation | None
Riverland | Portee 11kV | PV | MVA | 2028 | 0.38286 | Zone Substation | N
Metro East | Prospect 11kV | PV | MVA | 2028 | 29.7657 | Zone Substation | None
Murraylands | Punyelroo 11kV | PV | MVA | 2028 | 0.34508 | Zone Substation | None
Riverland | Pyap 11kV | PV | MVA | 2028 | 8.5076 | Zone Substation | None
Riverland | Qualco 11kV | PV | MVA | 2028 | 0.63723 | Zone Substation | N
Metro West | Queenstown 11kV | PV | MVA | 2028 | 17.825 | Zone Substation | None
Upper North | Quorn 11kV | PV | MVA | 2028 | 2.3548 | Zone Substation | None
Riverland | Ramco 11kV | PV | MVA | 2028 | 4.5283 | Zone Substation | None
Metro South | Rapid Bay 11kV | PV | MVA | 2028 | 0.051926 | Zone Substation | None
Riverland | Renmark 11kV | PV | MVA | 2028 | 28.2108 | Zone Substation | None
Mid North | Riverton 11kV | PV | MVA | 2028 | 2.6239 | Zone Substation | None
South East | Robe 7.6kV | PV | MVA | 2028 | 3.4908 | Zone Substation | None
Mid North | Robertstown 11kV | PV | MVA | 2028 | 1.171 | Zone Substation | None
Riverland | Roonka 11kV | PV | MVA | 2028 | 3.9808 | Zone Substation | None
Eyre Peninsula | Rudall 11kV | PV | MVA | 2028 | 0.13287 | Zone Substation | None
Metro North | Salisbury 11kV | PV | MVA | 2028 | 64.5462 | Zone Substation | N
Metro South | Salt Cliffs 11kV | PV | MVA | 2028 | 0.39374 | Zone Substation | None
Mid North | Sandy Creek 11kV | PV | MVA | 2028 | 3.4435 | Zone Substation | None
Metro South | Seacombe 11kV | PV | MVA | 2028 | 48.073 | Zone Substation | None
Metro South | Seaford 11kV | PV | MVA | 2028 | 16.7721 | Zone Substation | None
Metro South | Second Valley 11kV | PV | MVA | 2028 | 0.83654 | Zone Substation | None
Metro South | Sheidow Park 11kV | PV | MVA | 2028 | 35.0694 | Zone Substation | Reverse N-1
Murraylands | Sherlock 11kV | PV | MVA | 2028 | 0.064057 | Zone Substation | None
Metro North | Smithfield West 11kV | PV | MVA | 2028 | 31.4649 | Zone Substation | N-1
South East | Snuggery Rural 33kV | PV | MVA | 2028 | 23.4951 | Connection Point | None
South East | South End 11kV | PV | MVA | 2028 | 0.88941 | Zone Substation | Reverse N-1
Mid North | Spalding 11kV | PV | MVA | 2028 | 1.3689 | Zone Substation | None
Metro South | Square Water Hole 11kV | PV | MVA | 2028 | 7.418 | Zone Substation | None
Yorke Peninsula | Stansbury 11kV | PV | MVA | 2028 | 1.7951 | Zone Substation | None
Eastern Hills | Stirling East 11kV | PV | MVA | 2028 | 12.1155 | Zone Substation | None
Upper North | Stirling North 1 11kV | PV | MVA | 2028 | 2.1439 | Zone Substation | None
Upper North | Stirling North 2 11kV | PV | MVA | 2028 | 2.0896 | Zone Substation | None
Mid North | Stockwell TF1 11kV | PV | MVA | 2028 | 3.3946 | Zone Substation | None
Mid North | Stockwell TF2 11kV | PV | MVA | 2028 | 2.5278 | Zone Substation | None
Eyre Peninsula | Stony Point 11kV | PV | MVA | 2028 | 0.11903 | Connection Point | None
Eastern Hills | Strathalbyn 11kV | PV | MVA | 2028 | 17.5947 | Zone Substation | None
Eyre Peninsula | Streaky Bay 11kV | PV | MVA | 2028 | 7.3207 | Zone Substation | Reverse N-1
Riverland | Swan Reach 11kV | PV | MVA | 2028 | 0.95755 | Zone Substation | None
Riverland | Swan Reach 33kV | PV | MVA | 2028 | 2.2607 | Zone Substation | None
Murraylands | Tailem Bend 33kV | PV | MVA | 2028 | 36.3422 | Connection Point | None
Murraylands | Tailem Bend Town 11kV | PV | MVA | 2028 | 3.692 | Zone Substation | None
South East | Tantanoola 11kV | PV | MVA | 2028 | 0.50815 | Zone Substation | None
Eyre Peninsula | Tarlton 11kV | PV | MVA | 2028 | 0.5957 | Zone Substation | None
South East | Tarpeena South 11kV | PV | MVA | 2028 | 0.60195 | Zone Substation | N-1
Metro East | Tea Tree Gully 11kV | PV | MVA | 2028 | 40.9004 | Zone Substation | None
Murraylands | Teal Flat 11kV | PV | MVA | 2028 | 2.011 | Zone Substation | None
Upper North | Telowie 11kV | PV | MVA | 2028 | 0.96221 | Zone Substation | None
Mid North | Templers 33kV | PV | MVA | 2028 | 42.2751 | Connection Point | None
Metro West | Thebarton 11kV | PV | MVA | 2028 | 20.6302 | Zone Substation | None
South East | Tintinara 11kV | PV | MVA | 2028 | 1.1372 | Zone Substation | None
Metro South | Tonsley Park 11kV | PV | MVA | 2028 | 16.4934 | Zone Substation | None
Eyre Peninsula | Tumby Bay 11kV | PV | MVA | 2028 | 4.5939 | Zone Substation | None
Metro North | Two Wells 11kV | PV | MVA | 2028 | 9.7184 | Zone Substation | N-1
Eyre Peninsula | Uley 11kV | PV | MVA | 2028 | 0.4003 | Zone Substation | None
Eyre Peninsula | Uley South 11kV | PV | MVA | 2028 | 0 | Zone Substation | None
Eastern Hills | Uraidla 11kV | PV | MVA | 2028 | 9.6785 | Zone Substation | None
Eastern Hills | Uraidla 33kV | PV | MVA | 2028 | 26.4931 | Zone Substation | None
Eastern Hills | Verdun 11kV | PV | MVA | 2028 | 1.9563 | Zone Substation | None
Metro South | Victor Harbor 11kV | PV | MVA | 2028 | 41.0286 | Zone Substation | None
Metro North | Virginia 11kV | PV | MVA | 2028 | 12.5437 | Zone Substation | None
Riverland | Waikerie 11kV | PV | MVA | 2028 | 7.4693 | Zone Substation | None
Murraylands | Walker Flat 11kV | PV | MVA | 2028 | 1.0393 | Zone Substation | None
Yorke Peninsula | Wallaroo 11kV | PV | MVA | 2028 | 10.1683 | Zone Substation | None
Yorke Peninsula | Warooka 11kV | PV | MVA | 2028 | 3.0757 | Zone Substation | None
Mid North | Wasleys 11kV | PV | MVA | 2028 | 2.8298 | Zone Substation | None
Mid North | Waterloo 33kV | PV | MVA | 2028 | 12.5828 | Connection Point | None
Mid North | Waterloo Town 11kV | PV | MVA | 2028 | 0.25997 | Zone Substation | None
Murraylands | White Sands 11kV | PV | MVA | 2028 | 0 | Zone Substation | None
Adelaide Central | Whitmore Square 11kV | PV | MVA | 2028 | 10.1472 | Zone Substation | None
Eyre Peninsula | Whyalla Central 33kV | PV | MVA | 2028 | 43.8156 | Connection Point | None
Eyre Peninsula | Whyalla City 11kV | PV | MVA | 2028 | 18.8151 | Zone Substation | None
Eyre Peninsula | Whyalla North 11kV | PV | MVA | 2028 | 0.24002 | Zone Substation | None
Eyre Peninsula | Whyalla Stuart 11kV | PV | MVA | 2028 | 14.3581 | Zone Substation | None
Mid North | Williamstown 11kV | PV | MVA | 2028 | 1.2058 | Zone Substation | None
Mid North | Williamstown South 11kV | PV | MVA | 2028 | 3.5482 | Zone Substation | None
Metro South | Willunga 11kV | PV | MVA | 2028 | 8.0531 | Zone Substation | None
Metro South | Willunga 33kV | PV | MVA | 2028 | 3.4097 | Zone Substation | None
Upper North | Wilmington 11kV | PV | MVA | 2028 | 1.3825 | Zone Substation | None
Upper North | Wirrabara Forest 11kV | PV | MVA | 2028 | 0.24655 | Zone Substation | None
Upper North | Wirrabara South 11kV | PV | MVA | 2028 | 0.024866 | Zone Substation | None
Metro South | Wirrina Cove 11kV | PV | MVA | 2028 | 0.518 | Zone Substation | None
Upper North | Wongyarra 11kV | PV | MVA | 2028 | 0.0672 | Zone Substation | None
Metro East | Woodforde 11kV | PV | MVA | 2028 | 40.3964 | Zone Substation | None
Murraylands | Woods Point 11kV | PV | MVA | 2028 | 2.5713 | Zone Substation | None
Eastern Hills | Woodside 11kV | PV | MVA | 2028 | 14.634 | Zone Substation | Reverse N-1
Metro West | Woodville 11kV | PV | MVA | 2028 | 9.4305 | Zone Substation | None
Metro West | Woodville 33kV | PV | MVA | 2028 | 0 | Zone Substation | None
Riverland | Woolpunda 11kV | PV | MVA | 2028 | 0.76855 | Zone Substation | None
Eyre Peninsula | Wudinna 11kV | PV | MVA | 2028 | 2.7529 | Zone Substation | None
Eyre Peninsula | Wudinna 66kV | PV | MVA | 2028 | 19.283 | Connection Point | None
Eyre Peninsula | Yadnarie 66kV | PV | MVA | 2028 | 10.9614 | Connection Point | None
Metro South | Yankalilla 11kV | PV | MVA | 2028 | 10.8085 | Zone Substation | None
Metro South | Yankalilla 33kV | PV | MVA | 2028 | 1.8528 | Zone Substation | None
Metro South | Yankalilla Hill 11kV | PV | MVA | 2028 | 0 | Zone Substation | None
Upper North | Yongala 11kV | PV | MVA | 2028 | 0.12574 | Zone Substation | None
Yorke Peninsula | Yorketown 11kV | PV | MVA | 2028 | 2.5776 | Zone Substation | None
Adelaide Central | ACR 66kV | PV | MVA | 2029 | 29.1376 | Connection Point | None
Eastern Hills | Aldgate 11kV | PV | MVA | 2029 | 11.8075 | Zone Substation | None
Metro South | Aldinga 11kV | PV | MVA | 2029 | 29.1265 | Zone Substation | None
South East | Allendale East 11kV | PV | MVA | 2029 | 3.331 | Zone Substation | None
Mid North | Alma 11kV | PV | MVA | 2029 | 0.017373 | Zone Substation | None
Metro South | American River 11kV | PV | MVA | 2029 | 0.93192 | Zone Substation | None
Eastern Hills | Angas Creek 33kV | PV | MVA | 2029 | 32.264 | Connection Point | None
Mid North | Angaston 11kV | PV | MVA | 2029 | 15.051 | Zone Substation | None
Metro North | Angle Vale 11kV | PV | MVA | 2029 | 30.6602 | Zone Substation | None
Yorke Peninsula | Ardrossan 11kV | PV | MVA | 2029 | 3.3635 | Zone Substation | None
Yorke Peninsula | Ardrossan West 33kV | PV | MVA | 2029 | 16.5478 | Connection Point | None
Eyre Peninsula | Arno Bay 11kV | PV | MVA | 2029 | 0.9394 | Zone Substation | None
Metro South | Ascot Park 11kV | PV | MVA | 2029 | 26.3496 | Zone Substation | N
Metro West | Athol Park 11kV | PV | MVA | 2029 | 23.5992 | Zone Substation | None
Mid North | Auburn 11kV | PV | MVA | 2029 | 4.3164 | Zone Substation | None
Yorke Peninsula | Balaklava 7.6kV | PV | MVA | 2029 | 4.0685 | Zone Substation | None
Eastern Hills | Balhannah 33kV | PV | MVA | 2029 | 39.7821 | Zone Substation | None
Upper North | Baroota 33kV | PV | MVA | 2029 | 17.948 | Connection Point | None
Upper North | Baroota Town 11kV | PV | MVA | 2029 | 0.16148 | Zone Substation | None
Mid North | Barossa South TF1 11kV | PV | MVA | 2029 | 1.632 | Zone Substation | None
Mid North | Barossa South TF2 11kV | PV | MVA | 2029 | 2.2178 | Zone Substation | None
South East | Beachport 11kV | PV | MVA | 2029 | 2.1175 | Zone Substation | None
Murraylands | Belvedere Road 7.6kV | PV | MVA | 2029 | 0.034314 | Zone Substation | None
Riverland | Berri 11kV | PV | MVA | 2029 | 18.5738 | Zone Substation | None
Riverland | Berri 66kV | PV | MVA | 2029 | 97.872 | Connection Point | None
Murraylands | Binnies 11kV | PV | MVA | 2029 | 0.056778 | Zone Substation | None
Eastern Hills | Birdwood 11kV | PV | MVA | 2029 | 5.1713 | Zone Substation | None
Yorke Peninsula | Black Point 11kV | PV | MVA | 2029 | 0.43375 | Zone Substation | None
Metro West | Blackpool 11kV | PV | MVA | 2029 | 19.5012 | Zone Substation | None
Metro South | Blackwood 11kV | PV | MVA | 2029 | 42.5572 | Zone Substation | None
South East | Blanche 33kV | PV | MVA | 2029 | 37.644 | Connection Point | None
Upper North | Booleroo Centre 11kV | PV | MVA | 2029 | 0.76146 | Zone Substation | None
Eyre Peninsula | Boothby 33kV | PV | MVA | 2029 | 1.3068 | Zone Substation | N-1
Upper North | Booyoolie 11kV | PV | MVA | 2029 | 0.010775 | Zone Substation | None
South East | Bordertown 11kV | PV | MVA | 2029 | 9.6884 | Zone Substation | N-1
Mid North | Brinkworth 33kV | PV | MVA | 2029 | 7.6423 | Connection Point | None
Mid North | Brinkworth Town 11kV | PV | MVA | 2029 | 1.4308 | Zone Substation | None
Eastern Hills | Brukunga 11kV | PV | MVA | 2029 | 0.74418 | Zone Substation | None
Upper North | Bungama Napperby 11kV | PV | MVA | 2029 | 1.7092 | Zone Substation | None
Metro East | Burnside 11kV | PV | MVA | 2029 | 15.6283 | Zone Substation | None
Mid North | Burra TF2 11kV | PV | MVA | 2029 | 3.3628 | Zone Substation | None
Riverland | Cadell 11kV | PV | MVA | 2029 | 2.2653 | Zone Substation | None
Murraylands | Caloote 11kV | PV | MVA | 2029 | 2.4298 | Zone Substation | None
Upper North | Caltowie 11kV | PV | MVA | 2029 | 0.21384 | Zone Substation | None
Murraylands | Cambrai 11kV | PV | MVA | 2029 | 1.2386 | Zone Substation | None
Murraylands | Campbell Park 11kV | PV | MVA | 2029 | 0.36263 | Zone Substation | None
Metro East | Campbelltown 11kV | PV | MVA | 2029 | 63.0485 | Zone Substation | None
Metro South | Cape Jervis 11kV | PV | MVA | 2029 | 1.3561 | Zone Substation | None
Metro South | Cape Jervis 33kV | PV | MVA | 2029 | 9.9125 | Zone Substation | N-1
Eyre Peninsula | Caralue 11kV | PV | MVA | 2029 | 3.401 | Zone Substation | None
Metro West | Cavan 11kV | PV | MVA | 2029 | 25.4352 | Zone Substation | None
Adelaide Central | CBD 33kV | PV | MVA | 2029 | 0.68314 | Zone Substation | None
Eyre Peninsula | Ceduna 11kV | PV | MVA | 2029 | 6.9085 | Zone Substation | None
Eastern Hills | Chain of Ponds 11kV | PV | MVA | 2029 | 0.7249 | Zone Substation | None
Metro West | Cheltenham 11kV | PV | MVA | 2029 | 12.5979 | Zone Substation | None
Metro West | Cheltenham 33kV | PV | MVA | 2029 | 0 | Zone Substation | None
Mid North | Clare 11kV | PV | MVA | 2029 | 12.6679 | Zone Substation | None
Mid North | Clare North 33kV | PV | MVA | 2029 | 16.2458 | Connection Point | None
Metro South | Clarence Gardens 11kV | PV | MVA | 2029 | 22.2369 | Zone Substation | None
Metro South | Clarendon 11kV | PV | MVA | 2029 | 5.4258 | Zone Substation | None
Metro East | Clearview 11kV | PV | MVA | 2029 | 33.6484 | Zone Substation | N
Eyre Peninsula | Cleve 11kV | PV | MVA | 2029 | 3.5171 | Zone Substation | None
Eyre Peninsula | Cleve 33kV | PV | MVA | 2029 | 3.1919 | Zone Substation | N-1
Eyre Peninsula | Coffin Bay 11kV | PV | MVA | 2029 | 2.22 | Zone Substation | None
Mid North | Collinsfield 11kV | PV | MVA | 2029 | 0.75971 | Zone Substation | None
Murraylands | Coomandook 11kV | PV | MVA | 2029 | 0.28287 | Zone Substation | None
Murraylands | Coonalpyn 11kV | PV | MVA | 2029 | 0.7309 | Zone Substation | None
South East | Coonawarra 11kV | PV | MVA | 2029 | 1.8941 | Zone Substation | None
Upper North | Copley Nepabunna 33kV | PV | MVA | 2029 | 0.4076 | Zone Substation | N-1
Riverland | Cordola 11kV | PV | MVA | 2029 | 0.95791 | Zone Substation | None
Adelaide Central | Coromandel Place 11kV | PV | MVA | 2029 | 2.9228 | Zone Substation | None
Eyre Peninsula | Cowell 11kV | PV | MVA | 2029 | 2.7881 | Zone Substation | None
Metro West | Croydon 11kV | PV | MVA | 2029 | 24.0302 | Zone Substation | None
Metro West | Croydon Park 11kV | PV | MVA | 2029 | 18.8609 | Zone Substation | None
Upper North | Crystal Brook 11kV | PV | MVA | 2029 | 2.8132 | Zone Substation | None
Metro South | Cudmore Park 11kV | PV | MVA | 2029 | 14.3361 | Zone Substation | None
Eyre Peninsula | Cummins 11kV | PV | MVA | 2029 | 3.8693 | Zone Substation | None
Yorke Peninsula | Curramulka 7.6kV | PV | MVA | 2029 | 0.37951 | Zone Substation | None
Yorke Peninsula | Curramulka South 11kV | PV | MVA | 2029 | 0.026309 | Zone Substation | None
Yorke Peninsula | Dalrymple 33kV | PV | MVA | 2029 | 12.2324 | Connection Point | None
Eyre Peninsula | Darke Peak 11kV | PV | MVA | 2029 | 0.33235 | Zone Substation | None
Upper North | Davenport West 33kV | PV | MVA | 2029 | 39.6575 | Connection Point | None
Eastern Hills | Deloraine 11kV | PV | MVA | 2029 | 0.58398 | Zone Substation | None
Metro North | Direk 11kV | PV | MVA | 2029 | 24.7582 | Zone Substation | None
Mid North | Dorrien 33kV | PV | MVA | 2029 | 69.0635 | Connection Point | None
Mid North | Dorrien TF4 11kV | PV | MVA | 2029 | 10.364 | Zone Substation | None
Mid North | Dorrien TF5 11kV | PV | MVA | 2029 | 6.2836 | Zone Substation | None
Yorke Peninsula | Dowlingville 11kV | PV | MVA | 2029 | 0.04979 | Zone Substation | None
Adelaide Central | East Terrace 11kV | PV | MVA | 2029 | 9.5138 | Zone Substation | None
Metro North | Edinburgh 11kV | PV | MVA | 2029 | 8.5392 | Zone Substation | None
Yorke Peninsula | Edithburgh 11kV | PV | MVA | 2029 | 2.7421 | Zone Substation | None
Metro North | Elizabeth Downs 11kV | PV | MVA | 2029 | 49.1786 | Zone Substation | None
Metro North | Elizabeth Heights 11kV | PV | MVA | 2029 | 24.3003 | Zone Substation | None
Metro North | Elizabeth South 11kV | PV | MVA | 2029 | 9.012 | Zone Substation | None
Mid North | Eudunda 11kV | PV | MVA | 2029 | 2.4899 | Zone Substation | None
Metro North | Evanston 11kV | PV | MVA | 2029 | 55.2143 | Zone Substation | N-1
Metro North | Evanston 33kV | PV | MVA | 2029 | 0.18741 | Zone Substation | None
Metro West | Findon 11kV | PV | MVA | 2029 | 18.1552 | Zone Substation | None
Metro West | Flinders Park 11kV | PV | MVA | 2029 | 20.7983 | Zone Substation | None
Mid North | Florieton SWER 19kV | PV | MVA | 2029 | 0.044054 | Connection Point | None
Eastern Hills | Forreston 11kV | PV | MVA | 2029 | 1.5324 | Zone Substation | None
Mid North | Freeling 11kV | PV | MVA | 2029 | 0.68822 | Zone Substation | None
Mid North | Freeling North 11kV | PV | MVA | 2029 | 5.6541 | Zone Substation | None
Metro West | Fulham Gardens 11kV | PV | MVA | 2029 | 39.3545 | Zone Substation | None
Upper North | Fullerville 11kV | PV | MVA | 2029 | 0 | Zone Substation | None
Mid North | Gawler Belt TF1 11kV | PV | MVA | 2029 | 7.022 | Zone Substation | None
Mid North | Gawler Belt TF2 11kV | PV | MVA | 2029 | 7.017 | Zone Substation | None
Mid North | Georgetown 11kV | PV | MVA | 2029 | 0.37501 | Zone Substation | None
Murraylands | Geranium 11kV | PV | MVA | 2029 | 0.1385 | Zone Substation | None
Upper North | Gladstone 11kV | PV | MVA | 2029 | 3.4151 | Zone Substation | None
Metro West | Glanville 11kV | PV | MVA | 2029 | 19.8433 | Zone Substation | None
South East | Glencoe 11kV | PV | MVA | 2029 | 1.2844 | Zone Substation | None
Metro South | Glenelg North 11kV | PV | MVA | 2029 | 17.4118 | Zone Substation | None
Riverland | Glossop 11kV | PV | MVA | 2029 | 6.5044 | Zone Substation | None
Metro East | Golden Grove 11kV | PV | MVA | 2029 | 63.1328 | Zone Substation | None
Mid North | Gomersal North 11kV | PV | MVA | 2029 | 0.026234 | Zone Substation | None
Metro South | Goolwa 11kV | PV | MVA | 2029 | 26.6503 | Zone Substation | None
Mid North | Gulnare 11kV | PV | MVA | 2029 | 0.18316 | Zone Substation | None
Eastern Hills | Gumeracha 11kV | PV | MVA | 2029 | 0 | Zone Substation | None
Eastern Hills | Gumeracha Weir 11kV | PV | MVA | 2029 | 0.25134 | Zone Substation | None
Eastern Hills | Gumhaven 11kV | PV | MVA | 2029 | 0.073583 | Zone Substation | None
Metro South | Hackham 11kV | PV | MVA | 2029 | 24.3875 | Zone Substation | N-1
Eastern Hills | Hahndorf 11kV | PV | MVA | 2029 | 9.3271 | Zone Substation | None
Mid North | Halbury 11kV | PV | MVA | 2029 | 0.10719 | Zone Substation | None
Mid North | Hamley Bridge 11kV | PV | MVA | 2029 | 2.4934 | Zone Substation | None
Metro South | Happy Valley 11kV | PV | MVA | 2029 | 48.1662 | Zone Substation | None
Metro East | Harrow 11kV | PV | MVA | 2029 | 24.2172 | Zone Substation | None
South East | Hatherleigh 11kV | PV | MVA | 2029 | 0.12493 | Zone Substation | None
Upper North | Hawker 11kV | PV | MVA | 2029 | 0.81088 | Zone Substation | None
Metro South | Hay Flat 11kV | PV | MVA | 2029 | 0.037276 | Zone Substation | None
Metro West | Henley South 11kV | PV | MVA | 2029 | 37.5088 | Zone Substation | None
Eastern Hills | Hermitage 11kV | PV | MVA | 2029 | 0.22517 | Zone Substation | None
Metro East | Hillcrest 11kV | PV | MVA | 2029 | 40.1069 | Zone Substation | None
Adelaide Central | Hindley Street 11kV | PV | MVA | 2029 | 5.2232 | Zone Substation | None
Metro East | Holden Hill 11kV | PV | MVA | 2029 | 42.1489 | Zone Substation | None
Metro East | Hope Valley 11kV | PV | MVA | 2029 | 26.5937 | Zone Substation | None
Eastern Hills | Houghton 7.6kV | PV | MVA | 2029 | 4.0055 | Zone Substation | None
Mid North | Hoyleton 11kV | PV | MVA | 2029 | 0.18936 | Zone Substation | None
Yorke Peninsula | Hummocks 33kV | PV | MVA | 2029 | 30.9683 | Connection Point | None
Metro East | Ingle Farm 11kV | PV | MVA | 2029 | 47.7453 | Zone Substation | None
South East | Inverness 11kV | PV | MVA | 2029 | 0.0029271 | Zone Substation | None
Murraylands | Jabuk 11kV | PV | MVA | 2029 | 0.043607 | Zone Substation | None
Yorke Peninsula | James Well 11kV | PV | MVA | 2029 | 0.43469 | Zone Substation | None
Upper North | Jamestown 11kV | PV | MVA | 2029 | 4.5335 | Zone Substation | Reverse N-1
Murraylands | Jervois 11kV | PV | MVA | 2029 | 1.4186 | Zone Substation | None
Yorke Peninsula | Kadina 11kV | PV | MVA | 2029 | 11.8169 | Zone Substation | None
Yorke Peninsula | Kadina East 33kV | PV | MVA | 2029 | 64.6079 | Connection Point | None
South East | Kalangadoo 11kV | PV | MVA | 2029 | 0 | Zone Substation | None
South East | Kalangadoo West 11kV | PV | MVA | 2029 | 0.96487 | Zone Substation | None
Eastern Hills | Kanmantoo Copper Mine 11kV | PV | MVA | 2029 | 2.9281 | Connection Point | None
Mid North | Kapunda TF1 11kV | PV | MVA | 2029 | 3.1733 | Zone Substation | None
Mid North | Kapunda TF2 11kV | PV | MVA | 2029 | 4.4267 | Zone Substation | None
Murraylands | Karoonda 11kV | PV | MVA | 2029 | 1.8591 | Zone Substation | Reverse N
South East | Keith 11kV | PV | MVA | 2029 | 4.3641 | Zone Substation | None
South East | Keith 33kV | PV | MVA | 2029 | 21.8075 | Connection Point | None
Metro East | Kent Town 11kV | PV | MVA | 2029 | 20.279 | Zone Substation | None
Eastern Hills | Kersbrook 11kV | PV | MVA | 2029 | 0.91512 | Zone Substation | None
Metro South | Keswick 11kV | PV | MVA | 2029 | 18.7001 | Zone Substation | None
Murraylands | Ki Ki 11kV | PV | MVA | 2029 | 0.044531 | Zone Substation | None
Metro West | Kilburn 11kV | PV | MVA | 2029 | 20.2532 | Zone Substation | None
Metro East | Kilburn South 11kV | PV | MVA | 2029 | 16.2298 | Zone Substation | None
Metro West | Kilkenny 11kV | PV | MVA | 2029 | 13.6926 | Zone Substation | None
South East | Kincraig 33kV | PV | MVA | 2029 | 30.9811 | Connection Point | None
Metro South | Kingscote 11kV | PV | MVA | 2029 | 4.4207 | Zone Substation | None
South East | Kingston SE 11kV | PV | MVA | 2029 | 4.9188 | Zone Substation | None
Metro South | Kingswood 11kV | PV | MVA | 2029 | 47.6242 | Zone Substation | None
South East | Kongorong 11kV | PV | MVA | 2029 | 0.74833 | Zone Substation | None
South East | Kumorna 11kV | PV | MVA | 2029 | 0.19709 | Zone Substation | None
Mid North | Kybunga 11kV | PV | MVA | 2029 | 0.059482 | Zone Substation | None
Murraylands | Lameroo 11kV | PV | MVA | 2029 | 1.386 | Zone Substation | None
Eastern Hills | Langhorne Creek 11kV | PV | MVA | 2029 | 4.3148 | Zone Substation | None
Metro West | Largs North 11kV | PV | MVA | 2029 | 19.0644 | Zone Substation | None
Metro West | Lefevre 11kV | PV | MVA | 2029 | 0.50127 | Zone Substation | None
Upper North | Leigh Creek South 33kV | PV | MVA | 2029 | 1.4211 | Connection Point | None
Metro East | Linden Park 11kV | PV | MVA | 2029 | 43.56 | Zone Substation | None
Eyre Peninsula | Little Swamp 11kV | PV | MVA | 2029 | 0.42725 | Zone Substation | None
Eastern Hills | Lobethal 11kV | PV | MVA | 2029 | 12.3022 | Zone Substation | None
Eyre Peninsula | Lock 11kV | PV | MVA | 2029 | 1.0025 | Zone Substation | None
Riverland | Loveday 11kV | PV | MVA | 2029 | 16.4536 | Zone Substation | None
Metro South | Lower Mitcham 11kV | PV | MVA | 2029 | 23.3046 | Zone Substation | None
Riverland | Loxton 11kV | PV | MVA | 2029 | 10.2116 | Zone Substation | None
South East | Lucindale 11kV | PV | MVA | 2029 | 1.5229 | Zone Substation | None
Mid North | Lyndoch 11kV | PV | MVA | 2029 | 4.7241 | Zone Substation | None
Mid North | Lyndoch South 7.6kV | PV | MVA | 2029 | 0.36345 | Zone Substation | None
Riverland | Lyrup 11kV | PV | MVA | 2029 | 2.6715 | Zone Substation | None
Metro South | MacGillivray 11kV | PV | MVA | 2029 | 2.1264 | Zone Substation | None
Yorke Peninsula | Maitland 11kV | PV | MVA | 2029 | 5.5697 | Zone Substation | None
Mid North | Mallala 11kV | PV | MVA | 2029 | 5.5792 | Zone Substation | None
Murraylands | Mannum 33kV | PV | MVA | 2029 | 55.891 | Connection Point | None
Murraylands | Mannum Town 7.6kV | PV | MVA | 2029 | 6.1001 | Zone Substation | None
Yorke Peninsula | Marion Bay 11kV | PV | MVA | 2029 | 0.72163 | Zone Substation | None
Mid North | Marrabel 11kV | PV | MVA | 2029 | 1.7161 | Zone Substation | None
Metro South | McLaren Flat TF1 11kV | PV | MVA | 2029 | 9.0645 | Zone Substation | None
Metro South | McLaren Flat TF2 11kV | PV | MVA | 2029 | 2.7033 | Zone Substation | None
Metro South | McLaren Vale 11kV | PV | MVA | 2029 | 3.2685 | Zone Substation | None
Metro South | McLaren Vale Vineyard 11kV | PV | MVA | 2029 | 0 | Zone Substation | None
Eastern Hills | Meadows 11kV | PV | MVA | 2029 | 13.0052 | Zone Substation | Reverse N-1
Upper North | Melrose 11kV | PV | MVA | 2029 | 0.43164 | Zone Substation | None
Murraylands | Meningie 11kV | PV | MVA | 2029 | 2.7445 | Zone Substation | None
Metro East | Metro East 66kV | PV | MVA | 2029 | 681.6331 | Connection Point | None
Metro North | Metro North 66kV | PV | MVA | 2029 | 415.4518 | Connection Point | None
Metro South | Metro South 66kV | PV | MVA | 2029 | 888.4765 | Connection Point | None
Metro West | Metro West 66kV | PV | MVA | 2029 | 413.0075 | Connection Point | None
Eastern Hills | Milang 11kV | PV | MVA | 2029 | 4.9119 | Zone Substation | None
South East | Millicent 11kV | PV | MVA | 2029 | 9.5387 | Zone Substation | None
Yorke Peninsula | Minlaton 11kV | PV | MVA | 2029 | 2.7246 | Zone Substation | None
Murraylands | Mobilong 33kV | PV | MVA | 2029 | 59.6141 | Connection Point | None
Murraylands | Monarto Central 11kV | PV | MVA | 2029 | 0.7379 | Zone Substation | None
Murraylands | Monarto South 11kV | PV | MVA | 2029 | 3.8134 | Zone Substation | None
Yorke Peninsula | Moonta 11kV | PV | MVA | 2029 | 13.3963 | Zone Substation | N-1
Eyre Peninsula | Moorkitabie 11kV | PV | MVA | 2029 | 0.86919 | Zone Substation | None
Riverland | Morgan 11kV | PV | MVA | 2029 | 1.2101 | Zone Substation | N
Metro South | Morphett Vale East 11kV | PV | MVA | 2029 | 52.4906 | Zone Substation | None
Metro South | Morphettville 11kV | PV | MVA | 2029 | 25.3817 | Zone Substation | None
Eastern Hills | Mount Barker 11kV | PV | MVA | 2029 | 50.0446 | Zone Substation | None
Eastern Hills | Mount Barker 66kV | PV | MVA | 2029 | 177.7164 | Connection Point | None
South East | Mount Burr 11kV | PV | MVA | 2029 | 0.54789 | Zone Substation | None
South East | Mount Gambier 11kV | PV | MVA | 2029 | 21.7211 | Zone Substation | None
South East | Mount Gambier 33kV | PV | MVA | 2029 | 22.358 | Connection Point | None
South East | Mount Gambier North 11kV | PV | MVA | 2029 | 10.5418 | Zone Substation | N-1
South East | Mount Gambier West 11kV | PV | MVA | 2029 | 18.6734 | Zone Substation | None
Upper North | Mount Gunson 33kV | PV | MVA | 2029 | 0 | Connection Point | None
Eastern Hills | Mount Pleasant 11kV | PV | MVA | 2029 | 3.8048 | Zone Substation | None
South East | Mount Schank 11kV | PV | MVA | 2029 | 1.6675 | Zone Substation | None
Murraylands | Murray Bridge North 11kV | PV | MVA | 2029 | 16.6329 | Zone Substation | None
Murraylands | Murray Bridge South 11kV | PV | MVA | 2029 | 19.7721 | Zone Substation | None
Eastern Hills | Mylor 11kV | PV | MVA | 2029 | 6.709 | Zone Substation | None
Murraylands | Mypolonga 11kV | PV | MVA | 2029 | 4.5279 | Zone Substation | None
Metro South | Myponga 11kV | PV | MVA | 2029 | 8.4648 | Zone Substation | None
Eastern Hills | Nairne 11kV | PV | MVA | 2029 | 13.9521 | Zone Substation | Reverse N-1
South East | Nangwarry 11kV | PV | MVA | 2029 | 0.93095 | Zone Substation | None
South East | Naracoorte 11kV | PV | MVA | 2029 | 12.848 | Zone Substation | None
South East | Naracoorte East 11kV | PV | MVA | 2029 | 1.8597 | Zone Substation | None
Murraylands | Narrung 11kV | PV | MVA | 2029 | 0.49424 | Zone Substation | None
Upper North | Neuroodla 33kV | PV | MVA | 2029 | 0.82063 | Connection Point | None
Metro West | New Osborne 11kV | PV | MVA | 2029 | 0 | Zone Substation | None
Metro West | New Richmond 11kV | PV | MVA | 2029 | 26.1392 | Zone Substation | None
Murraylands | Nildottie 11kV | PV | MVA | 2029 | 0.81736 | Zone Substation | None
Yorke Peninsula | Ninnes 11kV | PV | MVA | 2029 | 1.2841 | Zone Substation | None
Metro South | Noarlunga Centre 11kV | PV | MVA | 2029 | 13.8685 | Zone Substation | None
Metro East | North Adelaide 11kV | PV | MVA | 2029 | 12.2567 | Zone Substation | None
Metro South | North Unley 11kV | PV | MVA | 2029 | 14.5117 | Zone Substation | None
Riverland | North West Bend 66kV | PV | MVA | 2029 | 31.8432 | Connection Point | None
Metro East | Northfield 11kV | PV | MVA | 2029 | 24.2701 | Zone Substation | N
Metro East | Norwood 11kV | PV | MVA | 2029 | 62.6159 | Zone Substation | None
Mid North | Nuriootpa 11kV | PV | MVA | 2029 | 12.4501 | Zone Substation | None
Metro South | Oaklands 11kV | PV | MVA | 2029 | 44.0845 | Zone Substation | None
Upper North | Orroroo 11kV | PV | MVA | 2029 | 2.3886 | Zone Substation | None
South East | Padthaway 11kV | PV | MVA | 2029 | 2.3099 | Zone Substation | None
Murraylands | Palmer 11kV | PV | MVA | 2029 | 0.23903 | Zone Substation | None
Metro South | Panorama 11kV | PV | MVA | 2029 | 29.7739 | Zone Substation | None
Metro North | Parafield Gardens 11kV | PV | MVA | 2029 | 41.1234 | Zone Substation | None
Metro North | Paralowie 11kV | PV | MVA | 2029 | 20.041 | Zone Substation | None
Murraylands | Parilla 11kV | PV | MVA | 2029 | 1.154 | Zone Substation | None
Riverland | Paringa 11kV | PV | MVA | 2029 | 2.8272 | Zone Substation | None
Riverland | Paringa 33kV | PV | MVA | 2029 | 4.7485 | Zone Substation | None
Yorke Peninsula | Paskeville 11kV | PV | MVA | 2029 | 0.41306 | Zone Substation | None
Murraylands | Peake 11kV | PV | MVA | 2029 | 0.26124 | Zone Substation | None
Murraylands | Pellaring Flat 11kV | PV | MVA | 2029 | 0.075558 | Zone Substation | None
Metro North | Penfield 11kV | PV | MVA | 2029 | 20.9113 | Zone Substation | None
Metro South | Penneshaw 11kV | PV | MVA | 2029 | 1.5993 | Zone Substation | None
South East | Penola 11kV | PV | MVA | 2029 | 3.8364 | Zone Substation | None
South East | Penola West 33kV | PV | MVA | 2029 | 6.6717 | Connection Point | None
Upper North | Peterborough 11kV | PV | MVA | 2029 | 3.1097 | Zone Substation | None
Eastern Hills | Piccadilly 11kV | PV | MVA | 2029 | 3.3323 | Zone Substation | None
Murraylands | Pinnaroo 11kV | PV | MVA | 2029 | 1.4543 | Zone Substation | None
Murraylands | Pinnaroo South 11kV | PV | MVA | 2029 | 0.022394 | Zone Substation | None
Metro South | Plympton 11kV | PV | MVA | 2029 | 23.0825 | Zone Substation | None
Eyre Peninsula | Point Boston 11kV | PV | MVA | 2029 | 0.13573 | Zone Substation | None
Eyre Peninsula | Polda 11kV | PV | MVA | 2029 | 1.3577 | Zone Substation | None
Eyre Peninsula | Poonindie 11kV | PV | MVA | 2029 | 0.84782 | Zone Substation | None
Metro West | Port Adelaide 11kV | PV | MVA | 2029 | 14.4504 | Zone Substation | None
Metro West | Port Adelaide North 11kV | PV | MVA | 2029 | 8.6639 | Zone Substation | None
Upper North | Port Augusta 11kV | PV | MVA | 2029 | 10.4718 | Zone Substation | None
Upper North | Port Augusta West TF1 11kV | PV | MVA | 2029 | 5.228 | Zone Substation | None
Upper North | Port Augusta West TF2 11kV | PV | MVA | 2029 | 4.3628 | Zone Substation | None
Upper North | Port Broughton 11kV | PV | MVA | 2029 | 4.0993 | Zone Substation | None
Yorke Peninsula | Port Clinton 11kV | PV | MVA | 2029 | 1.0385 | Zone Substation | None
Upper North | Port Germein 11kV | PV | MVA | 2029 | 1.4556 | Zone Substation | None
Yorke Peninsula | Port Giles 11kV | PV | MVA | 2029 | 0.45254 | Zone Substation | None
Yorke Peninsula | Port Julia 11kV | PV | MVA | 2029 | 0.54716 | Zone Substation | None
Eyre Peninsula | Port Lincoln City 11kV | PV | MVA | 2029 | 16.9704 | Zone Substation | None
Eyre Peninsula | Port Lincoln Docks 11kV | PV | MVA | 2029 | 4.3989 | Zone Substation | None
Eyre Peninsula | Port Lincoln Marina 11kV | PV | MVA | 2029 | 8.5072 | Zone Substation | None
Eyre Peninsula | Port Lincoln Terminal 33kV | PV | MVA | 2029 | 44.092 | Connection Point | None
Metro South | Port Noarlunga 11kV | PV | MVA | 2029 | 44.6185 | Zone Substation | None
Upper North | Port Pirie Bungama 33kV | PV | MVA | 2029 | 76.7639 | Connection Point | None
Upper North | Port Pirie South 11kV | PV | MVA | 2029 | 24.9204 | Zone Substation | None
Metro South | Port Stanvac 11kV | PV | MVA | 2029 | 43.2254 | Zone Substation | None
Metro South | Port Stanvac TF2 11kV | PV | MVA | 2029 | 0 | Zone Substation | None
Yorke Peninsula | Port Vincent 11kV | PV | MVA | 2029 | 1.7295 | Zone Substation | None
Riverland | Portee 11kV | PV | MVA | 2029 | 0.41966 | Zone Substation | N
Metro East | Prospect 11kV | PV | MVA | 2029 | 31.1356 | Zone Substation | None
Murraylands | Punyelroo 11kV | PV | MVA | 2029 | 0.35901 | Zone Substation | None
Riverland | Pyap 11kV | PV | MVA | 2029 | 8.8331 | Zone Substation | None
Riverland | Qualco 11kV | PV | MVA | 2029 | 0.64962 | Zone Substation | N
Metro West | Queenstown 11kV | PV | MVA | 2029 | 18.8483 | Zone Substation | None
Upper North | Quorn 11kV | PV | MVA | 2029 | 2.4594 | Zone Substation | None
Riverland | Ramco 11kV | PV | MVA | 2029 | 4.7019 | Zone Substation | None
Metro South | Rapid Bay 11kV | PV | MVA | 2029 | 0.053477 | Zone Substation | None
Riverland | Renmark 11kV | PV | MVA | 2029 | 29.0674 | Zone Substation | None
Mid North | Riverton 11kV | PV | MVA | 2029 | 2.7666 | Zone Substation | None
South East | Robe 7.6kV | PV | MVA | 2029 | 3.6651 | Zone Substation | None
Mid North | Robertstown 11kV | PV | MVA | 2029 | 1.2478 | Zone Substation | None
Riverland | Roonka 11kV | PV | MVA | 2029 | 4.0607 | Zone Substation | None
Eyre Peninsula | Rudall 11kV | PV | MVA | 2029 | 0.14194 | Zone Substation | None
Metro North | Salisbury 11kV | PV | MVA | 2029 | 67.6979 | Zone Substation | N
Metro South | Salt Cliffs 11kV | PV | MVA | 2029 | 0.41006 | Zone Substation | None
Mid North | Sandy Creek 11kV | PV | MVA | 2029 | 3.545 | Zone Substation | None
Metro South | Seacombe 11kV | PV | MVA | 2029 | 50.4702 | Zone Substation | None
Metro South | Seaford 11kV | PV | MVA | 2029 | 17.3965 | Zone Substation | None
Metro South | Second Valley 11kV | PV | MVA | 2029 | 0.86433 | Zone Substation | None
Metro South | Sheidow Park 11kV | PV | MVA | 2029 | 36.827 | Zone Substation | Reverse N-1
Murraylands | Sherlock 11kV | PV | MVA | 2029 | 0.067878 | Zone Substation | None
Metro North | Smithfield West 11kV | PV | MVA | 2029 | 32.5301 | Zone Substation | N-1
South East | Snuggery Rural 33kV | PV | MVA | 2029 | 24.5862 | Connection Point | None
South East | South End 11kV | PV | MVA | 2029 | 0.93936 | Zone Substation | Reverse N-1
Mid North | Spalding 11kV | PV | MVA | 2029 | 1.4595 | Zone Substation | None
Metro South | Square Water Hole 11kV | PV | MVA | 2029 | 7.7336 | Zone Substation | None
Yorke Peninsula | Stansbury 11kV | PV | MVA | 2029 | 1.8583 | Zone Substation | None
Eastern Hills | Stirling East 11kV | PV | MVA | 2029 | 12.7814 | Zone Substation | None
Upper North | Stirling North 1 11kV | PV | MVA | 2029 | 2.2007 | Zone Substation | None
Upper North | Stirling North 2 11kV | PV | MVA | 2029 | 2.1473 | Zone Substation | None
Mid North | Stockwell TF1 11kV | PV | MVA | 2029 | 3.5373 | Zone Substation | None
Mid North | Stockwell TF2 11kV | PV | MVA | 2029 | 2.5381 | Zone Substation | None
Eyre Peninsula | Stony Point 11kV | PV | MVA | 2029 | 0.12337 | Connection Point | None
Eastern Hills | Strathalbyn 11kV | PV | MVA | 2029 | 18.3145 | Zone Substation | None
Eyre Peninsula | Streaky Bay 11kV | PV | MVA | 2029 | 7.5142 | Zone Substation | Reverse N-1
Riverland | Swan Reach 11kV | PV | MVA | 2029 | 0.9998 | Zone Substation | None
Riverland | Swan Reach 33kV | PV | MVA | 2029 | 2.303 | Zone Substation | None
Murraylands | Tailem Bend 33kV | PV | MVA | 2029 | 37.4793 | Connection Point | None
Murraylands | Tailem Bend Town 11kV | PV | MVA | 2029 | 3.8032 | Zone Substation | None
South East | Tantanoola 11kV | PV | MVA | 2029 | 0.53532 | Zone Substation | None
Eyre Peninsula | Tarlton 11kV | PV | MVA | 2029 | 0.64956 | Zone Substation | None
South East | Tarpeena South 11kV | PV | MVA | 2029 | 0.63691 | Zone Substation | N-1
Metro East | Tea Tree Gully 11kV | PV | MVA | 2029 | 43.2421 | Zone Substation | None
Murraylands | Teal Flat 11kV | PV | MVA | 2029 | 2.0904 | Zone Substation | None
Upper North | Telowie 11kV | PV | MVA | 2029 | 1.0028 | Zone Substation | None
Mid North | Templers 33kV | PV | MVA | 2029 | 43.8571 | Connection Point | None
Metro West | Thebarton 11kV | PV | MVA | 2029 | 21.7651 | Zone Substation | None
South East | Tintinara 11kV | PV | MVA | 2029 | 1.2159 | Zone Substation | None
Metro South | Tonsley Park 11kV | PV | MVA | 2029 | 17.1975 | Zone Substation | None
Eyre Peninsula | Tumby Bay 11kV | PV | MVA | 2029 | 4.8259 | Zone Substation | None
Metro North | Two Wells 11kV | PV | MVA | 2029 | 9.9386 | Zone Substation | N-1
Eyre Peninsula | Uley 11kV | PV | MVA | 2029 | 0.41856 | Zone Substation | None
Eyre Peninsula | Uley South 11kV | PV | MVA | 2029 | 0 | Zone Substation | None
Eastern Hills | Uraidla 11kV | PV | MVA | 2029 | 10.0949 | Zone Substation | None
Eastern Hills | Uraidla 33kV | PV | MVA | 2029 | 27.9213 | Zone Substation | None
Eastern Hills | Verdun 11kV | PV | MVA | 2029 | 2.0522 | Zone Substation | None
Metro South | Victor Harbor 11kV | PV | MVA | 2029 | 42.7559 | Zone Substation | None
Metro North | Virginia 11kV | PV | MVA | 2029 | 12.7592 | Zone Substation | None
Riverland | Waikerie 11kV | PV | MVA | 2029 | 7.8251 | Zone Substation | None
Murraylands | Walker Flat 11kV | PV | MVA | 2029 | 1.0778 | Zone Substation | None
Yorke Peninsula | Wallaroo 11kV | PV | MVA | 2029 | 10.436 | Zone Substation | None
Yorke Peninsula | Warooka 11kV | PV | MVA | 2029 | 3.1891 | Zone Substation | None
Mid North | Wasleys 11kV | PV | MVA | 2029 | 2.9397 | Zone Substation | None
Mid North | Waterloo 33kV | PV | MVA | 2029 | 13.3288 | Connection Point | None
Mid North | Waterloo Town 11kV | PV | MVA | 2029 | 0.27411 | Zone Substation | None
Murraylands | White Sands 11kV | PV | MVA | 2029 | 0 | Zone Substation | None
Adelaide Central | Whitmore Square 11kV | PV | MVA | 2029 | 11.1837 | Zone Substation | None
Eyre Peninsula | Whyalla Central 33kV | PV | MVA | 2029 | 45.262 | Connection Point | None
Eyre Peninsula | Whyalla City 11kV | PV | MVA | 2029 | 19.6902 | Zone Substation | None
Eyre Peninsula | Whyalla North 11kV | PV | MVA | 2029 | 0.24915 | Zone Substation | None
Eyre Peninsula | Whyalla Stuart 11kV | PV | MVA | 2029 | 14.915 | Zone Substation | None
Mid North | Williamstown 11kV | PV | MVA | 2029 | 1.2616 | Zone Substation | None
Mid North | Williamstown South 11kV | PV | MVA | 2029 | 3.6836 | Zone Substation | None
Metro South | Willunga 11kV | PV | MVA | 2029 | 8.3941 | Zone Substation | None
Metro South | Willunga 33kV | PV | MVA | 2029 | 3.5399 | Zone Substation | None
Upper North | Wilmington 11kV | PV | MVA | 2029 | 1.4564 | Zone Substation | None
Upper North | Wirrabara Forest 11kV | PV | MVA | 2029 | 0.26199 | Zone Substation | None
Upper North | Wirrabara South 11kV | PV | MVA | 2029 | 0.026021 | Zone Substation | None
Metro South | Wirrina Cove 11kV | PV | MVA | 2029 | 0.54211 | Zone Substation | None
Upper North | Wongyarra 11kV | PV | MVA | 2029 | 0.069678 | Zone Substation | None
Metro East | Woodforde 11kV | PV | MVA | 2029 | 42.2472 | Zone Substation | None
Murraylands | Woods Point 11kV | PV | MVA | 2029 | 2.6888 | Zone Substation | None
Eastern Hills | Woodside 11kV | PV | MVA | 2029 | 15.2302 | Zone Substation | Reverse N-1
Metro West | Woodville 11kV | PV | MVA | 2029 | 9.9444 | Zone Substation | None
Metro West | Woodville 33kV | PV | MVA | 2029 | 0 | Zone Substation | None
Riverland | Woolpunda 11kV | PV | MVA | 2029 | 0.80818 | Zone Substation | None
Eyre Peninsula | Wudinna 11kV | PV | MVA | 2029 | 2.9141 | Zone Substation | None
Eyre Peninsula | Wudinna 66kV | PV | MVA | 2029 | 20.2133 | Connection Point | None
Eyre Peninsula | Yadnarie 66kV | PV | MVA | 2029 | 11.5867 | Connection Point | None
Metro South | Yankalilla 11kV | PV | MVA | 2029 | 11.2029 | Zone Substation | None
Metro South | Yankalilla 33kV | PV | MVA | 2029 | 1.9237 | Zone Substation | None
Metro South | Yankalilla Hill 11kV | PV | MVA | 2029 | 0 | Zone Substation | None
Upper North | Yongala 11kV | PV | MVA | 2029 | 0.1303 | Zone Substation | None
Yorke Peninsula | Yorketown 11kV | PV | MVA | 2029 | 2.7214 | Zone Substation | None
Adelaide Central | ACR 66kV | ESS | MVA | 2025 | 0.9443 | Connection Point | None
Eastern Hills | Aldgate 11kV | ESS | MVA | 2025 | 0.66104 | Zone Substation | None
Metro South | Aldinga 11kV | ESS | MVA | 2025 | 1.3156 | Zone Substation | None
South East | Allendale East 11kV | ESS | MVA | 2025 | 0.14646 | Zone Substation | None
Mid North | Alma 11kV | ESS | MVA | 2025 | 0.00059551 | Zone Substation | None
Metro South | American River 11kV | ESS | MVA | 2025 | 0.012016 | Zone Substation | None
Eastern Hills | Angas Creek 33kV | ESS | MVA | 2025 | 1.1912 | Connection Point | None
Mid North | Angaston 11kV | ESS | MVA | 2025 | 0.54841 | Zone Substation | None
Metro North | Angle Vale 11kV | ESS | MVA | 2025 | 0.99753 | Zone Substation | None
Yorke Peninsula | Ardrossan 11kV | ESS | MVA | 2025 | 0.09171 | Zone Substation | None
Yorke Peninsula | Ardrossan West 33kV | ESS | MVA | 2025 | 0.55961 | Connection Point | None
Eyre Peninsula | Arno Bay 11kV | ESS | MVA | 2025 | 0.017022 | Zone Substation | None
Metro South | Ascot Park 11kV | ESS | MVA | 2025 | 1.6557 | Zone Substation | N
Metro West | Athol Park 11kV | ESS | MVA | 2025 | 0.9937 | Zone Substation | None
Mid North | Auburn 11kV | ESS | MVA | 2025 | 0.15609 | Zone Substation | None
Yorke Peninsula | Balaklava 7.6kV | ESS | MVA | 2025 | 0.16077 | Zone Substation | None
Eastern Hills | Balhannah 33kV | ESS | MVA | 2025 | 1.8808 | Zone Substation | None
Upper North | Baroota 33kV | ESS | MVA | 2025 | 0.36892 | Connection Point | None
Upper North | Baroota Town 11kV | ESS | MVA | 2025 | 0.0069052 | Zone Substation | None
Mid North | Barossa South TF1 11kV | ESS | MVA | 2025 | 0.051373 | Zone Substation | None
Mid North | Barossa South TF2 11kV | ESS | MVA | 2025 | 0.0058713 | Zone Substation | None
South East | Beachport 11kV | ESS | MVA | 2025 | 0.048006 | Zone Substation | None
Murraylands | Belvedere Road 7.6kV | ESS | MVA | 2025 | 0.00090199 | Zone Substation | None
Riverland | Berri 11kV | ESS | MVA | 2025 | 6.0023 | Zone Substation | None
Riverland | Berri 66kV | ESS | MVA | 2025 | 19.9265 | Connection Point | None
Murraylands | Binnies 11kV | ESS | MVA | 2025 | 5.2706e-05 | Zone Substation | None
Eastern Hills | Birdwood 11kV | ESS | MVA | 2025 | 0.1962 | Zone Substation | None
Yorke Peninsula | Black Point 11kV | ESS | MVA | 2025 | 0.019754 | Zone Substation | None
Metro West | Blackpool 11kV | ESS | MVA | 2025 | 1.3009 | Zone Substation | None
Metro South | Blackwood 11kV | ESS | MVA | 2025 | 2.9602 | Zone Substation | None
South East | Blanche 33kV | ESS | MVA | 2025 | 1.5751 | Connection Point | None
Upper North | Booleroo Centre 11kV | ESS | MVA | 2025 | 0.03509 | Zone Substation | None
Eyre Peninsula | Boothby 33kV | ESS | MVA | 2025 | 0.023337 | Zone Substation | N-1
Upper North | Booyoolie 11kV | ESS | MVA | 2025 | 0.00032396 | Zone Substation | None
South East | Bordertown 11kV | ESS | MVA | 2025 | 0.19665 | Zone Substation | N-1
Mid North | Brinkworth 33kV | ESS | MVA | 2025 | 0.2507 | Connection Point | None
Mid North | Brinkworth Town 11kV | ESS | MVA | 2025 | 0.055907 | Zone Substation | None
Eastern Hills | Brukunga 11kV | ESS | MVA | 2025 | 0.032475 | Zone Substation | None
Upper North | Bungama Napperby 11kV | ESS | MVA | 2025 | 0.041688 | Zone Substation | None
Metro East | Burnside 11kV | ESS | MVA | 2025 | 1.0137 | Zone Substation | None
Mid North | Burra TF2 11kV | ESS | MVA | 2025 | 0.12384 | Zone Substation | None
Riverland | Cadell 11kV | ESS | MVA | 2025 | 0.032389 | Zone Substation | None
Murraylands | Caloote 11kV | ESS | MVA | 2025 | 0.099299 | Zone Substation | None
Upper North | Caltowie 11kV | ESS | MVA | 2025 | 0.0011687 | Zone Substation | None
Murraylands | Cambrai 11kV | ESS | MVA | 2025 | 0.070599 | Zone Substation | None
Murraylands | Campbell Park 11kV | ESS | MVA | 2025 | 0.0050493 | Zone Substation | None
Metro East | Campbelltown 11kV | ESS | MVA | 2025 | 2.7381 | Zone Substation | None
Metro South | Cape Jervis 11kV | ESS | MVA | 2025 | 0.046036 | Zone Substation | None
Metro South | Cape Jervis 33kV | ESS | MVA | 2025 | 0.36481 | Zone Substation | N-1
Eyre Peninsula | Caralue 11kV | ESS | MVA | 2025 | 0.071091 | Zone Substation | None
Metro West | Cavan 11kV | ESS | MVA | 2025 | 3.4269 | Zone Substation | None
Adelaide Central | CBD 33kV | ESS | MVA | 2025 | 0.039722 | Zone Substation | None
Eyre Peninsula | Ceduna 11kV | ESS | MVA | 2025 | 0.31757 | Zone Substation | None
Eastern Hills | Chain of Ponds 11kV | ESS | MVA | 2025 | 0.019616 | Zone Substation | None
Metro West | Cheltenham 11kV | ESS | MVA | 2025 | 0.63893 | Zone Substation | None
Metro West | Cheltenham 33kV | ESS | MVA | 2025 | 0 | Zone Substation | None
Mid North | Clare 11kV | ESS | MVA | 2025 | 0.50193 | Zone Substation | None
Mid North | Clare North 33kV | ESS | MVA | 2025 | 0.62622 | Connection Point | None
Metro South | Clarence Gardens 11kV | ESS | MVA | 2025 | 1.0741 | Zone Substation | None
Metro South | Clarendon 11kV | ESS | MVA | 2025 | 0.23633 | Zone Substation | None
Metro East | Clearview 11kV | ESS | MVA | 2025 | 1.5331 | Zone Substation | N
Eyre Peninsula | Cleve 11kV | ESS | MVA | 2025 | 0.083243 | Zone Substation | None
Eyre Peninsula | Cleve 33kV | ESS | MVA | 2025 | 0.082033 | Zone Substation | N-1
Eyre Peninsula | Coffin Bay 11kV | ESS | MVA | 2025 | 0.15235 | Zone Substation | None
Mid North | Collinsfield 11kV | ESS | MVA | 2025 | 0.026651 | Zone Substation | None
Murraylands | Coomandook 11kV | ESS | MVA | 2025 | 0.014683 | Zone Substation | None
Murraylands | Coonalpyn 11kV | ESS | MVA | 2025 | 0.02168 | Zone Substation | None
South East | Coonawarra 11kV | ESS | MVA | 2025 | 0.024991 | Zone Substation | None
Upper North | Copley Nepabunna 33kV | ESS | MVA | 2025 | 0.0019462 | Zone Substation | N-1
Riverland | Cordola 11kV | ESS | MVA | 2025 | 0.030399 | Zone Substation | None
Adelaide Central | Coromandel Place 11kV | ESS | MVA | 2025 | 0.45337 | Zone Substation | None
Eyre Peninsula | Cowell 11kV | ESS | MVA | 2025 | 0.069166 | Zone Substation | None
Metro West | Croydon 11kV | ESS | MVA | 2025 | 1.1147 | Zone Substation | None
Metro West | Croydon Park 11kV | ESS | MVA | 2025 | 1.2631 | Zone Substation | None
Upper North | Crystal Brook 11kV | ESS | MVA | 2025 | 0.11432 | Zone Substation | None
Metro South | Cudmore Park 11kV | ESS | MVA | 2025 | 0.48859 | Zone Substation | None
Eyre Peninsula | Cummins 11kV | ESS | MVA | 2025 | 0.11881 | Zone Substation | None
Yorke Peninsula | Curramulka 7.6kV | ESS | MVA | 2025 | 0.023044 | Zone Substation | None
Yorke Peninsula | Curramulka South 11kV | ESS | MVA | 2025 | 0.0017213 | Zone Substation | None
Yorke Peninsula | Dalrymple 33kV | ESS | MVA | 2025 | 0.38293 | Connection Point | None
Eyre Peninsula | Darke Peak 11kV | ESS | MVA | 2025 | 0.0042637 | Zone Substation | None
Upper North | Davenport West 33kV | ESS | MVA | 2025 | 5.8258 | Connection Point | None
Eastern Hills | Deloraine 11kV | ESS | MVA | 2025 | 0.034389 | Zone Substation | None
Metro North | Direk 11kV | ESS | MVA | 2025 | 5.7921 | Zone Substation | None
Mid North | Dorrien 33kV | ESS | MVA | 2025 | 2.2775 | Connection Point | None
Mid North | Dorrien TF4 11kV | ESS | MVA | 2025 | 0.35045 | Zone Substation | None
Mid North | Dorrien TF5 11kV | ESS | MVA | 2025 | 0.14074 | Zone Substation | None
Yorke Peninsula | Dowlingville 11kV | ESS | MVA | 2025 | 0.001876 | Zone Substation | None
Adelaide Central | East Terrace 11kV | ESS | MVA | 2025 | 0.12954 | Zone Substation | None
Metro North | Edinburgh 11kV | ESS | MVA | 2025 | 0.50813 | Zone Substation | None
Yorke Peninsula | Edithburgh 11kV | ESS | MVA | 2025 | 0.060451 | Zone Substation | None
Metro North | Elizabeth Downs 11kV | ESS | MVA | 2025 | 2.7928 | Zone Substation | None
Metro North | Elizabeth Heights 11kV | ESS | MVA | 2025 | 1.2402 | Zone Substation | None
Metro North | Elizabeth South 11kV | ESS | MVA | 2025 | 0.57694 | Zone Substation | None
Mid North | Eudunda 11kV | ESS | MVA | 2025 | 0.085203 | Zone Substation | None
Metro North | Evanston 11kV | ESS | MVA | 2025 | 2.6368 | Zone Substation | N-1
Metro North | Evanston 33kV | ESS | MVA | 2025 | 0.0053378 | Zone Substation | None
Metro West | Findon 11kV | ESS | MVA | 2025 | 0.8716 | Zone Substation | None
Metro West | Flinders Park 11kV | ESS | MVA | 2025 | 0.9259 | Zone Substation | None
Mid North | Florieton SWER 19kV | ESS | MVA | 2025 | 0.0010421 | Connection Point | None
Eastern Hills | Forreston 11kV | ESS | MVA | 2025 | 0.03655 | Zone Substation | None
Mid North | Freeling 11kV | ESS | MVA | 2025 | 0.040233 | Zone Substation | None
Mid North | Freeling North 11kV | ESS | MVA | 2025 | 0.2575 | Zone Substation | None
Metro West | Fulham Gardens 11kV | ESS | MVA | 2025 | 2.01 | Zone Substation | None
Upper North | Fullerville 11kV | ESS | MVA | 2025 | 0 | Zone Substation | None
Mid North | Gawler Belt TF1 11kV | ESS | MVA | 2025 | 0.63969 | Zone Substation | None
Mid North | Gawler Belt TF2 11kV | ESS | MVA | 2025 | 0.31275 | Zone Substation | None
Mid North | Georgetown 11kV | ESS | MVA | 2025 | 0.01472 | Zone Substation | None
Murraylands | Geranium 11kV | ESS | MVA | 2025 | 0.0027275 | Zone Substation | None
Upper North | Gladstone 11kV | ESS | MVA | 2025 | 0.13899 | Zone Substation | None
Metro West | Glanville 11kV | ESS | MVA | 2025 | 1.2894 | Zone Substation | None
South East | Glencoe 11kV | ESS | MVA | 2025 | 0.032881 | Zone Substation | None
Metro South | Glenelg North 11kV | ESS | MVA | 2025 | 0.87394 | Zone Substation | None
Riverland | Glossop 11kV | ESS | MVA | 2025 | 0.19442 | Zone Substation | None
Metro East | Golden Grove 11kV | ESS | MVA | 2025 | 3.8704 | Zone Substation | None
Mid North | Gomersal North 11kV | ESS | MVA | 2025 | 0 | Zone Substation | None
Metro South | Goolwa 11kV | ESS | MVA | 2025 | 0.97914 | Zone Substation | None
Mid North | Gulnare 11kV | ESS | MVA | 2025 | 0.00096184 | Zone Substation | None
Eastern Hills | Gumeracha 11kV | ESS | MVA | 2025 | 0 | Zone Substation | None
Eastern Hills | Gumeracha Weir 11kV | ESS | MVA | 2025 | 0.0087942 | Zone Substation | None
Eastern Hills | Gumhaven 11kV | ESS | MVA | 2025 | 0.00098473 | Zone Substation | None
Metro South | Hackham 11kV | ESS | MVA | 2025 | 1.5758 | Zone Substation | N-1
Eastern Hills | Hahndorf 11kV | ESS | MVA | 2025 | 0.62262 | Zone Substation | None
Mid North | Halbury 11kV | ESS | MVA | 2025 | 0.0048513 | Zone Substation | None
Mid North | Hamley Bridge 11kV | ESS | MVA | 2025 | 0.10268 | Zone Substation | None
Metro South | Happy Valley 11kV | ESS | MVA | 2025 | 2.433 | Zone Substation | None
Metro East | Harrow 11kV | ESS | MVA | 2025 | 1.2363 | Zone Substation | None
South East | Hatherleigh 11kV | ESS | MVA | 2025 | 0.0017612 | Zone Substation | None
Upper North | Hawker 11kV | ESS | MVA | 2025 | 0.015821 | Zone Substation | None
Metro South | Hay Flat 11kV | ESS | MVA | 2025 | 0.00096816 | Zone Substation | None
Metro West | Henley South 11kV | ESS | MVA | 2025 | 4.2737 | Zone Substation | None
Eastern Hills | Hermitage 11kV | ESS | MVA | 2025 | 0.011772 | Zone Substation | None
Metro East | Hillcrest 11kV | ESS | MVA | 2025 | 1.8744 | Zone Substation | None
Adelaide Central | Hindley Street 11kV | ESS | MVA | 2025 | 0.10979 | Zone Substation | None
Metro East | Holden Hill 11kV | ESS | MVA | 2025 | 1.7585 | Zone Substation | None
Metro East | Hope Valley 11kV | ESS | MVA | 2025 | 1.0246 | Zone Substation | None
Eastern Hills | Houghton 7.6kV | ESS | MVA | 2025 | 0.16439 | Zone Substation | None
Mid North | Hoyleton 11kV | ESS | MVA | 2025 | 0.0075901 | Zone Substation | None
Yorke Peninsula | Hummocks 33kV | ESS | MVA | 2025 | 1.8344 | Connection Point | None
Metro East | Ingle Farm 11kV | ESS | MVA | 2025 | 2.3206 | Zone Substation | None
South East | Inverness 11kV | ESS | MVA | 2025 | 0.00085504 | Zone Substation | None
Murraylands | Jabuk 11kV | ESS | MVA | 2025 | 0.0016365 | Zone Substation | None
Yorke Peninsula | James Well 11kV | ESS | MVA | 2025 | 0.018971 | Zone Substation | None
Upper North | Jamestown 11kV | ESS | MVA | 2025 | 0.10754 | Zone Substation | Reverse N-1
Murraylands | Jervois 11kV | ESS | MVA | 2025 | 0.036408 | Zone Substation | None
Yorke Peninsula | Kadina 11kV | ESS | MVA | 2025 | 0.55426 | Zone Substation | None
Yorke Peninsula | Kadina East 33kV | ESS | MVA | 2025 | 19.6025 | Connection Point | None
South East | Kalangadoo 11kV | ESS | MVA | 2025 | 0 | Zone Substation | None
South East | Kalangadoo West 11kV | ESS | MVA | 2025 | 0.011456 | Zone Substation | None
Eastern Hills | Kanmantoo Copper Mine 11kV | ESS | MVA | 2025 | 0.11894 | Connection Point | None
Mid North | Kapunda TF1 11kV | ESS | MVA | 2025 | 0.1324 | Zone Substation | None
Mid North | Kapunda TF2 11kV | ESS | MVA | 2025 | 0.17388 | Zone Substation | None
Murraylands | Karoonda 11kV | ESS | MVA | 2025 | 0.030262 | Zone Substation | Reverse N
South East | Keith 11kV | ESS | MVA | 2025 | 0.070416 | Zone Substation | None
South East | Keith 33kV | ESS | MVA | 2025 | 1.67 | Connection Point | None
Metro East | Kent Town 11kV | ESS | MVA | 2025 | 0.93449 | Zone Substation | None
Eastern Hills | Kersbrook 11kV | ESS | MVA | 2025 | 0.067312 | Zone Substation | None
Metro South | Keswick 11kV | ESS | MVA | 2025 | 0.76248 | Zone Substation | None
Murraylands | Ki Ki 11kV | ESS | MVA | 2025 | 0.0010585 | Zone Substation | None
Metro West | Kilburn 11kV | ESS | MVA | 2025 | 1.1374 | Zone Substation | None
Metro East | Kilburn South 11kV | ESS | MVA | 2025 | 0.90018 | Zone Substation | None
Metro West | Kilkenny 11kV | ESS | MVA | 2025 | 0.42893 | Zone Substation | None
South East | Kincraig 33kV | ESS | MVA | 2025 | 9.8514 | Connection Point | None
Metro South | Kingscote 11kV | ESS | MVA | 2025 | 0.18234 | Zone Substation | None
South East | Kingston SE 11kV | ESS | MVA | 2025 | 0.085916 | Zone Substation | None
Metro South | Kingswood 11kV | ESS | MVA | 2025 | 2.6333 | Zone Substation | None
South East | Kongorong 11kV | ESS | MVA | 2025 | 0.049438 | Zone Substation | None
South East | Kumorna 11kV | ESS | MVA | 2025 | 0.0016105 | Zone Substation | None
Mid North | Kybunga 11kV | ESS | MVA | 2025 | 0.0032298 | Zone Substation | None
Murraylands | Lameroo 11kV | ESS | MVA | 2025 | 0.042758 | Zone Substation | None
Eastern Hills | Langhorne Creek 11kV | ESS | MVA | 2025 | 0.10131 | Zone Substation | None
Metro West | Largs North 11kV | ESS | MVA | 2025 | 1.0495 | Zone Substation | None
Metro West | Lefevre 11kV | ESS | MVA | 2025 | 0.00065168 | Zone Substation | None
Upper North | Leigh Creek South 33kV | ESS | MVA | 2025 | 0.013541 | Connection Point | None
Metro East | Linden Park 11kV | ESS | MVA | 2025 | 2.6453 | Zone Substation | None
Eyre Peninsula | Little Swamp 11kV | ESS | MVA | 2025 | 0.014066 | Zone Substation | None
Eastern Hills | Lobethal 11kV | ESS | MVA | 2025 | 0.41101 | Zone Substation | None
Eyre Peninsula | Lock 11kV | ESS | MVA | 2025 | 0.037297 | Zone Substation | None
Riverland | Loveday 11kV | ESS | MVA | 2025 | 7.3829 | Zone Substation | None
Metro South | Lower Mitcham 11kV | ESS | MVA | 2025 | 1.4992 | Zone Substation | None
Riverland | Loxton 11kV | ESS | MVA | 2025 | 3.017 | Zone Substation | None
South East | Lucindale 11kV | ESS | MVA | 2025 | 0.028079 | Zone Substation | None
Mid North | Lyndoch 11kV | ESS | MVA | 2025 | 0.18886 | Zone Substation | None
Mid North | Lyndoch South 7.6kV | ESS | MVA | 2025 | 0.012166 | Zone Substation | None
Riverland | Lyrup 11kV | ESS | MVA | 2025 | 0.041503 | Zone Substation | None
Metro South | MacGillivray 11kV | ESS | MVA | 2025 | 0.096539 | Zone Substation | None
Yorke Peninsula | Maitland 11kV | ESS | MVA | 2025 | 0.16509 | Zone Substation | None
Mid North | Mallala 11kV | ESS | MVA | 2025 | 0.26355 | Zone Substation | None
Murraylands | Mannum 33kV | ESS | MVA | 2025 | 5.0679 | Connection Point | None
Murraylands | Mannum Town 7.6kV | ESS | MVA | 2025 | 0.19887 | Zone Substation | None
Yorke Peninsula | Marion Bay 11kV | ESS | MVA | 2025 | 0.035206 | Zone Substation | None
Mid North | Marrabel 11kV | ESS | MVA | 2025 | 0.085266 | Zone Substation | None
Metro South | McLaren Flat TF1 11kV | ESS | MVA | 2025 | 0.49995 | Zone Substation | None
Metro South | McLaren Flat TF2 11kV | ESS | MVA | 2025 | 0.089896 | Zone Substation | None
Metro South | McLaren Vale 11kV | ESS | MVA | 2025 | 0.18285 | Zone Substation | None
Metro South | McLaren Vale Vineyard 11kV | ESS | MVA | 2025 | 0 | Zone Substation | None
Eastern Hills | Meadows 11kV | ESS | MVA | 2025 | 0.57822 | Zone Substation | Reverse N-1
Upper North | Melrose 11kV | ESS | MVA | 2025 | 0.01202 | Zone Substation | None
Murraylands | Meningie 11kV | ESS | MVA | 2025 | 0.061231 | Zone Substation | None
Metro East | Metro East 66kV | ESS | MVA | 2025 | 32.6834 | Connection Point | None
Metro North | Metro North 66kV | ESS | MVA | 2025 | 32.8187 | Connection Point | None
Metro South | Metro South 66kV | ESS | MVA | 2025 | 60.8611 | Connection Point | None
Metro West | Metro West 66kV | ESS | MVA | 2025 | 24.8315 | Connection Point | None
Eastern Hills | Milang 11kV | ESS | MVA | 2025 | 0.12655 | Zone Substation | None
South East | Millicent 11kV | ESS | MVA | 2025 | 0.20278 | Zone Substation | None
Yorke Peninsula | Minlaton 11kV | ESS | MVA | 2025 | 0.10023 | Zone Substation | None
Murraylands | Mobilong 33kV | ESS | MVA | 2025 | 11.3178 | Connection Point | None
Murraylands | Monarto Central 11kV | ESS | MVA | 2025 | 0.0038425 | Zone Substation | None
Murraylands | Monarto South 11kV | ESS | MVA | 2025 | 0.065252 | Zone Substation | None
Yorke Peninsula | Moonta 11kV | ESS | MVA | 2025 | 0.352 | Zone Substation | N-1
Eyre Peninsula | Moorkitabie 11kV | ESS | MVA | 2025 | 0.040275 | Zone Substation | None
Riverland | Morgan 11kV | ESS | MVA | 2025 | 0.023778 | Zone Substation | N
Metro South | Morphett Vale East 11kV | ESS | MVA | 2025 | 2.5078 | Zone Substation | None
Metro South | Morphettville 11kV | ESS | MVA | 2025 | 1.0033 | Zone Substation | None
Eastern Hills | Mount Barker 11kV | ESS | MVA | 2025 | 2.728 | Zone Substation | None
Eastern Hills | Mount Barker 66kV | ESS | MVA | 2025 | 9.0488 | Connection Point | None
South East | Mount Burr 11kV | ESS | MVA | 2025 | 0.012391 | Zone Substation | None
South East | Mount Gambier 11kV | ESS | MVA | 2025 | 0.93505 | Zone Substation | None
South East | Mount Gambier 33kV | ESS | MVA | 2025 | 0.95808 | Connection Point | None
South East | Mount Gambier North 11kV | ESS | MVA | 2025 | 0.59399 | Zone Substation | N-1
South East | Mount Gambier West 11kV | ESS | MVA | 2025 | 0.70134 | Zone Substation | None
Upper North | Mount Gunson 33kV | ESS | MVA | 2025 | 0 | Connection Point | None
Eastern Hills | Mount Pleasant 11kV | ESS | MVA | 2025 | 0.14021 | Zone Substation | None
South East | Mount Schank 11kV | ESS | MVA | 2025 | 0.022011 | Zone Substation | None
Murraylands | Murray Bridge North 11kV | ESS | MVA | 2025 | 0.7012 | Zone Substation | None
Murraylands | Murray Bridge South 11kV | ESS | MVA | 2025 | 1.2466 | Zone Substation | None
Eastern Hills | Mylor 11kV | ESS | MVA | 2025 | 0.3394 | Zone Substation | None
Murraylands | Mypolonga 11kV | ESS | MVA | 2025 | 0.12092 | Zone Substation | None
Metro South | Myponga 11kV | ESS | MVA | 2025 | 0.85115 | Zone Substation | None
Eastern Hills | Nairne 11kV | ESS | MVA | 2025 | 0.52242 | Zone Substation | Reverse N-1
South East | Nangwarry 11kV | ESS | MVA | 2025 | 0.023473 | Zone Substation | None
South East | Naracoorte 11kV | ESS | MVA | 2025 | 0.48435 | Zone Substation | None
South East | Naracoorte East 11kV | ESS | MVA | 2025 | 0.032836 | Zone Substation | None
Murraylands | Narrung 11kV | ESS | MVA | 2025 | 0.012619 | Zone Substation | None
Upper North | Neuroodla 33kV | ESS | MVA | 2025 | 0.015821 | Connection Point | None
Metro West | New Osborne 11kV | ESS | MVA | 2025 | 0 | Zone Substation | None
Metro West | New Richmond 11kV | ESS | MVA | 2025 | 1.0473 | Zone Substation | None
Murraylands | Nildottie 11kV | ESS | MVA | 2025 | 0.027094 | Zone Substation | None
Yorke Peninsula | Ninnes 11kV | ESS | MVA | 2025 | 0.11883 | Zone Substation | None
Metro South | Noarlunga Centre 11kV | ESS | MVA | 2025 | 0.75868 | Zone Substation | None
Metro East | North Adelaide 11kV | ESS | MVA | 2025 | 0.52472 | Zone Substation | None
Metro South | North Unley 11kV | ESS | MVA | 2025 | 0.83863 | Zone Substation | None
Riverland | North West Bend 66kV | ESS | MVA | 2025 | 2.6422 | Connection Point | None
Metro East | Northfield 11kV | ESS | MVA | 2025 | 0.87454 | Zone Substation | N
Metro East | Norwood 11kV | ESS | MVA | 2025 | 2.9406 | Zone Substation | None
Mid North | Nuriootpa 11kV | ESS | MVA | 2025 | 0.4797 | Zone Substation | None
Metro South | Oaklands 11kV | ESS | MVA | 2025 | 1.7589 | Zone Substation | None
Upper North | Orroroo 11kV | ESS | MVA | 2025 | 0.043053 | Zone Substation | None
South East | Padthaway 11kV | ESS | MVA | 2025 | 0.05538 | Zone Substation | None
Murraylands | Palmer 11kV | ESS | MVA | 2025 | 0.0022684 | Zone Substation | None
Metro South | Panorama 11kV | ESS | MVA | 2025 | 1.7363 | Zone Substation | None
Metro North | Parafield Gardens 11kV | ESS | MVA | 2025 | 7.2504 | Zone Substation | None
Metro North | Paralowie 11kV | ESS | MVA | 2025 | 0.91239 | Zone Substation | None
Murraylands | Parilla 11kV | ESS | MVA | 2025 | 0.0034986 | Zone Substation | None
Riverland | Paringa 11kV | ESS | MVA | 2025 | 0.090973 | Zone Substation | None
Riverland | Paringa 33kV | ESS | MVA | 2025 | 0.10868 | Zone Substation | None
Yorke Peninsula | Paskeville 11kV | ESS | MVA | 2025 | 0.02012 | Zone Substation | None
Murraylands | Peake 11kV | ESS | MVA | 2025 | 0.0033564 | Zone Substation | None
Murraylands | Pellaring Flat 11kV | ESS | MVA | 2025 | 0.0032697 | Zone Substation | None
Metro North | Penfield 11kV | ESS | MVA | 2025 | 0.737 | Zone Substation | None
Metro South | Penneshaw 11kV | ESS | MVA | 2025 | 0.038 | Zone Substation | None
South East | Penola 11kV | ESS | MVA | 2025 | 0.094683 | Zone Substation | None
South East | Penola West 33kV | ESS | MVA | 2025 | 0.14329 | Connection Point | None
Upper North | Peterborough 11kV | ESS | MVA | 2025 | 0.066763 | Zone Substation | None
Eastern Hills | Piccadilly 11kV | ESS | MVA | 2025 | 0.2373 | Zone Substation | None
Murraylands | Pinnaroo 11kV | ESS | MVA | 2025 | 0.027337 | Zone Substation | None
Murraylands | Pinnaroo South 11kV | ESS | MVA | 2025 | 0.00030968 | Zone Substation | None
Metro South | Plympton 11kV | ESS | MVA | 2025 | 0.92842 | Zone Substation | None
Eyre Peninsula | Point Boston 11kV | ESS | MVA | 2025 | 0.0083975 | Zone Substation | None
Eyre Peninsula | Polda 11kV | ESS | MVA | 2025 | 0.023495 | Zone Substation | None
Eyre Peninsula | Poonindie 11kV | ESS | MVA | 2025 | 0.041096 | Zone Substation | None
Metro West | Port Adelaide 11kV | ESS | MVA | 2025 | 0.64718 | Zone Substation | None
Metro West | Port Adelaide North 11kV | ESS | MVA | 2025 | 0.41685 | Zone Substation | None
Upper North | Port Augusta 11kV | ESS | MVA | 2025 | 0.37786 | Zone Substation | None
Upper North | Port Augusta West TF1 11kV | ESS | MVA | 2025 | 0.15931 | Zone Substation | None
Upper North | Port Augusta West TF2 11kV | ESS | MVA | 2025 | 0.10667 | Zone Substation | None
Upper North | Port Broughton 11kV | ESS | MVA | 2025 | 0.19592 | Zone Substation | None
Yorke Peninsula | Port Clinton 11kV | ESS | MVA | 2025 | 0.038068 | Zone Substation | None
Upper North | Port Germein 11kV | ESS | MVA | 2025 | 0.048878 | Zone Substation | None
Yorke Peninsula | Port Giles 11kV | ESS | MVA | 2025 | 0.017629 | Zone Substation | None
Yorke Peninsula | Port Julia 11kV | ESS | MVA | 2025 | 0.027621 | Zone Substation | None
Eyre Peninsula | Port Lincoln City 11kV | ESS | MVA | 2025 | 0.86061 | Zone Substation | None
Eyre Peninsula | Port Lincoln Docks 11kV | ESS | MVA | 2025 | 0.22371 | Zone Substation | None
Eyre Peninsula | Port Lincoln Marina 11kV | ESS | MVA | 2025 | 0.36922 | Zone Substation | None
Eyre Peninsula | Port Lincoln Terminal 33kV | ESS | MVA | 2025 | 2.1481 | Connection Point | None
Metro South | Port Noarlunga 11kV | ESS | MVA | 2025 | 2.3089 | Zone Substation | None
Upper North | Port Pirie Bungama 33kV | ESS | MVA | 2025 | 10.2726 | Connection Point | None
Upper North | Port Pirie South 11kV | ESS | MVA | 2025 | 1.0054 | Zone Substation | None
Metro South | Port Stanvac 11kV | ESS | MVA | 2025 | 4.9825 | Zone Substation | None
Metro South | Port Stanvac TF2 11kV | ESS | MVA | 2025 | 0 | Zone Substation | None
Yorke Peninsula | Port Vincent 11kV | ESS | MVA | 2025 | 0.057595 | Zone Substation | None
Riverland | Portee 11kV | ESS | MVA | 2025 | 0.0022233 | Zone Substation | N
Metro East | Prospect 11kV | ESS | MVA | 2025 | 1.4396 | Zone Substation | None
Murraylands | Punyelroo 11kV | ESS | MVA | 2025 | 0.033132 | Zone Substation | None
Riverland | Pyap 11kV | ESS | MVA | 2025 | 0.24441 | Zone Substation | None
Riverland | Qualco 11kV | ESS | MVA | 2025 | 0.0087731 | Zone Substation | N
Metro West | Queenstown 11kV | ESS | MVA | 2025 | 0.79372 | Zone Substation | None
Upper North | Quorn 11kV | ESS | MVA | 2025 | 0.058375 | Zone Substation | None
Riverland | Ramco 11kV | ESS | MVA | 2025 | 0.045657 | Zone Substation | None
Metro South | Rapid Bay 11kV | ESS | MVA | 2025 | 0.0050575 | Zone Substation | None
Riverland | Renmark 11kV | ESS | MVA | 2025 | 2.9211 | Zone Substation | None
Mid North | Riverton 11kV | ESS | MVA | 2025 | 0.11632 | Zone Substation | None
South East | Robe 7.6kV | ESS | MVA | 2025 | 0.082704 | Zone Substation | None
Mid North | Robertstown 11kV | ESS | MVA | 2025 | 0.04203 | Zone Substation | None
Riverland | Roonka 11kV | ESS | MVA | 2025 | 0.60848 | Zone Substation | None
Eyre Peninsula | Rudall 11kV | ESS | MVA | 2025 | 0.0015743 | Zone Substation | None
Metro North | Salisbury 11kV | ESS | MVA | 2025 | 3.5986 | Zone Substation | N
Metro South | Salt Cliffs 11kV | ESS | MVA | 2025 | 0.012677 | Zone Substation | None
Mid North | Sandy Creek 11kV | ESS | MVA | 2025 | 0.10878 | Zone Substation | None
Metro South | Seacombe 11kV | ESS | MVA | 2025 | 2.7201 | Zone Substation | None
Metro South | Seaford 11kV | ESS | MVA | 2025 | 0.81997 | Zone Substation | None
Metro South | Second Valley 11kV | ESS | MVA | 2025 | 0.039859 | Zone Substation | None
Metro South | Sheidow Park 11kV | ESS | MVA | 2025 | 1.6024 | Zone Substation | Reverse N-1
Murraylands | Sherlock 11kV | ESS | MVA | 2025 | 0.0012097 | Zone Substation | None
Metro North | Smithfield West 11kV | ESS | MVA | 2025 | 1.9912 | Zone Substation | N-1
South East | Snuggery Rural 33kV | ESS | MVA | 2025 | 5.3766 | Connection Point | None
South East | South End 11kV | ESS | MVA | 2025 | 0.020692 | Zone Substation | Reverse N-1
Mid North | Spalding 11kV | ESS | MVA | 2025 | 0.040286 | Zone Substation | None
Metro South | Square Water Hole 11kV | ESS | MVA | 2025 | 0.2559 | Zone Substation | None
Yorke Peninsula | Stansbury 11kV | ESS | MVA | 2025 | 0.05607 | Zone Substation | None
Eastern Hills | Stirling East 11kV | ESS | MVA | 2025 | 0.82954 | Zone Substation | None
Upper North | Stirling North 1 11kV | ESS | MVA | 2025 | 0.070259 | Zone Substation | None
Upper North | Stirling North 2 11kV | ESS | MVA | 2025 | 0.07697 | Zone Substation | None
Mid North | Stockwell TF1 11kV | ESS | MVA | 2025 | 0.10745 | Zone Substation | None
Mid North | Stockwell TF2 11kV | ESS | MVA | 2025 | 0.0025356 | Zone Substation | None
Eyre Peninsula | Stony Point 11kV | ESS | MVA | 2025 | 0.0039456 | Connection Point | None
Eastern Hills | Strathalbyn 11kV | ESS | MVA | 2025 | 0.82359 | Zone Substation | None
Eyre Peninsula | Streaky Bay 11kV | ESS | MVA | 2025 | 0.11099 | Zone Substation | Reverse N-1
Riverland | Swan Reach 11kV | ESS | MVA | 2025 | 0.046311 | Zone Substation | None
Riverland | Swan Reach 33kV | ESS | MVA | 2025 | 0.59631 | Zone Substation | None
Murraylands | Tailem Bend 33kV | ESS | MVA | 2025 | 6.794 | Connection Point | None
Murraylands | Tailem Bend Town 11kV | ESS | MVA | 2025 | 0.13262 | Zone Substation | None
South East | Tantanoola 11kV | ESS | MVA | 2025 | 0.013785 | Zone Substation | None
Eyre Peninsula | Tarlton 11kV | ESS | MVA | 2025 | 0.0092146 | Zone Substation | None
South East | Tarpeena South 11kV | ESS | MVA | 2025 | 0.023032 | Zone Substation | N-1
Metro East | Tea Tree Gully 11kV | ESS | MVA | 2025 | 1.8022 | Zone Substation | None
Murraylands | Teal Flat 11kV | ESS | MVA | 2025 | 0.085278 | Zone Substation | None
Upper North | Telowie 11kV | ESS | MVA | 2025 | 0.026953 | Zone Substation | None
Mid North | Templers 33kV | ESS | MVA | 2025 | 2.1354 | Connection Point | None
Metro West | Thebarton 11kV | ESS | MVA | 2025 | 0.82289 | Zone Substation | None
South East | Tintinara 11kV | ESS | MVA | 2025 | 0.031784 | Zone Substation | None
Metro South | Tonsley Park 11kV | ESS | MVA | 2025 | 2.4641 | Zone Substation | None
Eyre Peninsula | Tumby Bay 11kV | ESS | MVA | 2025 | 0.2452 | Zone Substation | None
Metro North | Two Wells 11kV | ESS | MVA | 2025 | 0.37312 | Zone Substation | N-1
Eyre Peninsula | Uley 11kV | ESS | MVA | 2025 | 0.019886 | Zone Substation | None
Eyre Peninsula | Uley South 11kV | ESS | MVA | 2025 | 0 | Zone Substation | None
Eastern Hills | Uraidla 11kV | ESS | MVA | 2025 | 0.45987 | Zone Substation | None
Eastern Hills | Uraidla 33kV | ESS | MVA | 2025 | 1.7279 | Zone Substation | None
Eastern Hills | Verdun 11kV | ESS | MVA | 2025 | 0.073404 | Zone Substation | None
Metro South | Victor Harbor 11kV | ESS | MVA | 2025 | 1.4541 | Zone Substation | None
Metro North | Virginia 11kV | ESS | MVA | 2025 | 0.32623 | Zone Substation | None
Riverland | Waikerie 11kV | ESS | MVA | 2025 | 1.2942 | Zone Substation | None
Murraylands | Walker Flat 11kV | ESS | MVA | 2025 | 0.062584 | Zone Substation | None
Yorke Peninsula | Wallaroo 11kV | ESS | MVA | 2025 | 0.52702 | Zone Substation | None
Yorke Peninsula | Warooka 11kV | ESS | MVA | 2025 | 0.12444 | Zone Substation | None
Mid North | Wasleys 11kV | ESS | MVA | 2025 | 0.10836 | Zone Substation | None
Mid North | Waterloo 33kV | ESS | MVA | 2025 | 0.52877 | Connection Point | None
Mid North | Waterloo Town 11kV | ESS | MVA | 2025 | 0.018728 | Zone Substation | None
Murraylands | White Sands 11kV | ESS | MVA | 2025 | 0 | Zone Substation | None
Adelaide Central | Whitmore Square 11kV | ESS | MVA | 2025 | 0.21188 | Zone Substation | None
Eyre Peninsula | Whyalla Central 33kV | ESS | MVA | 2025 | 5.3935 | Connection Point | None
Eyre Peninsula | Whyalla City 11kV | ESS | MVA | 2025 | 0.49809 | Zone Substation | None
Eyre Peninsula | Whyalla North 11kV | ESS | MVA | 2025 | 0.004979 | Zone Substation | None
Eyre Peninsula | Whyalla Stuart 11kV | ESS | MVA | 2025 | 0.60023 | Zone Substation | None
Mid North | Williamstown 11kV | ESS | MVA | 2025 | 0.045323 | Zone Substation | None
Mid North | Williamstown South 11kV | ESS | MVA | 2025 | 0.17993 | Zone Substation | None
Metro South | Willunga 11kV | ESS | MVA | 2025 | 0.37354 | Zone Substation | None
Metro South | Willunga 33kV | ESS | MVA | 2025 | 0.1913 | Zone Substation | None
Upper North | Wilmington 11kV | ESS | MVA | 2025 | 0.034265 | Zone Substation | None
Upper North | Wirrabara Forest 11kV | ESS | MVA | 2025 | 0.0097092 | Zone Substation | None
Upper North | Wirrabara South 11kV | ESS | MVA | 2025 | 0.0007773 | Zone Substation | None
Metro South | Wirrina Cove 11kV | ESS | MVA | 2025 | 0.024536 | Zone Substation | None
Upper North | Wongyarra 11kV | ESS | MVA | 2025 | 0.0035787 | Zone Substation | None
Metro East | Woodforde 11kV | ESS | MVA | 2025 | 2.3078 | Zone Substation | None
Murraylands | Woods Point 11kV | ESS | MVA | 2025 | 0.076197 | Zone Substation | None
Eastern Hills | Woodside 11kV | ESS | MVA | 2025 | 0.54332 | Zone Substation | Reverse N-1
Metro West | Woodville 11kV | ESS | MVA | 2025 | 0.37814 | Zone Substation | None
Metro West | Woodville 33kV | ESS | MVA | 2025 | 0 | Zone Substation | None
Riverland | Woolpunda 11kV | ESS | MVA | 2025 | 0.014217 | Zone Substation | None
Eyre Peninsula | Wudinna 11kV | ESS | MVA | 2025 | 0.031247 | Zone Substation | None
Eyre Peninsula | Wudinna 66kV | ESS | MVA | 2025 | 0.53279 | Connection Point | None
Eyre Peninsula | Yadnarie 66kV | ESS | MVA | 2025 | 0.2795 | Connection Point | None
Metro South | Yankalilla 11kV | ESS | MVA | 2025 | 0.4538 | Zone Substation | None
Metro South | Yankalilla 33kV | ESS | MVA | 2025 | 0.083743 | Zone Substation | None
Metro South | Yankalilla Hill 11kV | ESS | MVA | 2025 | 0 | Zone Substation | None
Upper North | Yongala 11kV | ESS | MVA | 2025 | 0.00084943 | Zone Substation | None
Yorke Peninsula | Yorketown 11kV | ESS | MVA | 2025 | 0.067229 | Zone Substation | None
Adelaide Central | ACR 66kV | ESS | MVA | 2026 | 1.1038 | Connection Point | None
Eastern Hills | Aldgate 11kV | ESS | MVA | 2026 | 0.73198 | Zone Substation | None
Metro South | Aldinga 11kV | ESS | MVA | 2026 | 1.4643 | Zone Substation | None
South East | Allendale East 11kV | ESS | MVA | 2026 | 0.1771 | Zone Substation | None
Mid North | Alma 11kV | ESS | MVA | 2026 | 0.00067605 | Zone Substation | None
Metro South | American River 11kV | ESS | MVA | 2026 | 0.017264 | Zone Substation | None
Eastern Hills | Angas Creek 33kV | ESS | MVA | 2026 | 1.3767 | Connection Point | None
Mid North | Angaston 11kV | ESS | MVA | 2026 | 0.61843 | Zone Substation | None
Metro North | Angle Vale 11kV | ESS | MVA | 2026 | 1.1237 | Zone Substation | None
Yorke Peninsula | Ardrossan 11kV | ESS | MVA | 2026 | 0.10847 | Zone Substation | None
Yorke Peninsula | Ardrossan West 33kV | ESS | MVA | 2026 | 0.65154 | Connection Point | None
Eyre Peninsula | Arno Bay 11kV | ESS | MVA | 2026 | 0.022538 | Zone Substation | None
Metro South | Ascot Park 11kV | ESS | MVA | 2026 | 1.8062 | Zone Substation | N
Metro West | Athol Park 11kV | ESS | MVA | 2026 | 1.1192 | Zone Substation | None
Mid North | Auburn 11kV | ESS | MVA | 2026 | 0.18031 | Zone Substation | None
Yorke Peninsula | Balaklava 7.6kV | ESS | MVA | 2026 | 0.18766 | Zone Substation | None
Eastern Hills | Balhannah 33kV | ESS | MVA | 2026 | 2.0975 | Zone Substation | None
Upper North | Baroota 33kV | ESS | MVA | 2026 | 0.43785 | Connection Point | None
Upper North | Baroota Town 11kV | ESS | MVA | 2026 | 0.008162 | Zone Substation | None
Mid North | Barossa South TF1 11kV | ESS | MVA | 2026 | 0.06059 | Zone Substation | None
Mid North | Barossa South TF2 11kV | ESS | MVA | 2026 | 0.0075321 | Zone Substation | None
South East | Beachport 11kV | ESS | MVA | 2026 | 0.060573 | Zone Substation | None
Murraylands | Belvedere Road 7.6kV | ESS | MVA | 2026 | 0.0010285 | Zone Substation | None
Riverland | Berri 11kV | ESS | MVA | 2026 | 6.0694 | Zone Substation | None
Riverland | Berri 66kV | ESS | MVA | 2026 | 20.3198 | Connection Point | None
Murraylands | Binnies 11kV | ESS | MVA | 2026 | 0.00011267 | Zone Substation | None
Eastern Hills | Birdwood 11kV | ESS | MVA | 2026 | 0.22385 | Zone Substation | None
Yorke Peninsula | Black Point 11kV | ESS | MVA | 2026 | 0.022931 | Zone Substation | None
Metro West | Blackpool 11kV | ESS | MVA | 2026 | 1.4141 | Zone Substation | None
Metro South | Blackwood 11kV | ESS | MVA | 2026 | 3.1998 | Zone Substation | None
South East | Blanche 33kV | ESS | MVA | 2026 | 1.7958 | Connection Point | None
Upper North | Booleroo Centre 11kV | ESS | MVA | 2026 | 0.040821 | Zone Substation | None
Eyre Peninsula | Boothby 33kV | ESS | MVA | 2026 | 0.030425 | Zone Substation | N-1
Upper North | Booyoolie 11kV | ESS | MVA | 2026 | 0.00037766 | Zone Substation | None
South East | Bordertown 11kV | ESS | MVA | 2026 | 0.25221 | Zone Substation | N-1
Mid North | Brinkworth 33kV | ESS | MVA | 2026 | 0.29289 | Connection Point | None
Mid North | Brinkworth Town 11kV | ESS | MVA | 2026 | 0.065038 | Zone Substation | None
Eastern Hills | Brukunga 11kV | ESS | MVA | 2026 | 0.036975 | Zone Substation | None
Upper North | Bungama Napperby 11kV | ESS | MVA | 2026 | 0.047874 | Zone Substation | None
Metro East | Burnside 11kV | ESS | MVA | 2026 | 1.1029 | Zone Substation | None
Mid North | Burra TF2 11kV | ESS | MVA | 2026 | 0.14491 | Zone Substation | None
Riverland | Cadell 11kV | ESS | MVA | 2026 | 0.03971 | Zone Substation | None
Murraylands | Caloote 11kV | ESS | MVA | 2026 | 0.11328 | Zone Substation | None
Upper North | Caltowie 11kV | ESS | MVA | 2026 | 0.0023296 | Zone Substation | None
Murraylands | Cambrai 11kV | ESS | MVA | 2026 | 0.077789 | Zone Substation | None
Murraylands | Campbell Park 11kV | ESS | MVA | 2026 | 0.0062587 | Zone Substation | None
Metro East | Campbelltown 11kV | ESS | MVA | 2026 | 3.1144 | Zone Substation | None
Metro South | Cape Jervis 11kV | ESS | MVA | 2026 | 0.052451 | Zone Substation | None
Metro South | Cape Jervis 33kV | ESS | MVA | 2026 | 0.42094 | Zone Substation | N-1
Eyre Peninsula | Caralue 11kV | ESS | MVA | 2026 | 0.091876 | Zone Substation | None
Metro West | Cavan 11kV | ESS | MVA | 2026 | 3.5487 | Zone Substation | None
Adelaide Central | CBD 33kV | ESS | MVA | 2026 | 0.053153 | Zone Substation | None
Eyre Peninsula | Ceduna 11kV | ESS | MVA | 2026 | 0.35904 | Zone Substation | None
Eastern Hills | Chain of Ponds 11kV | ESS | MVA | 2026 | 0.024336 | Zone Substation | None
Metro West | Cheltenham 11kV | ESS | MVA | 2026 | 0.71822 | Zone Substation | None
Metro West | Cheltenham 33kV | ESS | MVA | 2026 | 0 | Zone Substation | None
Mid North | Clare 11kV | ESS | MVA | 2026 | 0.57114 | Zone Substation | None
Mid North | Clare North 33kV | ESS | MVA | 2026 | 0.71656 | Connection Point | None
Metro South | Clarence Gardens 11kV | ESS | MVA | 2026 | 1.191 | Zone Substation | None
Metro South | Clarendon 11kV | ESS | MVA | 2026 | 0.26417 | Zone Substation | None
Metro East | Clearview 11kV | ESS | MVA | 2026 | 1.7373 | Zone Substation | N
Eyre Peninsula | Cleve 11kV | ESS | MVA | 2026 | 0.10331 | Zone Substation | None
Eyre Peninsula | Cleve 33kV | ESS | MVA | 2026 | 0.10048 | Zone Substation | N-1
Eyre Peninsula | Coffin Bay 11kV | ESS | MVA | 2026 | 0.16791 | Zone Substation | None
Mid North | Collinsfield 11kV | ESS | MVA | 2026 | 0.031093 | Zone Substation | None
Murraylands | Coomandook 11kV | ESS | MVA | 2026 | 0.017007 | Zone Substation | None
Murraylands | Coonalpyn 11kV | ESS | MVA | 2026 | 0.025894 | Zone Substation | None
South East | Coonawarra 11kV | ESS | MVA | 2026 | 0.034282 | Zone Substation | None
Upper North | Copley Nepabunna 33kV | ESS | MVA | 2026 | 0.0038848 | Zone Substation | N-1
Riverland | Cordola 11kV | ESS | MVA | 2026 | 0.037122 | Zone Substation | None
Adelaide Central | Coromandel Place 11kV | ESS | MVA | 2026 | 0.47448 | Zone Substation | None
Eyre Peninsula | Cowell 11kV | ESS | MVA | 2026 | 0.084753 | Zone Substation | None
Metro West | Croydon 11kV | ESS | MVA | 2026 | 1.2567 | Zone Substation | None
Metro West | Croydon Park 11kV | ESS | MVA | 2026 | 1.3715 | Zone Substation | None
Upper North | Crystal Brook 11kV | ESS | MVA | 2026 | 0.12961 | Zone Substation | None
Metro South | Cudmore Park 11kV | ESS | MVA | 2026 | 0.56308 | Zone Substation | None
Eyre Peninsula | Cummins 11kV | ESS | MVA | 2026 | 0.14159 | Zone Substation | None
Yorke Peninsula | Curramulka 7.6kV | ESS | MVA | 2026 | 0.025306 | Zone Substation | None
Yorke Peninsula | Curramulka South 11kV | ESS | MVA | 2026 | 0.0018598 | Zone Substation | None
Yorke Peninsula | Dalrymple 33kV | ESS | MVA | 2026 | 0.45166 | Connection Point | None
Eyre Peninsula | Darke Peak 11kV | ESS | MVA | 2026 | 0.0061395 | Zone Substation | None
Upper North | Davenport West 33kV | ESS | MVA | 2026 | 5.9868 | Connection Point | None
Eastern Hills | Deloraine 11kV | ESS | MVA | 2026 | 0.037513 | Zone Substation | None
Metro North | Direk 11kV | ESS | MVA | 2026 | 5.9126 | Zone Substation | None
Mid North | Dorrien 33kV | ESS | MVA | 2026 | 2.6246 | Connection Point | None
Mid North | Dorrien TF4 11kV | ESS | MVA | 2026 | 0.40575 | Zone Substation | None
Mid North | Dorrien TF5 11kV | ESS | MVA | 2026 | 0.16815 | Zone Substation | None
Yorke Peninsula | Dowlingville 11kV | ESS | MVA | 2026 | 0.0020102 | Zone Substation | None
Adelaide Central | East Terrace 11kV | ESS | MVA | 2026 | 0.16388 | Zone Substation | None
Metro North | Edinburgh 11kV | ESS | MVA | 2026 | 0.55644 | Zone Substation | None
Yorke Peninsula | Edithburgh 11kV | ESS | MVA | 2026 | 0.075829 | Zone Substation | None
Metro North | Elizabeth Downs 11kV | ESS | MVA | 2026 | 3.0718 | Zone Substation | None
Metro North | Elizabeth Heights 11kV | ESS | MVA | 2026 | 1.3592 | Zone Substation | None
Metro North | Elizabeth South 11kV | ESS | MVA | 2026 | 0.63675 | Zone Substation | None
Mid North | Eudunda 11kV | ESS | MVA | 2026 | 0.10027 | Zone Substation | None
Metro North | Evanston 11kV | ESS | MVA | 2026 | 2.9314 | Zone Substation | N-1
Metro North | Evanston 33kV | ESS | MVA | 2026 | 0.0063634 | Zone Substation | None
Metro West | Findon 11kV | ESS | MVA | 2026 | 0.9763 | Zone Substation | None
Metro West | Flinders Park 11kV | ESS | MVA | 2026 | 1.0408 | Zone Substation | None
Mid North | Florieton SWER 19kV | ESS | MVA | 2026 | 0.0012085 | Connection Point | None
Eastern Hills | Forreston 11kV | ESS | MVA | 2026 | 0.042134 | Zone Substation | None
Mid North | Freeling 11kV | ESS | MVA | 2026 | 0.044386 | Zone Substation | None
Mid North | Freeling North 11kV | ESS | MVA | 2026 | 0.28887 | Zone Substation | None
Metro West | Fulham Gardens 11kV | ESS | MVA | 2026 | 2.2392 | Zone Substation | None
Upper North | Fullerville 11kV | ESS | MVA | 2026 | 0 | Zone Substation | None
Mid North | Gawler Belt TF1 11kV | ESS | MVA | 2026 | 0.66808 | Zone Substation | None
Mid North | Gawler Belt TF2 11kV | ESS | MVA | 2026 | 0.34469 | Zone Substation | None
Mid North | Georgetown 11kV | ESS | MVA | 2026 | 0.017142 | Zone Substation | None
Murraylands | Geranium 11kV | ESS | MVA | 2026 | 0.0035984 | Zone Substation | None
Upper North | Gladstone 11kV | ESS | MVA | 2026 | 0.15948 | Zone Substation | None
Metro West | Glanville 11kV | ESS | MVA | 2026 | 1.4002 | Zone Substation | None
South East | Glencoe 11kV | ESS | MVA | 2026 | 0.039442 | Zone Substation | None
Metro South | Glenelg North 11kV | ESS | MVA | 2026 | 0.9804 | Zone Substation | None
Riverland | Glossop 11kV | ESS | MVA | 2026 | 0.22456 | Zone Substation | None
Metro East | Golden Grove 11kV | ESS | MVA | 2026 | 4.2123 | Zone Substation | None
Mid North | Gomersal North 11kV | ESS | MVA | 2026 | 0 | Zone Substation | None
Metro South | Goolwa 11kV | ESS | MVA | 2026 | 1.128 | Zone Substation | None
Mid North | Gulnare 11kV | ESS | MVA | 2026 | 0.0020369 | Zone Substation | None
Eastern Hills | Gumeracha 11kV | ESS | MVA | 2026 | 0 | Zone Substation | None
Eastern Hills | Gumeracha Weir 11kV | ESS | MVA | 2026 | 0.0098403 | Zone Substation | None
Eastern Hills | Gumhaven 11kV | ESS | MVA | 2026 | 0.0010672 | Zone Substation | None
Metro South | Hackham 11kV | ESS | MVA | 2026 | 1.7125 | Zone Substation | N-1
Eastern Hills | Hahndorf 11kV | ESS | MVA | 2026 | 0.67289 | Zone Substation | None
Mid North | Halbury 11kV | ESS | MVA | 2026 | 0.0056082 | Zone Substation | None
Mid North | Hamley Bridge 11kV | ESS | MVA | 2026 | 0.11663 | Zone Substation | None
Metro South | Happy Valley 11kV | ESS | MVA | 2026 | 2.6993 | Zone Substation | None
Metro East | Harrow 11kV | ESS | MVA | 2026 | 1.3693 | Zone Substation | None
South East | Hatherleigh 11kV | ESS | MVA | 2026 | 0.0022808 | Zone Substation | None
Upper North | Hawker 11kV | ESS | MVA | 2026 | 0.020665 | Zone Substation | None
Metro South | Hay Flat 11kV | ESS | MVA | 2026 | 0.0012073 | Zone Substation | None
Metro West | Henley South 11kV | ESS | MVA | 2026 | 4.4728 | Zone Substation | None
Eastern Hills | Hermitage 11kV | ESS | MVA | 2026 | 0.012967 | Zone Substation | None
Metro East | Hillcrest 11kV | ESS | MVA | 2026 | 2.0964 | Zone Substation | None
Adelaide Central | Hindley Street 11kV | ESS | MVA | 2026 | 0.14139 | Zone Substation | None
Metro East | Holden Hill 11kV | ESS | MVA | 2026 | 1.9978 | Zone Substation | None
Metro East | Hope Valley 11kV | ESS | MVA | 2026 | 1.1677 | Zone Substation | None
Eastern Hills | Houghton 7.6kV | ESS | MVA | 2026 | 0.18673 | Zone Substation | None
Mid North | Hoyleton 11kV | ESS | MVA | 2026 | 0.0085144 | Zone Substation | None
Yorke Peninsula | Hummocks 33kV | ESS | MVA | 2026 | 1.9107 | Connection Point | None
Metro East | Ingle Farm 11kV | ESS | MVA | 2026 | 2.5968 | Zone Substation | None
South East | Inverness 11kV | ESS | MVA | 2026 | 0.0011602 | Zone Substation | None
Murraylands | Jabuk 11kV | ESS | MVA | 2026 | 0.002159 | Zone Substation | None
Yorke Peninsula | James Well 11kV | ESS | MVA | 2026 | 0.021908 | Zone Substation | None
Upper North | Jamestown 11kV | ESS | MVA | 2026 | 0.13518 | Zone Substation | Reverse N-1
Murraylands | Jervois 11kV | ESS | MVA | 2026 | 0.041976 | Zone Substation | None
Yorke Peninsula | Kadina 11kV | ESS | MVA | 2026 | 0.62243 | Zone Substation | None
Yorke Peninsula | Kadina East 33kV | ESS | MVA | 2026 | 19.7995 | Connection Point | None
South East | Kalangadoo 11kV | ESS | MVA | 2026 | 0 | Zone Substation | None
South East | Kalangadoo West 11kV | ESS | MVA | 2026 | 0.017022 | Zone Substation | None
Eastern Hills | Kanmantoo Copper Mine 11kV | ESS | MVA | 2026 | 0.13541 | Connection Point | None
Mid North | Kapunda TF1 11kV | ESS | MVA | 2026 | 0.1508 | Zone Substation | None
Mid North | Kapunda TF2 11kV | ESS | MVA | 2026 | 0.19577 | Zone Substation | None
Murraylands | Karoonda 11kV | ESS | MVA | 2026 | 0.03901 | Zone Substation | Reverse N
South East | Keith 11kV | ESS | MVA | 2026 | 0.094876 | Zone Substation | None
South East | Keith 33kV | ESS | MVA | 2026 | 1.7731 | Connection Point | None
Metro East | Kent Town 11kV | ESS | MVA | 2026 | 1.0583 | Zone Substation | None
Eastern Hills | Kersbrook 11kV | ESS | MVA | 2026 | 0.073923 | Zone Substation | None
Metro South | Keswick 11kV | ESS | MVA | 2026 | 0.87595 | Zone Substation | None
Murraylands | Ki Ki 11kV | ESS | MVA | 2026 | 0.0012036 | Zone Substation | None
Metro West | Kilburn 11kV | ESS | MVA | 2026 | 1.2187 | Zone Substation | None
Metro East | Kilburn South 11kV | ESS | MVA | 2026 | 0.99014 | Zone Substation | None
Metro West | Kilkenny 11kV | ESS | MVA | 2026 | 0.50893 | Zone Substation | None
South East | Kincraig 33kV | ESS | MVA | 2026 | 9.9768 | Connection Point | None
Metro South | Kingscote 11kV | ESS | MVA | 2026 | 0.20733 | Zone Substation | None
South East | Kingston SE 11kV | ESS | MVA | 2026 | 0.11397 | Zone Substation | None
Metro South | Kingswood 11kV | ESS | MVA | 2026 | 2.8832 | Zone Substation | None
South East | Kongorong 11kV | ESS | MVA | 2026 | 0.059442 | Zone Substation | None
South East | Kumorna 11kV | ESS | MVA | 2026 | 0.0021627 | Zone Substation | None
Mid North | Kybunga 11kV | ESS | MVA | 2026 | 0.0035692 | Zone Substation | None
Murraylands | Lameroo 11kV | ESS | MVA | 2026 | 0.051459 | Zone Substation | None
Eastern Hills | Langhorne Creek 11kV | ESS | MVA | 2026 | 0.11727 | Zone Substation | None
Metro West | Largs North 11kV | ESS | MVA | 2026 | 1.1537 | Zone Substation | None
Metro West | Lefevre 11kV | ESS | MVA | 2026 | 0.0013439 | Zone Substation | None
Upper North | Leigh Creek South 33kV | ESS | MVA | 2026 | 0.022574 | Connection Point | None
Metro East | Linden Park 11kV | ESS | MVA | 2026 | 2.896 | Zone Substation | None
Eyre Peninsula | Little Swamp 11kV | ESS | MVA | 2026 | 0.015448 | Zone Substation | None
Eastern Hills | Lobethal 11kV | ESS | MVA | 2026 | 0.48743 | Zone Substation | None
Eyre Peninsula | Lock 11kV | ESS | MVA | 2026 | 0.043997 | Zone Substation | None
Riverland | Loveday 11kV | ESS | MVA | 2026 | 7.4403 | Zone Substation | None
Metro South | Lower Mitcham 11kV | ESS | MVA | 2026 | 1.6358 | Zone Substation | None
Riverland | Loxton 11kV | ESS | MVA | 2026 | 3.0627 | Zone Substation | None
South East | Lucindale 11kV | ESS | MVA | 2026 | 0.036598 | Zone Substation | None
Mid North | Lyndoch 11kV | ESS | MVA | 2026 | 0.21519 | Zone Substation | None
Mid North | Lyndoch South 7.6kV | ESS | MVA | 2026 | 0.013657 | Zone Substation | None
Riverland | Lyrup 11kV | ESS | MVA | 2026 | 0.048782 | Zone Substation | None
Metro South | MacGillivray 11kV | ESS | MVA | 2026 | 0.10953 | Zone Substation | None
Yorke Peninsula | Maitland 11kV | ESS | MVA | 2026 | 0.19648 | Zone Substation | None
Mid North | Mallala 11kV | ESS | MVA | 2026 | 0.30472 | Zone Substation | None
Murraylands | Mannum 33kV | ESS | MVA | 2026 | 5.1639 | Connection Point | None
Murraylands | Mannum Town 7.6kV | ESS | MVA | 2026 | 0.23208 | Zone Substation | None
Yorke Peninsula | Marion Bay 11kV | ESS | MVA | 2026 | 0.039674 | Zone Substation | None
Mid North | Marrabel 11kV | ESS | MVA | 2026 | 0.094327 | Zone Substation | None
Metro South | McLaren Flat TF1 11kV | ESS | MVA | 2026 | 0.55507 | Zone Substation | None
Metro South | McLaren Flat TF2 11kV | ESS | MVA | 2026 | 0.10341 | Zone Substation | None
Metro South | McLaren Vale 11kV | ESS | MVA | 2026 | 0.2051 | Zone Substation | None
Metro South | McLaren Vale Vineyard 11kV | ESS | MVA | 2026 | 0 | Zone Substation | None
Eastern Hills | Meadows 11kV | ESS | MVA | 2026 | 0.65009 | Zone Substation | Reverse N-1
Upper North | Melrose 11kV | ESS | MVA | 2026 | 0.014724 | Zone Substation | None
Murraylands | Meningie 11kV | ESS | MVA | 2026 | 0.077773 | Zone Substation | None
Metro East | Metro East 66kV | ESS | MVA | 2026 | 36.4967 | Connection Point | None
Metro North | Metro North 66kV | ESS | MVA | 2026 | 34.9879 | Connection Point | None
Metro South | Metro South 66kV | ESS | MVA | 2026 | 65.6285 | Connection Point | None
Metro West | Metro West 66kV | ESS | MVA | 2026 | 27.0899 | Connection Point | None
Eastern Hills | Milang 11kV | ESS | MVA | 2026 | 0.15123 | Zone Substation | None
South East | Millicent 11kV | ESS | MVA | 2026 | 0.25643 | Zone Substation | None
Yorke Peninsula | Minlaton 11kV | ESS | MVA | 2026 | 0.11529 | Zone Substation | None
Murraylands | Mobilong 33kV | ESS | MVA | 2026 | 11.5462 | Connection Point | None
Murraylands | Monarto Central 11kV | ESS | MVA | 2026 | 0.0056654 | Zone Substation | None
Murraylands | Monarto South 11kV | ESS | MVA | 2026 | 0.075602 | Zone Substation | None
Yorke Peninsula | Moonta 11kV | ESS | MVA | 2026 | 0.42453 | Zone Substation | N-1
Eyre Peninsula | Moorkitabie 11kV | ESS | MVA | 2026 | 0.046441 | Zone Substation | None
Riverland | Morgan 11kV | ESS | MVA | 2026 | 0.032118 | Zone Substation | N
Metro South | Morphett Vale East 11kV | ESS | MVA | 2026 | 2.7834 | Zone Substation | None
Metro South | Morphettville 11kV | ESS | MVA | 2026 | 1.1401 | Zone Substation | None
Eastern Hills | Mount Barker 11kV | ESS | MVA | 2026 | 3.0049 | Zone Substation | None
Eastern Hills | Mount Barker 66kV | ESS | MVA | 2026 | 10.039 | Connection Point | None
South East | Mount Burr 11kV | ESS | MVA | 2026 | 0.01565 | Zone Substation | None
South East | Mount Gambier 11kV | ESS | MVA | 2026 | 1.045 | Zone Substation | None
South East | Mount Gambier 33kV | ESS | MVA | 2026 | 1.0728 | Connection Point | None
South East | Mount Gambier North 11kV | ESS | MVA | 2026 | 0.65212 | Zone Substation | N-1
South East | Mount Gambier West 11kV | ESS | MVA | 2026 | 0.80429 | Zone Substation | None
Upper North | Mount Gunson 33kV | ESS | MVA | 2026 | 0 | Connection Point | None
Eastern Hills | Mount Pleasant 11kV | ESS | MVA | 2026 | 0.16372 | Zone Substation | None
South East | Mount Schank 11kV | ESS | MVA | 2026 | 0.026936 | Zone Substation | None
Murraylands | Murray Bridge North 11kV | ESS | MVA | 2026 | 0.78296 | Zone Substation | None
Murraylands | Murray Bridge South 11kV | ESS | MVA | 2026 | 1.3662 | Zone Substation | None
Eastern Hills | Mylor 11kV | ESS | MVA | 2026 | 0.37619 | Zone Substation | None
Murraylands | Mypolonga 11kV | ESS | MVA | 2026 | 0.13583 | Zone Substation | None
Metro South | Myponga 11kV | ESS | MVA | 2026 | 0.89566 | Zone Substation | None
Eastern Hills | Nairne 11kV | ESS | MVA | 2026 | 0.59854 | Zone Substation | Reverse N-1
South East | Nangwarry 11kV | ESS | MVA | 2026 | 0.028444 | Zone Substation | None
South East | Naracoorte 11kV | ESS | MVA | 2026 | 0.56095 | Zone Substation | None
South East | Naracoorte East 11kV | ESS | MVA | 2026 | 0.042124 | Zone Substation | None
Murraylands | Narrung 11kV | ESS | MVA | 2026 | 0.015339 | Zone Substation | None
Upper North | Neuroodla 33kV | ESS | MVA | 2026 | 0.020665 | Connection Point | None
Metro West | New Osborne 11kV | ESS | MVA | 2026 | 0 | Zone Substation | None
Metro West | New Richmond 11kV | ESS | MVA | 2026 | 1.1945 | Zone Substation | None
Murraylands | Nildottie 11kV | ESS | MVA | 2026 | 0.032048 | Zone Substation | None
Yorke Peninsula | Ninnes 11kV | ESS | MVA | 2026 | 0.12622 | Zone Substation | None
Metro South | Noarlunga Centre 11kV | ESS | MVA | 2026 | 0.8389 | Zone Substation | None
Metro East | North Adelaide 11kV | ESS | MVA | 2026 | 0.59161 | Zone Substation | None
Metro South | North Unley 11kV | ESS | MVA | 2026 | 0.93948 | Zone Substation | None
Riverland | North West Bend 66kV | ESS | MVA | 2026 | 2.7527 | Connection Point | None
Metro East | Northfield 11kV | ESS | MVA | 2026 | 0.98829 | Zone Substation | N
Metro East | Norwood 11kV | ESS | MVA | 2026 | 3.2923 | Zone Substation | None
Mid North | Nuriootpa 11kV | ESS | MVA | 2026 | 0.56211 | Zone Substation | None
Metro South | Oaklands 11kV | ESS | MVA | 2026 | 2.0019 | Zone Substation | None
Upper North | Orroroo 11kV | ESS | MVA | 2026 | 0.056034 | Zone Substation | None
South East | Padthaway 11kV | ESS | MVA | 2026 | 0.067222 | Zone Substation | None
Murraylands | Palmer 11kV | ESS | MVA | 2026 | 0.0040378 | Zone Substation | None
Metro South | Panorama 11kV | ESS | MVA | 2026 | 1.8957 | Zone Substation | None
Metro North | Parafield Gardens 11kV | ESS | MVA | 2026 | 7.478 | Zone Substation | None
Metro North | Paralowie 11kV | ESS | MVA | 2026 | 1.0189 | Zone Substation | None
Murraylands | Parilla 11kV | ESS | MVA | 2026 | 0.0053472 | Zone Substation | None
Riverland | Paringa 11kV | ESS | MVA | 2026 | 0.10541 | Zone Substation | None
Riverland | Paringa 33kV | ESS | MVA | 2026 | 0.12726 | Zone Substation | None
Yorke Peninsula | Paskeville 11kV | ESS | MVA | 2026 | 0.022731 | Zone Substation | None
Murraylands | Peake 11kV | ESS | MVA | 2026 | 0.0044894 | Zone Substation | None
Murraylands | Pellaring Flat 11kV | ESS | MVA | 2026 | 0.0037282 | Zone Substation | None
Metro North | Penfield 11kV | ESS | MVA | 2026 | 0.82753 | Zone Substation | None
Metro South | Penneshaw 11kV | ESS | MVA | 2026 | 0.046122 | Zone Substation | None
South East | Penola 11kV | ESS | MVA | 2026 | 0.11868 | Zone Substation | None
South East | Penola West 33kV | ESS | MVA | 2026 | 0.18162 | Connection Point | None
Upper North | Peterborough 11kV | ESS | MVA | 2026 | 0.084741 | Zone Substation | None
Eastern Hills | Piccadilly 11kV | ESS | MVA | 2026 | 0.25565 | Zone Substation | None
Murraylands | Pinnaroo 11kV | ESS | MVA | 2026 | 0.03542 | Zone Substation | None
Murraylands | Pinnaroo South 11kV | ESS | MVA | 2026 | 0.00037438 | Zone Substation | None
Metro South | Plympton 11kV | ESS | MVA | 2026 | 1.0525 | Zone Substation | None
Eyre Peninsula | Point Boston 11kV | ESS | MVA | 2026 | 0.0093269 | Zone Substation | None
Eyre Peninsula | Polda 11kV | ESS | MVA | 2026 | 0.031812 | Zone Substation | None
Eyre Peninsula | Poonindie 11kV | ESS | MVA | 2026 | 0.04522 | Zone Substation | None
Metro West | Port Adelaide 11kV | ESS | MVA | 2026 | 0.72624 | Zone Substation | None
Metro West | Port Adelaide North 11kV | ESS | MVA | 2026 | 0.46566 | Zone Substation | None
Upper North | Port Augusta 11kV | ESS | MVA | 2026 | 0.44856 | Zone Substation | None
Upper North | Port Augusta West TF1 11kV | ESS | MVA | 2026 | 0.18728 | Zone Substation | None
Upper North | Port Augusta West TF2 11kV | ESS | MVA | 2026 | 0.12306 | Zone Substation | None
Upper North | Port Broughton 11kV | ESS | MVA | 2026 | 0.21853 | Zone Substation | None
Yorke Peninsula | Port Clinton 11kV | ESS | MVA | 2026 | 0.044005 | Zone Substation | None
Upper North | Port Germein 11kV | ESS | MVA | 2026 | 0.056904 | Zone Substation | None
Yorke Peninsula | Port Giles 11kV | ESS | MVA | 2026 | 0.01979 | Zone Substation | None
Yorke Peninsula | Port Julia 11kV | ESS | MVA | 2026 | 0.030536 | Zone Substation | None
Eyre Peninsula | Port Lincoln City 11kV | ESS | MVA | 2026 | 0.94414 | Zone Substation | None
Eyre Peninsula | Port Lincoln Docks 11kV | ESS | MVA | 2026 | 0.25221 | Zone Substation | None
Eyre Peninsula | Port Lincoln Marina 11kV | ESS | MVA | 2026 | 0.41971 | Zone Substation | None
Eyre Peninsula | Port Lincoln Terminal 33kV | ESS | MVA | 2026 | 2.396 | Connection Point | None
Metro South | Port Noarlunga 11kV | ESS | MVA | 2026 | 2.5569 | Zone Substation | None
Upper North | Port Pirie Bungama 33kV | ESS | MVA | 2026 | 10.5429 | Connection Point | None
Upper North | Port Pirie South 11kV | ESS | MVA | 2026 | 1.155 | Zone Substation | None
Metro South | Port Stanvac 11kV | ESS | MVA | 2026 | 5.2158 | Zone Substation | None
Metro South | Port Stanvac TF2 11kV | ESS | MVA | 2026 | 0 | Zone Substation | None
Yorke Peninsula | Port Vincent 11kV | ESS | MVA | 2026 | 0.067073 | Zone Substation | None
Riverland | Portee 11kV | ESS | MVA | 2026 | 0.0025945 | Zone Substation | N
Metro East | Prospect 11kV | ESS | MVA | 2026 | 1.5959 | Zone Substation | None
Murraylands | Punyelroo 11kV | ESS | MVA | 2026 | 0.036636 | Zone Substation | None
Riverland | Pyap 11kV | ESS | MVA | 2026 | 0.29031 | Zone Substation | None
Riverland | Qualco 11kV | ESS | MVA | 2026 | 0.011669 | Zone Substation | N
Metro West | Queenstown 11kV | ESS | MVA | 2026 | 0.89548 | Zone Substation | None
Upper North | Quorn 11kV | ESS | MVA | 2026 | 0.072876 | Zone Substation | None
Riverland | Ramco 11kV | ESS | MVA | 2026 | 0.062261 | Zone Substation | None
Metro South | Rapid Bay 11kV | ESS | MVA | 2026 | 0.0058494 | Zone Substation | None
Riverland | Renmark 11kV | ESS | MVA | 2026 | 3.0377 | Zone Substation | None
Mid North | Riverton 11kV | ESS | MVA | 2026 | 0.13254 | Zone Substation | None
South East | Robe 7.6kV | ESS | MVA | 2026 | 0.10327 | Zone Substation | None
Mid North | Robertstown 11kV | ESS | MVA | 2026 | 0.049501 | Zone Substation | None
Riverland | Roonka 11kV | ESS | MVA | 2026 | 0.62095 | Zone Substation | None
Eyre Peninsula | Rudall 11kV | ESS | MVA | 2026 | 0.0026405 | Zone Substation | None
Metro North | Salisbury 11kV | ESS | MVA | 2026 | 3.9812 | Zone Substation | N
Metro South | Salt Cliffs 11kV | ESS | MVA | 2026 | 0.014339 | Zone Substation | None
Mid North | Sandy Creek 11kV | ESS | MVA | 2026 | 0.12564 | Zone Substation | None
Metro South | Seacombe 11kV | ESS | MVA | 2026 | 3.0021 | Zone Substation | None
Metro South | Seaford 11kV | ESS | MVA | 2026 | 0.90688 | Zone Substation | None
Metro South | Second Valley 11kV | ESS | MVA | 2026 | 0.045526 | Zone Substation | None
Metro South | Sheidow Park 11kV | ESS | MVA | 2026 | 1.8101 | Zone Substation | Reverse N-1
Murraylands | Sherlock 11kV | ESS | MVA | 2026 | 0.0016164 | Zone Substation | None
Metro North | Smithfield West 11kV | ESS | MVA | 2026 | 2.1893 | Zone Substation | N-1
South East | Snuggery Rural 33kV | ESS | MVA | 2026 | 5.4906 | Connection Point | None
South East | South End 11kV | ESS | MVA | 2026 | 0.026134 | Zone Substation | Reverse N-1
Mid North | Spalding 11kV | ESS | MVA | 2026 | 0.048217 | Zone Substation | None
Metro South | Square Water Hole 11kV | ESS | MVA | 2026 | 0.29577 | Zone Substation | None
Yorke Peninsula | Stansbury 11kV | ESS | MVA | 2026 | 0.067269 | Zone Substation | None
Eastern Hills | Stirling East 11kV | ESS | MVA | 2026 | 0.90433 | Zone Substation | None
Upper North | Stirling North 1 11kV | ESS | MVA | 2026 | 0.081963 | Zone Substation | None
Upper North | Stirling North 2 11kV | ESS | MVA | 2026 | 0.090031 | Zone Substation | None
Mid North | Stockwell TF1 11kV | ESS | MVA | 2026 | 0.12451 | Zone Substation | None
Mid North | Stockwell TF2 11kV | ESS | MVA | 2026 | 0.0033371 | Zone Substation | None
Eyre Peninsula | Stony Point 11kV | ESS | MVA | 2026 | 0.0048604 | Connection Point | None
Eastern Hills | Strathalbyn 11kV | ESS | MVA | 2026 | 0.93774 | Zone Substation | None
Eyre Peninsula | Streaky Bay 11kV | ESS | MVA | 2026 | 0.13675 | Zone Substation | Reverse N-1
Riverland | Swan Reach 11kV | ESS | MVA | 2026 | 0.054704 | Zone Substation | None
Riverland | Swan Reach 33kV | ESS | MVA | 2026 | 0.6047 | Zone Substation | None
Murraylands | Tailem Bend 33kV | ESS | MVA | 2026 | 6.901 | Connection Point | None
Murraylands | Tailem Bend Town 11kV | ESS | MVA | 2026 | 0.15314 | Zone Substation | None
South East | Tantanoola 11kV | ESS | MVA | 2026 | 0.017428 | Zone Substation | None
Eyre Peninsula | Tarlton 11kV | ESS | MVA | 2026 | 0.013526 | Zone Substation | None
South East | Tarpeena South 11kV | ESS | MVA | 2026 | 0.02785 | Zone Substation | N-1
Metro East | Tea Tree Gully 11kV | ESS | MVA | 2026 | 2.0428 | Zone Substation | None
Murraylands | Teal Flat 11kV | ESS | MVA | 2026 | 0.099234 | Zone Substation | None
Upper North | Telowie 11kV | ESS | MVA | 2026 | 0.030671 | Zone Substation | None
Mid North | Templers 33kV | ESS | MVA | 2026 | 2.36 | Connection Point | None
Metro West | Thebarton 11kV | ESS | MVA | 2026 | 0.93909 | Zone Substation | None
South East | Tintinara 11kV | ESS | MVA | 2026 | 0.039614 | Zone Substation | None
Metro South | Tonsley Park 11kV | ESS | MVA | 2026 | 2.5391 | Zone Substation | None
Eyre Peninsula | Tumby Bay 11kV | ESS | MVA | 2026 | 0.27341 | Zone Substation | None
Metro North | Two Wells 11kV | ESS | MVA | 2026 | 0.42742 | Zone Substation | N-1
Eyre Peninsula | Uley 11kV | ESS | MVA | 2026 | 0.022084 | Zone Substation | None
Eyre Peninsula | Uley South 11kV | ESS | MVA | 2026 | 0 | Zone Substation | None
Eastern Hills | Uraidla 11kV | ESS | MVA | 2026 | 0.51535 | Zone Substation | None
Eastern Hills | Uraidla 33kV | ESS | MVA | 2026 | 1.892 | Zone Substation | None
Eastern Hills | Verdun 11kV | ESS | MVA | 2026 | 0.083451 | Zone Substation | None
Metro South | Victor Harbor 11kV | ESS | MVA | 2026 | 1.6912 | Zone Substation | None
Metro North | Virginia 11kV | ESS | MVA | 2026 | 0.38719 | Zone Substation | None
Riverland | Waikerie 11kV | ESS | MVA | 2026 | 1.3415 | Zone Substation | None
Murraylands | Walker Flat 11kV | ESS | MVA | 2026 | 0.071524 | Zone Substation | None
Yorke Peninsula | Wallaroo 11kV | ESS | MVA | 2026 | 0.58195 | Zone Substation | None
Yorke Peninsula | Warooka 11kV | ESS | MVA | 2026 | 0.14107 | Zone Substation | None
Mid North | Wasleys 11kV | ESS | MVA | 2026 | 0.12289 | Zone Substation | None
Mid North | Waterloo 33kV | ESS | MVA | 2026 | 0.60521 | Connection Point | None
Mid North | Waterloo Town 11kV | ESS | MVA | 2026 | 0.020639 | Zone Substation | None
Murraylands | White Sands 11kV | ESS | MVA | 2026 | 0 | Zone Substation | None
Adelaide Central | Whitmore Square 11kV | ESS | MVA | 2026 | 0.2709 | Zone Substation | None
Eyre Peninsula | Whyalla Central 33kV | ESS | MVA | 2026 | 5.5924 | Connection Point | None
Eyre Peninsula | Whyalla City 11kV | ESS | MVA | 2026 | 0.61222 | Zone Substation | None
Eyre Peninsula | Whyalla North 11kV | ESS | MVA | 2026 | 0.0066943 | Zone Substation | None
Eyre Peninsula | Whyalla Stuart 11kV | ESS | MVA | 2026 | 0.68315 | Zone Substation | None
Mid North | Williamstown 11kV | ESS | MVA | 2026 | 0.05177 | Zone Substation | None
Mid North | Williamstown South 11kV | ESS | MVA | 2026 | 0.20377 | Zone Substation | None
Metro South | Willunga 11kV | ESS | MVA | 2026 | 0.42122 | Zone Substation | None
Metro South | Willunga 33kV | ESS | MVA | 2026 | 0.21528 | Zone Substation | None
Upper North | Wilmington 11kV | ESS | MVA | 2026 | 0.042617 | Zone Substation | None
Upper North | Wirrabara Forest 11kV | ESS | MVA | 2026 | 0.011352 | Zone Substation | None
Upper North | Wirrabara South 11kV | ESS | MVA | 2026 | 0.000901 | Zone Substation | None
Metro South | Wirrina Cove 11kV | ESS | MVA | 2026 | 0.027852 | Zone Substation | None
Upper North | Wongyarra 11kV | ESS | MVA | 2026 | 0.004162 | Zone Substation | None
Metro East | Woodforde 11kV | ESS | MVA | 2026 | 2.5426 | Zone Substation | None
Murraylands | Woods Point 11kV | ESS | MVA | 2026 | 0.084833 | Zone Substation | None
Eastern Hills | Woodside 11kV | ESS | MVA | 2026 | 0.63192 | Zone Substation | Reverse N-1
Metro West | Woodville 11kV | ESS | MVA | 2026 | 0.42852 | Zone Substation | None
Metro West | Woodville 33kV | ESS | MVA | 2026 | 0 | Zone Substation | None
Riverland | Woolpunda 11kV | ESS | MVA | 2026 | 0.018765 | Zone Substation | None
Eyre Peninsula | Wudinna 11kV | ESS | MVA | 2026 | 0.047491 | Zone Substation | None
Eyre Peninsula | Wudinna 66kV | ESS | MVA | 2026 | 0.63505 | Connection Point | None
Eyre Peninsula | Yadnarie 66kV | ESS | MVA | 2026 | 0.34844 | Connection Point | None
Metro South | Yankalilla 11kV | ESS | MVA | 2026 | 0.51614 | Zone Substation | None
Metro South | Yankalilla 33kV | ESS | MVA | 2026 | 0.095494 | Zone Substation | None
Metro South | Yankalilla Hill 11kV | ESS | MVA | 2026 | 0 | Zone Substation | None
Upper North | Yongala 11kV | ESS | MVA | 2026 | 0.0016738 | Zone Substation | None
Yorke Peninsula | Yorketown 11kV | ESS | MVA | 2026 | 0.082753 | Zone Substation | None
Adelaide Central | ACR 66kV | ESS | MVA | 2027 | 1.77 | Connection Point | None
Eastern Hills | Aldgate 11kV | ESS | MVA | 2027 | 1.0049 | Zone Substation | None
Metro South | Aldinga 11kV | ESS | MVA | 2027 | 2.0266 | Zone Substation | None
South East | Allendale East 11kV | ESS | MVA | 2027 | 0.29685 | Zone Substation | None
Mid North | Alma 11kV | ESS | MVA | 2027 | 0.00098323 | Zone Substation | None
Metro South | American River 11kV | ESS | MVA | 2027 | 0.03711 | Zone Substation | None
Eastern Hills | Angas Creek 33kV | ESS | MVA | 2027 | 2.0786 | Connection Point | None
Mid North | Angaston 11kV | ESS | MVA | 2027 | 0.88659 | Zone Substation | None
Metro North | Angle Vale 11kV | ESS | MVA | 2027 | 1.5785 | Zone Substation | None
Yorke Peninsula | Ardrossan 11kV | ESS | MVA | 2027 | 0.17256 | Zone Substation | None
Yorke Peninsula | Ardrossan West 33kV | ESS | MVA | 2027 | 0.99757 | Connection Point | None
Eyre Peninsula | Arno Bay 11kV | ESS | MVA | 2027 | 0.043505 | Zone Substation | None
Metro South | Ascot Park 11kV | ESS | MVA | 2027 | 2.3909 | Zone Substation | N
Metro West | Athol Park 11kV | ESS | MVA | 2027 | 1.5904 | Zone Substation | None
Mid North | Auburn 11kV | ESS | MVA | 2027 | 0.2747 | Zone Substation | None
Yorke Peninsula | Balaklava 7.6kV | ESS | MVA | 2027 | 0.29052 | Zone Substation | None
Eastern Hills | Balhannah 33kV | ESS | MVA | 2027 | 2.9175 | Zone Substation | None
Upper North | Baroota 33kV | ESS | MVA | 2027 | 0.70122 | Connection Point | None
Upper North | Baroota Town 11kV | ESS | MVA | 2027 | 0.012847 | Zone Substation | None
Mid North | Barossa South TF1 11kV | ESS | MVA | 2027 | 0.095543 | Zone Substation | None
Mid North | Barossa South TF2 11kV | ESS | MVA | 2027 | 0.013886 | Zone Substation | None
South East | Beachport 11kV | ESS | MVA | 2027 | 0.10929 | Zone Substation | None
Murraylands | Belvedere Road 7.6kV | ESS | MVA | 2027 | 0.0014921 | Zone Substation | None
Riverland | Berri 11kV | ESS | MVA | 2027 | 6.3244 | Zone Substation | None
Riverland | Berri 66kV | ESS | MVA | 2027 | 21.8144 | Connection Point | None
Murraylands | Binnies 11kV | ESS | MVA | 2027 | 0.00037845 | Zone Substation | None
Eastern Hills | Birdwood 11kV | ESS | MVA | 2027 | 0.32947 | Zone Substation | None
Yorke Peninsula | Black Point 11kV | ESS | MVA | 2027 | 0.034845 | Zone Substation | None
Metro West | Blackpool 11kV | ESS | MVA | 2027 | 1.8499 | Zone Substation | None
Metro South | Blackwood 11kV | ESS | MVA | 2027 | 4.1227 | Zone Substation | None
South East | Blanche 33kV | ESS | MVA | 2027 | 2.6718 | Connection Point | None
Upper North | Booleroo Centre 11kV | ESS | MVA | 2027 | 0.062846 | Zone Substation | None
Eyre Peninsula | Boothby 33kV | ESS | MVA | 2027 | 0.057324 | Zone Substation | N-1
Upper North | Booyoolie 11kV | ESS | MVA | 2027 | 0.00057999 | Zone Substation | None
South East | Bordertown 11kV | ESS | MVA | 2027 | 0.46861 | Zone Substation | N-1
Mid North | Brinkworth 33kV | ESS | MVA | 2027 | 0.45794 | Connection Point | None
Mid North | Brinkworth Town 11kV | ESS | MVA | 2027 | 0.10154 | Zone Substation | None
Eastern Hills | Brukunga 11kV | ESS | MVA | 2027 | 0.054074 | Zone Substation | None
Upper North | Bungama Napperby 11kV | ESS | MVA | 2027 | 0.071385 | Zone Substation | None
Metro East | Burnside 11kV | ESS | MVA | 2027 | 1.439 | Zone Substation | None
Mid North | Burra TF2 11kV | ESS | MVA | 2027 | 0.23184 | Zone Substation | None
Riverland | Cadell 11kV | ESS | MVA | 2027 | 0.067272 | Zone Substation | None
Murraylands | Caloote 11kV | ESS | MVA | 2027 | 0.16603 | Zone Substation | None
Upper North | Caltowie 11kV | ESS | MVA | 2027 | 0.00679 | Zone Substation | None
Murraylands | Cambrai 11kV | ESS | MVA | 2027 | 0.10554 | Zone Substation | None
Murraylands | Campbell Park 11kV | ESS | MVA | 2027 | 0.010897 | Zone Substation | None
Metro East | Campbelltown 11kV | ESS | MVA | 2027 | 4.5682 | Zone Substation | None
Metro South | Cape Jervis 11kV | ESS | MVA | 2027 | 0.076276 | Zone Substation | None
Metro South | Cape Jervis 33kV | ESS | MVA | 2027 | 0.64862 | Zone Substation | N-1
Eyre Peninsula | Caralue 11kV | ESS | MVA | 2027 | 0.17362 | Zone Substation | None
Metro West | Cavan 11kV | ESS | MVA | 2027 | 4.0098 | Zone Substation | None
Adelaide Central | CBD 33kV | ESS | MVA | 2027 | 0.10933 | Zone Substation | None
Eyre Peninsula | Ceduna 11kV | ESS | MVA | 2027 | 0.51904 | Zone Substation | None
Eastern Hills | Chain of Ponds 11kV | ESS | MVA | 2027 | 0.042589 | Zone Substation | None
Metro West | Cheltenham 11kV | ESS | MVA | 2027 | 1.0235 | Zone Substation | None
Metro West | Cheltenham 33kV | ESS | MVA | 2027 | 0 | Zone Substation | None
Mid North | Clare 11kV | ESS | MVA | 2027 | 0.83727 | Zone Substation | None
Mid North | Clare North 33kV | ESS | MVA | 2027 | 1.0699 | Connection Point | None
Metro South | Clarence Gardens 11kV | ESS | MVA | 2027 | 1.643 | Zone Substation | None
Metro South | Clarendon 11kV | ESS | MVA | 2027 | 0.36934 | Zone Substation | None
Metro East | Clearview 11kV | ESS | MVA | 2027 | 2.5129 | Zone Substation | N
Eyre Peninsula | Cleve 11kV | ESS | MVA | 2027 | 0.17964 | Zone Substation | None
Eyre Peninsula | Cleve 33kV | ESS | MVA | 2027 | 0.17074 | Zone Substation | N-1
Eyre Peninsula | Coffin Bay 11kV | ESS | MVA | 2027 | 0.22724 | Zone Substation | None
Mid North | Collinsfield 11kV | ESS | MVA | 2027 | 0.048443 | Zone Substation | None
Murraylands | Coomandook 11kV | ESS | MVA | 2027 | 0.026008 | Zone Substation | None
Murraylands | Coonalpyn 11kV | ESS | MVA | 2027 | 0.0426 | Zone Substation | None
South East | Coonawarra 11kV | ESS | MVA | 2027 | 0.071169 | Zone Substation | None
Upper North | Copley Nepabunna 33kV | ESS | MVA | 2027 | 0.011324 | Zone Substation | N-1
Riverland | Cordola 11kV | ESS | MVA | 2027 | 0.061408 | Zone Substation | None
Adelaide Central | Coromandel Place 11kV | ESS | MVA | 2027 | 0.56278 | Zone Substation | None
Eyre Peninsula | Cowell 11kV | ESS | MVA | 2027 | 0.14411 | Zone Substation | None
Metro West | Croydon 11kV | ESS | MVA | 2027 | 1.8094 | Zone Substation | None
Metro West | Croydon Park 11kV | ESS | MVA | 2027 | 1.7812 | Zone Substation | None
Upper North | Crystal Brook 11kV | ESS | MVA | 2027 | 0.18834 | Zone Substation | None
Metro South | Cudmore Park 11kV | ESS | MVA | 2027 | 0.84895 | Zone Substation | None
Eyre Peninsula | Cummins 11kV | ESS | MVA | 2027 | 0.22809 | Zone Substation | None
Yorke Peninsula | Curramulka 7.6kV | ESS | MVA | 2027 | 0.034137 | Zone Substation | None
Yorke Peninsula | Curramulka South 11kV | ESS | MVA | 2027 | 0.0023949 | Zone Substation | None
Yorke Peninsula | Dalrymple 33kV | ESS | MVA | 2027 | 0.70914 | Connection Point | None
Eyre Peninsula | Darke Peak 11kV | ESS | MVA | 2027 | 0.013398 | Zone Substation | None
Upper North | Davenport West 33kV | ESS | MVA | 2027 | 6.5931 | Connection Point | None
Eastern Hills | Deloraine 11kV | ESS | MVA | 2027 | 0.049316 | Zone Substation | None
Metro North | Direk 11kV | ESS | MVA | 2027 | 6.3634 | Zone Substation | None
Mid North | Dorrien 33kV | ESS | MVA | 2027 | 3.9376 | Connection Point | None
Mid North | Dorrien TF4 11kV | ESS | MVA | 2027 | 0.61448 | Zone Substation | None
Mid North | Dorrien TF5 11kV | ESS | MVA | 2027 | 0.27204 | Zone Substation | None
Yorke Peninsula | Dowlingville 11kV | ESS | MVA | 2027 | 0.0025078 | Zone Substation | None
Adelaide Central | East Terrace 11kV | ESS | MVA | 2027 | 0.3072 | Zone Substation | None
Metro North | Edinburgh 11kV | ESS | MVA | 2027 | 0.74167 | Zone Substation | None
Yorke Peninsula | Edithburgh 11kV | ESS | MVA | 2027 | 0.1328 | Zone Substation | None
Metro North | Elizabeth Downs 11kV | ESS | MVA | 2027 | 4.1263 | Zone Substation | None
Metro North | Elizabeth Heights 11kV | ESS | MVA | 2027 | 1.8138 | Zone Substation | None
Metro North | Elizabeth South 11kV | ESS | MVA | 2027 | 0.86702 | Zone Substation | None
Mid North | Eudunda 11kV | ESS | MVA | 2027 | 0.15927 | Zone Substation | None
Metro North | Evanston 11kV | ESS | MVA | 2027 | 4.0466 | Zone Substation | N-1
Metro North | Evanston 33kV | ESS | MVA | 2027 | 0.010363 | Zone Substation | None
Metro West | Findon 11kV | ESS | MVA | 2027 | 1.3848 | Zone Substation | None
Metro West | Flinders Park 11kV | ESS | MVA | 2027 | 1.4883 | Zone Substation | None
Mid North | Florieton SWER 19kV | ESS | MVA | 2027 | 0.0018148 | Connection Point | None
Eastern Hills | Forreston 11kV | ESS | MVA | 2027 | 0.063385 | Zone Substation | None
Mid North | Freeling 11kV | ESS | MVA | 2027 | 0.059693 | Zone Substation | None
Mid North | Freeling North 11kV | ESS | MVA | 2027 | 0.40607 | Zone Substation | None
Metro West | Fulham Gardens 11kV | ESS | MVA | 2027 | 3.1252 | Zone Substation | None
Upper North | Fullerville 11kV | ESS | MVA | 2027 | 0 | Zone Substation | None
Mid North | Gawler Belt TF1 11kV | ESS | MVA | 2027 | 0.77441 | Zone Substation | None
Mid North | Gawler Belt TF2 11kV | ESS | MVA | 2027 | 0.46472 | Zone Substation | None
Mid North | Georgetown 11kV | ESS | MVA | 2027 | 0.026673 | Zone Substation | None
Murraylands | Geranium 11kV | ESS | MVA | 2027 | 0.0070371 | Zone Substation | None
Upper North | Gladstone 11kV | ESS | MVA | 2027 | 0.23777 | Zone Substation | None
Metro West | Glanville 11kV | ESS | MVA | 2027 | 1.8298 | Zone Substation | None
South East | Glencoe 11kV | ESS | MVA | 2027 | 0.064965 | Zone Substation | None
Metro South | Glenelg North 11kV | ESS | MVA | 2027 | 1.3976 | Zone Substation | None
Riverland | Glossop 11kV | ESS | MVA | 2027 | 0.33735 | Zone Substation | None
Metro East | Golden Grove 11kV | ESS | MVA | 2027 | 5.5216 | Zone Substation | None
Mid North | Gomersal North 11kV | ESS | MVA | 2027 | 0 | Zone Substation | None
Metro South | Goolwa 11kV | ESS | MVA | 2027 | 1.6814 | Zone Substation | None
Mid North | Gulnare 11kV | ESS | MVA | 2027 | 0.0066661 | Zone Substation | None
Eastern Hills | Gumeracha 11kV | ESS | MVA | 2027 | 0 | Zone Substation | None
Eastern Hills | Gumeracha Weir 11kV | ESS | MVA | 2027 | 0.013841 | Zone Substation | None
Eastern Hills | Gumhaven 11kV | ESS | MVA | 2027 | 0.0013769 | Zone Substation | None
Metro South | Hackham 11kV | ESS | MVA | 2027 | 2.2357 | Zone Substation | N-1
Eastern Hills | Hahndorf 11kV | ESS | MVA | 2027 | 0.8634 | Zone Substation | None
Mid North | Halbury 11kV | ESS | MVA | 2027 | 0.008498 | Zone Substation | None
Mid North | Hamley Bridge 11kV | ESS | MVA | 2027 | 0.17061 | Zone Substation | None
Metro South | Happy Valley 11kV | ESS | MVA | 2027 | 3.7245 | Zone Substation | None
Metro East | Harrow 11kV | ESS | MVA | 2027 | 1.8763 | Zone Substation | None
South East | Hatherleigh 11kV | ESS | MVA | 2027 | 0.0043194 | Zone Substation | None
Upper North | Hawker 11kV | ESS | MVA | 2027 | 0.039831 | Zone Substation | None
Metro South | Hay Flat 11kV | ESS | MVA | 2027 | 0.0021384 | Zone Substation | None
Metro West | Henley South 11kV | ESS | MVA | 2027 | 5.2408 | Zone Substation | None
Eastern Hills | Hermitage 11kV | ESS | MVA | 2027 | 0.017391 | Zone Substation | None
Metro East | Hillcrest 11kV | ESS | MVA | 2027 | 2.9424 | Zone Substation | None
Adelaide Central | Hindley Street 11kV | ESS | MVA | 2027 | 0.27338 | Zone Substation | None
Metro East | Holden Hill 11kV | ESS | MVA | 2027 | 2.9201 | Zone Substation | None
Metro East | Hope Valley 11kV | ESS | MVA | 2027 | 1.7204 | Zone Substation | None
Eastern Hills | Houghton 7.6kV | ESS | MVA | 2027 | 0.26922 | Zone Substation | None
Mid North | Hoyleton 11kV | ESS | MVA | 2027 | 0.012024 | Zone Substation | None
Yorke Peninsula | Hummocks 33kV | ESS | MVA | 2027 | 2.1969 | Connection Point | None
Metro East | Ingle Farm 11kV | ESS | MVA | 2027 | 3.6545 | Zone Substation | None
South East | Inverness 11kV | ESS | MVA | 2027 | 0.0023996 | Zone Substation | None
Murraylands | Jabuk 11kV | ESS | MVA | 2027 | 0.0042222 | Zone Substation | None
Yorke Peninsula | James Well 11kV | ESS | MVA | 2027 | 0.032851 | Zone Substation | None
Upper North | Jamestown 11kV | ESS | MVA | 2027 | 0.2404 | Zone Substation | Reverse N-1
Murraylands | Jervois 11kV | ESS | MVA | 2027 | 0.062939 | Zone Substation | None
Yorke Peninsula | Kadina 11kV | ESS | MVA | 2027 | 0.88062 | Zone Substation | None
Yorke Peninsula | Kadina East 33kV | ESS | MVA | 2027 | 20.5319 | Connection Point | None
South East | Kalangadoo 11kV | ESS | MVA | 2027 | 0 | Zone Substation | None
South East | Kalangadoo West 11kV | ESS | MVA | 2027 | 0.039081 | Zone Substation | None
Eastern Hills | Kanmantoo Copper Mine 11kV | ESS | MVA | 2027 | 0.19806 | Connection Point | None
Mid North | Kapunda TF1 11kV | ESS | MVA | 2027 | 0.22189 | Zone Substation | None
Mid North | Kapunda TF2 11kV | ESS | MVA | 2027 | 0.27982 | Zone Substation | None
Murraylands | Karoonda 11kV | ESS | MVA | 2027 | 0.075544 | Zone Substation | Reverse N
South East | Keith 11kV | ESS | MVA | 2027 | 0.19207 | Zone Substation | None
South East | Keith 33kV | ESS | MVA | 2027 | 2.1776 | Connection Point | None
Metro East | Kent Town 11kV | ESS | MVA | 2027 | 1.5479 | Zone Substation | None
Eastern Hills | Kersbrook 11kV | ESS | MVA | 2027 | 0.099044 | Zone Substation | None
Metro South | Keswick 11kV | ESS | MVA | 2027 | 1.32 | Zone Substation | None
Murraylands | Ki Ki 11kV | ESS | MVA | 2027 | 0.001766 | Zone Substation | None
Metro West | Kilburn 11kV | ESS | MVA | 2027 | 1.5189 | Zone Substation | None
Metro East | Kilburn South 11kV | ESS | MVA | 2027 | 1.3352 | Zone Substation | None
Metro West | Kilkenny 11kV | ESS | MVA | 2027 | 0.81847 | Zone Substation | None
South East | Kincraig 33kV | ESS | MVA | 2027 | 10.4705 | Connection Point | None
Metro South | Kingscote 11kV | ESS | MVA | 2027 | 0.30454 | Zone Substation | None
South East | Kingston SE 11kV | ESS | MVA | 2027 | 0.22186 | Zone Substation | None
Metro South | Kingswood 11kV | ESS | MVA | 2027 | 3.8376 | Zone Substation | None
South East | Kongorong 11kV | ESS | MVA | 2027 | 0.098383 | Zone Substation | None
South East | Kumorna 11kV | ESS | MVA | 2027 | 0.004392 | Zone Substation | None
Mid North | Kybunga 11kV | ESS | MVA | 2027 | 0.0048416 | Zone Substation | None
Murraylands | Lameroo 11kV | ESS | MVA | 2027 | 0.085417 | Zone Substation | None
Eastern Hills | Langhorne Creek 11kV | ESS | MVA | 2027 | 0.17844 | Zone Substation | None
Metro West | Largs North 11kV | ESS | MVA | 2027 | 1.5573 | Zone Substation | None
Metro West | Lefevre 11kV | ESS | MVA | 2027 | 0.0041609 | Zone Substation | None
Upper North | Leigh Creek South 33kV | ESS | MVA | 2027 | 0.058278 | Connection Point | None
Metro East | Linden Park 11kV | ESS | MVA | 2027 | 3.8481 | Zone Substation | None
Eyre Peninsula | Little Swamp 11kV | ESS | MVA | 2027 | 0.020688 | Zone Substation | None
Eastern Hills | Lobethal 11kV | ESS | MVA | 2027 | 0.77451 | Zone Substation | None
Eyre Peninsula | Lock 11kV | ESS | MVA | 2027 | 0.070921 | Zone Substation | None
Riverland | Loveday 11kV | ESS | MVA | 2027 | 7.6567 | Zone Substation | None
Metro South | Lower Mitcham 11kV | ESS | MVA | 2027 | 2.1611 | Zone Substation | None
Riverland | Loxton 11kV | ESS | MVA | 2027 | 3.2374 | Zone Substation | None
South East | Lucindale 11kV | ESS | MVA | 2027 | 0.072536 | Zone Substation | None
Mid North | Lyndoch 11kV | ESS | MVA | 2027 | 0.31493 | Zone Substation | None
Mid North | Lyndoch South 7.6kV | ESS | MVA | 2027 | 0.019222 | Zone Substation | None
Riverland | Lyrup 11kV | ESS | MVA | 2027 | 0.076691 | Zone Substation | None
Metro South | MacGillivray 11kV | ESS | MVA | 2027 | 0.16028 | Zone Substation | None
Yorke Peninsula | Maitland 11kV | ESS | MVA | 2027 | 0.31487 | Zone Substation | None
Mid North | Mallala 11kV | ESS | MVA | 2027 | 0.45702 | Zone Substation | None
Murraylands | Mannum 33kV | ESS | MVA | 2027 | 5.5333 | Connection Point | None
Murraylands | Mannum Town 7.6kV | ESS | MVA | 2027 | 0.35708 | Zone Substation | None
Yorke Peninsula | Marion Bay 11kV | ESS | MVA | 2027 | 0.055968 | Zone Substation | None
Mid North | Marrabel 11kV | ESS | MVA | 2027 | 0.12941 | Zone Substation | None
Metro South | McLaren Flat TF1 11kV | ESS | MVA | 2027 | 0.76245 | Zone Substation | None
Metro South | McLaren Flat TF2 11kV | ESS | MVA | 2027 | 0.1541 | Zone Substation | None
Metro South | McLaren Vale 11kV | ESS | MVA | 2027 | 0.28812 | Zone Substation | None
Metro South | McLaren Vale Vineyard 11kV | ESS | MVA | 2027 | 0 | Zone Substation | None
Eastern Hills | Meadows 11kV | ESS | MVA | 2027 | 0.91915 | Zone Substation | Reverse N-1
Upper North | Melrose 11kV | ESS | MVA | 2027 | 0.025222 | Zone Substation | None
Murraylands | Meningie 11kV | ESS | MVA | 2027 | 0.14135 | Zone Substation | None
Metro East | Metro East 66kV | ESS | MVA | 2027 | 51.2008 | Connection Point | None
Metro North | Metro North 66kV | ESS | MVA | 2027 | 43.161 | Connection Point | None
Metro South | Metro South 66kV | ESS | MVA | 2027 | 83.9345 | Connection Point | None
Metro West | Metro West 66kV | ESS | MVA | 2027 | 35.7909 | Connection Point | None
Eastern Hills | Milang 11kV | ESS | MVA | 2027 | 0.24511 | Zone Substation | None
South East | Millicent 11kV | ESS | MVA | 2027 | 0.46483 | Zone Substation | None
Yorke Peninsula | Minlaton 11kV | ESS | MVA | 2027 | 0.17165 | Zone Substation | None
Murraylands | Mobilong 33kV | ESS | MVA | 2027 | 12.4075 | Connection Point | None
Murraylands | Monarto Central 11kV | ESS | MVA | 2027 | 0.012879 | Zone Substation | None
Murraylands | Monarto South 11kV | ESS | MVA | 2027 | 0.11534 | Zone Substation | None
Yorke Peninsula | Moonta 11kV | ESS | MVA | 2027 | 0.69183 | Zone Substation | N-1
Eyre Peninsula | Moorkitabie 11kV | ESS | MVA | 2027 | 0.073573 | Zone Substation | None
Riverland | Morgan 11kV | ESS | MVA | 2027 | 0.063193 | Zone Substation | N
Metro South | Morphett Vale East 11kV | ESS | MVA | 2027 | 3.8446 | Zone Substation | None
Metro South | Morphettville 11kV | ESS | MVA | 2027 | 1.6746 | Zone Substation | None
Eastern Hills | Mount Barker 11kV | ESS | MVA | 2027 | 4.0264 | Zone Substation | None
Eastern Hills | Mount Barker 66kV | ESS | MVA | 2027 | 13.7715 | Connection Point | None
South East | Mount Burr 11kV | ESS | MVA | 2027 | 0.028805 | Zone Substation | None
South East | Mount Gambier 11kV | ESS | MVA | 2027 | 1.4817 | Zone Substation | None
South East | Mount Gambier 33kV | ESS | MVA | 2027 | 1.5284 | Connection Point | None
South East | Mount Gambier North 11kV | ESS | MVA | 2027 | 0.88353 | Zone Substation | N-1
South East | Mount Gambier West 11kV | ESS | MVA | 2027 | 1.2158 | Zone Substation | None
Upper North | Mount Gunson 33kV | ESS | MVA | 2027 | 0 | Connection Point | None
Eastern Hills | Mount Pleasant 11kV | ESS | MVA | 2027 | 0.25475 | Zone Substation | None
South East | Mount Schank 11kV | ESS | MVA | 2027 | 0.046286 | Zone Substation | None
Murraylands | Murray Bridge North 11kV | ESS | MVA | 2027 | 1.0926 | Zone Substation | None
Murraylands | Murray Bridge South 11kV | ESS | MVA | 2027 | 1.8144 | Zone Substation | None
Eastern Hills | Mylor 11kV | ESS | MVA | 2027 | 0.51466 | Zone Substation | None
Murraylands | Mypolonga 11kV | ESS | MVA | 2027 | 0.19226 | Zone Substation | None
Metro South | Myponga 11kV | ESS | MVA | 2027 | 1.0636 | Zone Substation | None
Eastern Hills | Nairne 11kV | ESS | MVA | 2027 | 0.88731 | Zone Substation | Reverse N-1
South East | Nangwarry 11kV | ESS | MVA | 2027 | 0.04804 | Zone Substation | None
South East | Naracoorte 11kV | ESS | MVA | 2027 | 0.85845 | Zone Substation | None
South East | Naracoorte East 11kV | ESS | MVA | 2027 | 0.07925 | Zone Substation | None
Murraylands | Narrung 11kV | ESS | MVA | 2027 | 0.025748 | Zone Substation | None
Upper North | Neuroodla 33kV | ESS | MVA | 2027 | 0.039831 | Connection Point | None
Metro West | New Osborne 11kV | ESS | MVA | 2027 | 0 | Zone Substation | None
Metro West | New Richmond 11kV | ESS | MVA | 2027 | 1.7644 | Zone Substation | None
Murraylands | Nildottie 11kV | ESS | MVA | 2027 | 0.050796 | Zone Substation | None
Yorke Peninsula | Ninnes 11kV | ESS | MVA | 2027 | 0.15426 | Zone Substation | None
Metro South | Noarlunga Centre 11kV | ESS | MVA | 2027 | 1.1457 | Zone Substation | None
Metro East | North Adelaide 11kV | ESS | MVA | 2027 | 0.85732 | Zone Substation | None
Metro South | North Unley 11kV | ESS | MVA | 2027 | 1.3306 | Zone Substation | None
Riverland | North West Bend 66kV | ESS | MVA | 2027 | 3.1698 | Connection Point | None
Metro East | Northfield 11kV | ESS | MVA | 2027 | 1.4211 | Zone Substation | N
Metro East | Norwood 11kV | ESS | MVA | 2027 | 4.6522 | Zone Substation | None
Mid North | Nuriootpa 11kV | ESS | MVA | 2027 | 0.8722 | Zone Substation | None
Metro South | Oaklands 11kV | ESS | MVA | 2027 | 2.9473 | Zone Substation | None
Upper North | Orroroo 11kV | ESS | MVA | 2027 | 0.10624 | Zone Substation | None
South East | Padthaway 11kV | ESS | MVA | 2027 | 0.11385 | Zone Substation | None
Murraylands | Palmer 11kV | ESS | MVA | 2027 | 0.014156 | Zone Substation | None
Metro South | Panorama 11kV | ESS | MVA | 2027 | 2.5097 | Zone Substation | None
Metro North | Parafield Gardens 11kV | ESS | MVA | 2027 | 8.3369 | Zone Substation | None
Metro North | Paralowie 11kV | ESS | MVA | 2027 | 1.4226 | Zone Substation | None
Murraylands | Parilla 11kV | ESS | MVA | 2027 | 0.013279 | Zone Substation | None
Riverland | Paringa 11kV | ESS | MVA | 2027 | 0.15925 | Zone Substation | None
Riverland | Paringa 33kV | ESS | MVA | 2027 | 0.19732 | Zone Substation | None
Yorke Peninsula | Paskeville 11kV | ESS | MVA | 2027 | 0.032603 | Zone Substation | None
Murraylands | Peake 11kV | ESS | MVA | 2027 | 0.0089766 | Zone Substation | None
Murraylands | Pellaring Flat 11kV | ESS | MVA | 2027 | 0.005409 | Zone Substation | None
Metro North | Penfield 11kV | ESS | MVA | 2027 | 1.1669 | Zone Substation | None
Metro South | Penneshaw 11kV | ESS | MVA | 2027 | 0.087541 | Zone Substation | None
South East | Penola 11kV | ESS | MVA | 2027 | 0.21455 | Zone Substation | None
South East | Penola West 33kV | ESS | MVA | 2027 | 0.33423 | Connection Point | None
Upper North | Peterborough 11kV | ESS | MVA | 2027 | 0.15606 | Zone Substation | None
Eastern Hills | Piccadilly 11kV | ESS | MVA | 2027 | 0.32678 | Zone Substation | None
Murraylands | Pinnaroo 11kV | ESS | MVA | 2027 | 0.067512 | Zone Substation | None
Murraylands | Pinnaroo South 11kV | ESS | MVA | 2027 | 0.00062672 | Zone Substation | None
Metro South | Plympton 11kV | ESS | MVA | 2027 | 1.5365 | Zone Substation | None
Eyre Peninsula | Point Boston 11kV | ESS | MVA | 2027 | 0.012908 | Zone Substation | None
Eyre Peninsula | Polda 11kV | ESS | MVA | 2027 | 0.064234 | Zone Substation | None
Eyre Peninsula | Poonindie 11kV | ESS | MVA | 2027 | 0.060912 | Zone Substation | None
Metro West | Port Adelaide 11kV | ESS | MVA | 2027 | 1.0346 | Zone Substation | None
Metro West | Port Adelaide North 11kV | ESS | MVA | 2027 | 0.65271 | Zone Substation | None
Upper North | Port Augusta 11kV | ESS | MVA | 2027 | 0.71521 | Zone Substation | None
Upper North | Port Augusta West TF1 11kV | ESS | MVA | 2027 | 0.29246 | Zone Substation | None
Upper North | Port Augusta West TF2 11kV | ESS | MVA | 2027 | 0.18423 | Zone Substation | None
Upper North | Port Broughton 11kV | ESS | MVA | 2027 | 0.30251 | Zone Substation | None
Yorke Peninsula | Port Clinton 11kV | ESS | MVA | 2027 | 0.066602 | Zone Substation | None
Upper North | Port Germein 11kV | ESS | MVA | 2027 | 0.086691 | Zone Substation | None
Yorke Peninsula | Port Giles 11kV | ESS | MVA | 2027 | 0.027623 | Zone Substation | None
Yorke Peninsula | Port Julia 11kV | ESS | MVA | 2027 | 0.041324 | Zone Substation | None
Eyre Peninsula | Port Lincoln City 11kV | ESS | MVA | 2027 | 1.2642 | Zone Substation | None
Eyre Peninsula | Port Lincoln Docks 11kV | ESS | MVA | 2027 | 0.36359 | Zone Substation | None
Eyre Peninsula | Port Lincoln Marina 11kV | ESS | MVA | 2027 | 0.61778 | Zone Substation | None
Eyre Peninsula | Port Lincoln Terminal 33kV | ESS | MVA | 2027 | 3.3514 | Connection Point | None
Metro South | Port Noarlunga 11kV | ESS | MVA | 2027 | 3.4992 | Zone Substation | None
Upper North | Port Pirie Bungama 33kV | ESS | MVA | 2027 | 11.577 | Connection Point | None
Upper North | Port Pirie South 11kV | ESS | MVA | 2027 | 1.7235 | Zone Substation | None
Metro South | Port Stanvac 11kV | ESS | MVA | 2027 | 6.1125 | Zone Substation | None
Metro South | Port Stanvac TF2 11kV | ESS | MVA | 2027 | 0 | Zone Substation | None
Yorke Peninsula | Port Vincent 11kV | ESS | MVA | 2027 | 0.10209 | Zone Substation | None
Riverland | Portee 11kV | ESS | MVA | 2027 | 0.0039412 | Zone Substation | N
Metro East | Prospect 11kV | ESS | MVA | 2027 | 2.1968 | Zone Substation | None
Murraylands | Punyelroo 11kV | ESS | MVA | 2027 | 0.049902 | Zone Substation | None
Riverland | Pyap 11kV | ESS | MVA | 2027 | 0.46932 | Zone Substation | None
Riverland | Qualco 11kV | ESS | MVA | 2027 | 0.022956 | Zone Substation | N
Metro West | Queenstown 11kV | ESS | MVA | 2027 | 1.2923 | Zone Substation | None
Upper North | Quorn 11kV | ESS | MVA | 2027 | 0.12779 | Zone Substation | None
Riverland | Ramco 11kV | ESS | MVA | 2027 | 0.12522 | Zone Substation | None
Metro South | Rapid Bay 11kV | ESS | MVA | 2027 | 0.0088263 | Zone Substation | None
Riverland | Renmark 11kV | ESS | MVA | 2027 | 3.4788 | Zone Substation | None
Mid North | Riverton 11kV | ESS | MVA | 2027 | 0.19514 | Zone Substation | None
South East | Robe 7.6kV | ESS | MVA | 2027 | 0.18189 | Zone Substation | None
Mid North | Robertstown 11kV | ESS | MVA | 2027 | 0.078887 | Zone Substation | None
Riverland | Roonka 11kV | ESS | MVA | 2027 | 0.66665 | Zone Substation | None
Eyre Peninsula | Rudall 11kV | ESS | MVA | 2027 | 0.0068111 | Zone Substation | None
Metro North | Salisbury 11kV | ESS | MVA | 2027 | 5.4538 | Zone Substation | N
Metro South | Salt Cliffs 11kV | ESS | MVA | 2027 | 0.020469 | Zone Substation | None
Mid North | Sandy Creek 11kV | ESS | MVA | 2027 | 0.18775 | Zone Substation | None
Metro South | Seacombe 11kV | ESS | MVA | 2027 | 4.088 | Zone Substation | None
Metro South | Seaford 11kV | ESS | MVA | 2027 | 1.2337 | Zone Substation | None
Metro South | Second Valley 11kV | ESS | MVA | 2027 | 0.066617 | Zone Substation | None
Metro South | Sheidow Park 11kV | ESS | MVA | 2027 | 2.6075 | Zone Substation | Reverse N-1
Murraylands | Sherlock 11kV | ESS | MVA | 2027 | 0.0032268 | Zone Substation | None
Metro North | Smithfield West 11kV | ESS | MVA | 2027 | 2.9235 | Zone Substation | N-1
South East | Snuggery Rural 33kV | ESS | MVA | 2027 | 5.9328 | Connection Point | None
South East | South End 11kV | ESS | MVA | 2027 | 0.047252 | Zone Substation | Reverse N-1
Mid North | Spalding 11kV | ESS | MVA | 2027 | 0.079397 | Zone Substation | None
Metro South | Square Water Hole 11kV | ESS | MVA | 2027 | 0.44664 | Zone Substation | None
Yorke Peninsula | Stansbury 11kV | ESS | MVA | 2027 | 0.10911 | Zone Substation | None
Eastern Hills | Stirling East 11kV | ESS | MVA | 2027 | 1.194 | Zone Substation | None
Upper North | Stirling North 1 11kV | ESS | MVA | 2027 | 0.12478 | Zone Substation | None
Upper North | Stirling North 2 11kV | ESS | MVA | 2027 | 0.13783 | Zone Substation | None
Mid North | Stockwell TF1 11kV | ESS | MVA | 2027 | 0.18946 | Zone Substation | None
Mid North | Stockwell TF2 11kV | ESS | MVA | 2027 | 0.0064056 | Zone Substation | None
Eyre Peninsula | Stony Point 11kV | ESS | MVA | 2027 | 0.008291 | Connection Point | None
Eastern Hills | Strathalbyn 11kV | ESS | MVA | 2027 | 1.3703 | Zone Substation | None
Eyre Peninsula | Streaky Bay 11kV | ESS | MVA | 2027 | 0.23417 | Zone Substation | Reverse N-1
Riverland | Swan Reach 11kV | ESS | MVA | 2027 | 0.08728 | Zone Substation | None
Riverland | Swan Reach 33kV | ESS | MVA | 2027 | 0.63728 | Zone Substation | None
Murraylands | Tailem Bend 33kV | ESS | MVA | 2027 | 7.3205 | Connection Point | None
Murraylands | Tailem Bend Town 11kV | ESS | MVA | 2027 | 0.23122 | Zone Substation | None
South East | Tantanoola 11kV | ESS | MVA | 2027 | 0.031568 | Zone Substation | None
Eyre Peninsula | Tarlton 11kV | ESS | MVA | 2027 | 0.032238 | Zone Substation | None
South East | Tarpeena South 11kV | ESS | MVA | 2027 | 0.04678 | Zone Substation | N-1
Metro East | Tea Tree Gully 11kV | ESS | MVA | 2027 | 2.9808 | Zone Substation | None
Murraylands | Teal Flat 11kV | ESS | MVA | 2027 | 0.15178 | Zone Substation | None
Upper North | Telowie 11kV | ESS | MVA | 2027 | 0.044728 | Zone Substation | None
Mid North | Templers 33kV | ESS | MVA | 2027 | 3.2054 | Connection Point | None
Metro West | Thebarton 11kV | ESS | MVA | 2027 | 1.3909 | Zone Substation | None
South East | Tintinara 11kV | ESS | MVA | 2027 | 0.070625 | Zone Substation | None
Metro South | Tonsley Park 11kV | ESS | MVA | 2027 | 2.8303 | Zone Substation | None
Eyre Peninsula | Tumby Bay 11kV | ESS | MVA | 2027 | 0.38126 | Zone Substation | None
Metro North | Two Wells 11kV | ESS | MVA | 2027 | 0.62555 | Zone Substation | N-1
Eyre Peninsula | Uley 11kV | ESS | MVA | 2027 | 0.030507 | Zone Substation | None
Eyre Peninsula | Uley South 11kV | ESS | MVA | 2027 | 0 | Zone Substation | None
Eastern Hills | Uraidla 11kV | ESS | MVA | 2027 | 0.72547 | Zone Substation | None
Eastern Hills | Uraidla 33kV | ESS | MVA | 2027 | 2.5257 | Zone Substation | None
Eastern Hills | Verdun 11kV | ESS | MVA | 2027 | 0.12167 | Zone Substation | None
Metro South | Victor Harbor 11kV | ESS | MVA | 2027 | 2.589 | Zone Substation | None
Metro North | Virginia 11kV | ESS | MVA | 2027 | 0.60413 | Zone Substation | None
Riverland | Waikerie 11kV | ESS | MVA | 2027 | 1.5219 | Zone Substation | None
Murraylands | Walker Flat 11kV | ESS | MVA | 2027 | 0.10518 | Zone Substation | None
Yorke Peninsula | Wallaroo 11kV | ESS | MVA | 2027 | 0.78342 | Zone Substation | None
Yorke Peninsula | Warooka 11kV | ESS | MVA | 2027 | 0.20301 | Zone Substation | None
Mid North | Wasleys 11kV | ESS | MVA | 2027 | 0.17709 | Zone Substation | None
Mid North | Waterloo 33kV | ESS | MVA | 2027 | 0.90263 | Connection Point | None
Mid North | Waterloo Town 11kV | ESS | MVA | 2027 | 0.028089 | Zone Substation | None
Murraylands | White Sands 11kV | ESS | MVA | 2027 | 0 | Zone Substation | None
Adelaide Central | Whitmore Square 11kV | ESS | MVA | 2027 | 0.5173 | Zone Substation | None
Eyre Peninsula | Whyalla Central 33kV | ESS | MVA | 2027 | 6.3454 | Connection Point | None
Eyre Peninsula | Whyalla City 11kV | ESS | MVA | 2027 | 1.0466 | Zone Substation | None
Eyre Peninsula | Whyalla North 11kV | ESS | MVA | 2027 | 0.013176 | Zone Substation | None
Eyre Peninsula | Whyalla Stuart 11kV | ESS | MVA | 2027 | 0.99439 | Zone Substation | None
Mid North | Williamstown 11kV | ESS | MVA | 2027 | 0.076259 | Zone Substation | None
Mid North | Williamstown South 11kV | ESS | MVA | 2027 | 0.29356 | Zone Substation | None
Metro South | Willunga 11kV | ESS | MVA | 2027 | 0.60147 | Zone Substation | None
Metro South | Willunga 33kV | ESS | MVA | 2027 | 0.30485 | Zone Substation | None
Upper North | Wilmington 11kV | ESS | MVA | 2027 | 0.074818 | Zone Substation | None
Upper North | Wirrabara Forest 11kV | ESS | MVA | 2027 | 0.017743 | Zone Substation | None
Upper North | Wirrabara South 11kV | ESS | MVA | 2027 | 0.0013619 | Zone Substation | None
Metro South | Wirrina Cove 11kV | ESS | MVA | 2027 | 0.040127 | Zone Substation | None
Upper North | Wongyarra 11kV | ESS | MVA | 2027 | 0.0064095 | Zone Substation | None
Metro East | Woodforde 11kV | ESS | MVA | 2027 | 3.436 | Zone Substation | None
Murraylands | Woods Point 11kV | ESS | MVA | 2027 | 0.11744 | Zone Substation | None
Eastern Hills | Woodside 11kV | ESS | MVA | 2027 | 0.96649 | Zone Substation | Reverse N-1
Metro West | Woodville 11kV | ESS | MVA | 2027 | 0.62404 | Zone Substation | None
Metro West | Woodville 33kV | ESS | MVA | 2027 | 0 | Zone Substation | None
Riverland | Woolpunda 11kV | ESS | MVA | 2027 | 0.036447 | Zone Substation | None
Eyre Peninsula | Wudinna 11kV | ESS | MVA | 2027 | 0.11013 | Zone Substation | None
Eyre Peninsula | Wudinna 66kV | ESS | MVA | 2027 | 1.0334 | Connection Point | None
Eyre Peninsula | Yadnarie 66kV | ESS | MVA | 2027 | 0.61513 | Connection Point | None
Metro South | Yankalilla 11kV | ESS | MVA | 2027 | 0.74944 | Zone Substation | None
Metro South | Yankalilla 33kV | ESS | MVA | 2027 | 0.13917 | Zone Substation | None
Metro South | Yankalilla Hill 11kV | ESS | MVA | 2027 | 0 | Zone Substation | None
Upper North | Yongala 11kV | ESS | MVA | 2027 | 0.0047556 | Zone Substation | None
Yorke Peninsula | Yorketown 11kV | ESS | MVA | 2027 | 0.14253 | Zone Substation | None
Adelaide Central | ACR 66kV | ESS | MVA | 2028 | 2.5656 | Connection Point | None
Eastern Hills | Aldgate 11kV | ESS | MVA | 2028 | 1.3038 | Zone Substation | None
Metro South | Aldinga 11kV | ESS | MVA | 2028 | 2.6326 | Zone Substation | None
South East | Allendale East 11kV | ESS | MVA | 2028 | 0.43061 | Zone Substation | None
Mid North | Alma 11kV | ESS | MVA | 2028 | 0.0013181 | Zone Substation | None
Metro South | American River 11kV | ESS | MVA | 2028 | 0.058583 | Zone Substation | None
Eastern Hills | Angas Creek 33kV | ESS | MVA | 2028 | 2.8359 | Connection Point | None
Mid North | Angaston 11kV | ESS | MVA | 2028 | 1.1799 | Zone Substation | None
Metro North | Angle Vale 11kV | ESS | MVA | 2028 | 2.0476 | Zone Substation | None
Yorke Peninsula | Ardrossan 11kV | ESS | MVA | 2028 | 0.2428 | Zone Substation | None
Yorke Peninsula | Ardrossan West 33kV | ESS | MVA | 2028 | 1.3713 | Connection Point | None
Eyre Peninsula | Arno Bay 11kV | ESS | MVA | 2028 | 0.066334 | Zone Substation | None
Metro South | Ascot Park 11kV | ESS | MVA | 2028 | 3.037 | Zone Substation | N
Metro West | Athol Park 11kV | ESS | MVA | 2028 | 2.0932 | Zone Substation | None
Mid North | Auburn 11kV | ESS | MVA | 2028 | 0.38009 | Zone Substation | None
Yorke Peninsula | Balaklava 7.6kV | ESS | MVA | 2028 | 0.40278 | Zone Substation | None
Eastern Hills | Balhannah 33kV | ESS | MVA | 2028 | 3.8013 | Zone Substation | None
Upper North | Baroota 33kV | ESS | MVA | 2028 | 0.98954 | Connection Point | None
Upper North | Baroota Town 11kV | ESS | MVA | 2028 | 0.017844 | Zone Substation | None
Mid North | Barossa South TF1 11kV | ESS | MVA | 2028 | 0.13332 | Zone Substation | None
Mid North | Barossa South TF2 11kV | ESS | MVA | 2028 | 0.020807 | Zone Substation | None
South East | Beachport 11kV | ESS | MVA | 2028 | 0.16344 | Zone Substation | None
Murraylands | Belvedere Road 7.6kV | ESS | MVA | 2028 | 0.001977 | Zone Substation | None
Riverland | Berri 11kV | ESS | MVA | 2028 | 6.6018 | Zone Substation | None
Riverland | Berri 66kV | ESS | MVA | 2028 | 23.44 | Connection Point | None
Murraylands | Binnies 11kV | ESS | MVA | 2028 | 0.00072068 | Zone Substation | None
Eastern Hills | Birdwood 11kV | ESS | MVA | 2028 | 0.44474 | Zone Substation | None
Yorke Peninsula | Black Point 11kV | ESS | MVA | 2028 | 0.04762 | Zone Substation | None
Metro West | Blackpool 11kV | ESS | MVA | 2028 | 2.3286 | Zone Substation | None
Metro South | Blackwood 11kV | ESS | MVA | 2028 | 5.134 | Zone Substation | None
South East | Blanche 33kV | ESS | MVA | 2028 | 3.6647 | Connection Point | None
Upper North | Booleroo Centre 11kV | ESS | MVA | 2028 | 0.087161 | Zone Substation | None
Eyre Peninsula | Boothby 33kV | ESS | MVA | 2028 | 0.086563 | Zone Substation | N-1
Upper North | Booyoolie 11kV | ESS | MVA | 2028 | 0.00079781 | Zone Substation | None
South East | Bordertown 11kV | ESS | MVA | 2028 | 0.71062 | Zone Substation | N-1
Mid North | Brinkworth 33kV | ESS | MVA | 2028 | 0.64329 | Connection Point | None
Mid North | Brinkworth Town 11kV | ESS | MVA | 2028 | 0.14354 | Zone Substation | None
Eastern Hills | Brukunga 11kV | ESS | MVA | 2028 | 0.072591 | Zone Substation | None
Upper North | Bungama Napperby 11kV | ESS | MVA | 2028 | 0.096927 | Zone Substation | None
Metro East | Burnside 11kV | ESS | MVA | 2028 | 1.7992 | Zone Substation | None
Mid North | Burra TF2 11kV | ESS | MVA | 2028 | 0.33389 | Zone Substation | None
Riverland | Cadell 11kV | ESS | MVA | 2028 | 0.097137 | Zone Substation | None
Murraylands | Caloote 11kV | ESS | MVA | 2028 | 0.22299 | Zone Substation | None
Upper North | Caltowie 11kV | ESS | MVA | 2028 | 0.011733 | Zone Substation | None
Murraylands | Cambrai 11kV | ESS | MVA | 2028 | 0.13616 | Zone Substation | None
Murraylands | Campbell Park 11kV | ESS | MVA | 2028 | 0.016004 | Zone Substation | None
Metro East | Campbelltown 11kV | ESS | MVA | 2028 | 6.1656 | Zone Substation | None
Metro South | Cape Jervis 11kV | ESS | MVA | 2028 | 0.10154 | Zone Substation | None
Metro South | Cape Jervis 33kV | ESS | MVA | 2028 | 0.90863 | Zone Substation | N-1
Eyre Peninsula | Caralue 11kV | ESS | MVA | 2028 | 0.26496 | Zone Substation | None
Metro West | Cavan 11kV | ESS | MVA | 2028 | 4.5061 | Zone Substation | None
Adelaide Central | CBD 33kV | ESS | MVA | 2028 | 0.17643 | Zone Substation | None
Eyre Peninsula | Ceduna 11kV | ESS | MVA | 2028 | 0.69613 | Zone Substation | None
Eastern Hills | Chain of Ponds 11kV | ESS | MVA | 2028 | 0.062568 | Zone Substation | None
Metro West | Cheltenham 11kV | ESS | MVA | 2028 | 1.3576 | Zone Substation | None
Metro West | Cheltenham 33kV | ESS | MVA | 2028 | 0 | Zone Substation | None
Mid North | Clare 11kV | ESS | MVA | 2028 | 1.13 | Zone Substation | None
Mid North | Clare North 33kV | ESS | MVA | 2028 | 1.4649 | Connection Point | None
Metro South | Clarence Gardens 11kV | ESS | MVA | 2028 | 2.1404 | Zone Substation | None
Metro South | Clarendon 11kV | ESS | MVA | 2028 | 0.48304 | Zone Substation | None
Metro East | Clearview 11kV | ESS | MVA | 2028 | 3.3495 | Zone Substation | N
Eyre Peninsula | Cleve 11kV | ESS | MVA | 2028 | 0.2629 | Zone Substation | None
Eyre Peninsula | Cleve 33kV | ESS | MVA | 2028 | 0.24756 | Zone Substation | N-1
Eyre Peninsula | Coffin Bay 11kV | ESS | MVA | 2028 | 0.29214 | Zone Substation | None
Mid North | Collinsfield 11kV | ESS | MVA | 2028 | 0.067925 | Zone Substation | None
Murraylands | Coomandook 11kV | ESS | MVA | 2028 | 0.036048 | Zone Substation | None
Murraylands | Coonalpyn 11kV | ESS | MVA | 2028 | 0.061655 | Zone Substation | None
South East | Coonawarra 11kV | ESS | MVA | 2028 | 0.11306 | Zone Substation | None
Upper North | Copley Nepabunna 33kV | ESS | MVA | 2028 | 0.019516 | Zone Substation | N-1
Riverland | Cordola 11kV | ESS | MVA | 2028 | 0.086449 | Zone Substation | None
Adelaide Central | Coromandel Place 11kV | ESS | MVA | 2028 | 0.66825 | Zone Substation | None
Eyre Peninsula | Cowell 11kV | ESS | MVA | 2028 | 0.209 | Zone Substation | None
Metro West | Croydon 11kV | ESS | MVA | 2028 | 2.4213 | Zone Substation | None
Metro West | Croydon Park 11kV | ESS | MVA | 2028 | 2.2216 | Zone Substation | None
Upper North | Crystal Brook 11kV | ESS | MVA | 2028 | 0.25302 | Zone Substation | None
Metro South | Cudmore Park 11kV | ESS | MVA | 2028 | 1.1605 | Zone Substation | None
Eyre Peninsula | Cummins 11kV | ESS | MVA | 2028 | 0.32218 | Zone Substation | None
Yorke Peninsula | Curramulka 7.6kV | ESS | MVA | 2028 | 0.044044 | Zone Substation | None
Yorke Peninsula | Curramulka South 11kV | ESS | MVA | 2028 | 0.0029876 | Zone Substation | None
Yorke Peninsula | Dalrymple 33kV | ESS | MVA | 2028 | 0.98528 | Connection Point | None
Eyre Peninsula | Darke Peak 11kV | ESS | MVA | 2028 | 0.021482 | Zone Substation | None
Upper North | Davenport West 33kV | ESS | MVA | 2028 | 7.244 | Connection Point | None
Eastern Hills | Deloraine 11kV | ESS | MVA | 2028 | 0.062038 | Zone Substation | None
Metro North | Direk 11kV | ESS | MVA | 2028 | 6.8425 | Zone Substation | None
Mid North | Dorrien 33kV | ESS | MVA | 2028 | 5.355 | Connection Point | None
Mid North | Dorrien TF4 11kV | ESS | MVA | 2028 | 0.83894 | Zone Substation | None
Mid North | Dorrien TF5 11kV | ESS | MVA | 2028 | 0.3843 | Zone Substation | None
Yorke Peninsula | Dowlingville 11kV | ESS | MVA | 2028 | 0.0030348 | Zone Substation | None
Adelaide Central | East Terrace 11kV | ESS | MVA | 2028 | 0.47835 | Zone Substation | None
Metro North | Edinburgh 11kV | ESS | MVA | 2028 | 0.9438 | Zone Substation | None
Yorke Peninsula | Edithburgh 11kV | ESS | MVA | 2028 | 0.19297 | Zone Substation | None
Metro North | Elizabeth Downs 11kV | ESS | MVA | 2028 | 5.2586 | Zone Substation | None
Metro North | Elizabeth Heights 11kV | ESS | MVA | 2028 | 2.3074 | Zone Substation | None
Metro North | Elizabeth South 11kV | ESS | MVA | 2028 | 1.1192 | Zone Substation | None
Mid North | Eudunda 11kV | ESS | MVA | 2028 | 0.22541 | Zone Substation | None
Metro North | Evanston 11kV | ESS | MVA | 2028 | 5.2478 | Zone Substation | N-1
Metro North | Evanston 33kV | ESS | MVA | 2028 | 0.014807 | Zone Substation | None
Metro West | Findon 11kV | ESS | MVA | 2028 | 1.8381 | Zone Substation | None
Metro West | Flinders Park 11kV | ESS | MVA | 2028 | 1.9846 | Zone Substation | None
Mid North | Florieton SWER 19kV | ESS | MVA | 2028 | 0.002447 | Connection Point | None
Eastern Hills | Forreston 11kV | ESS | MVA | 2028 | 0.086413 | Zone Substation | None
Mid North | Freeling 11kV | ESS | MVA | 2028 | 0.075735 | Zone Substation | None
Mid North | Freeling North 11kV | ESS | MVA | 2028 | 0.53056 | Zone Substation | None
Metro West | Fulham Gardens 11kV | ESS | MVA | 2028 | 4.1012 | Zone Substation | None
Upper North | Fullerville 11kV | ESS | MVA | 2028 | 0 | Zone Substation | None
Mid North | Gawler Belt TF1 11kV | ESS | MVA | 2028 | 0.8879 | Zone Substation | None
Mid North | Gawler Belt TF2 11kV | ESS | MVA | 2028 | 0.59311 | Zone Substation | None
Mid North | Georgetown 11kV | ESS | MVA | 2028 | 0.037409 | Zone Substation | None
Murraylands | Geranium 11kV | ESS | MVA | 2028 | 0.01095 | Zone Substation | None
Upper North | Gladstone 11kV | ESS | MVA | 2028 | 0.32345 | Zone Substation | None
Metro West | Glanville 11kV | ESS | MVA | 2028 | 2.3055 | Zone Substation | None
South East | Glencoe 11kV | ESS | MVA | 2028 | 0.093344 | Zone Substation | None
Metro South | Glenelg North 11kV | ESS | MVA | 2028 | 1.8637 | Zone Substation | None
Riverland | Glossop 11kV | ESS | MVA | 2028 | 0.45855 | Zone Substation | None
Metro East | Golden Grove 11kV | ESS | MVA | 2028 | 6.9511 | Zone Substation | None
Mid North | Gomersal North 11kV | ESS | MVA | 2028 | 0 | Zone Substation | None
Metro South | Goolwa 11kV | ESS | MVA | 2028 | 2.2686 | Zone Substation | None
Mid North | Gulnare 11kV | ESS | MVA | 2028 | 0.012372 | Zone Substation | None
Eastern Hills | Gumeracha 11kV | ESS | MVA | 2028 | 0 | Zone Substation | None
Eastern Hills | Gumeracha Weir 11kV | ESS | MVA | 2028 | 0.018212 | Zone Substation | None
Eastern Hills | Gumhaven 11kV | ESS | MVA | 2028 | 0.0017083 | Zone Substation | None
Metro South | Hackham 11kV | ESS | MVA | 2028 | 2.8073 | Zone Substation | N-1
Eastern Hills | Hahndorf 11kV | ESS | MVA | 2028 | 1.0692 | Zone Substation | None
Mid North | Halbury 11kV | ESS | MVA | 2028 | 0.011645 | Zone Substation | None
Mid North | Hamley Bridge 11kV | ESS | MVA | 2028 | 0.2304 | Zone Substation | None
Metro South | Happy Valley 11kV | ESS | MVA | 2028 | 4.8515 | Zone Substation | None
Metro East | Harrow 11kV | ESS | MVA | 2028 | 2.4259 | Zone Substation | None
South East | Hatherleigh 11kV | ESS | MVA | 2028 | 0.006616 | Zone Substation | None
Upper North | Hawker 11kV | ESS | MVA | 2028 | 0.06166 | Zone Substation | None
Metro South | Hay Flat 11kV | ESS | MVA | 2028 | 0.0031724 | Zone Substation | None
Metro West | Henley South 11kV | ESS | MVA | 2028 | 6.0849 | Zone Substation | None
Eastern Hills | Hermitage 11kV | ESS | MVA | 2028 | 0.022076 | Zone Substation | None
Metro East | Hillcrest 11kV | ESS | MVA | 2028 | 3.8594 | Zone Substation | None
Adelaide Central | Hindley Street 11kV | ESS | MVA | 2028 | 0.431 | Zone Substation | None
Metro East | Holden Hill 11kV | ESS | MVA | 2028 | 3.9334 | Zone Substation | None
Metro East | Hope Valley 11kV | ESS | MVA | 2028 | 2.3285 | Zone Substation | None
Eastern Hills | Houghton 7.6kV | ESS | MVA | 2028 | 0.35628 | Zone Substation | None
Mid North | Hoyleton 11kV | ESS | MVA | 2028 | 0.015832 | Zone Substation | None
Yorke Peninsula | Hummocks 33kV | ESS | MVA | 2028 | 2.5037 | Connection Point | None
Metro East | Ingle Farm 11kV | ESS | MVA | 2028 | 4.8086 | Zone Substation | None
South East | Inverness 11kV | ESS | MVA | 2028 | 0.0038444 | Zone Substation | None
Murraylands | Jabuk 11kV | ESS | MVA | 2028 | 0.0065698 | Zone Substation | None
Yorke Peninsula | James Well 11kV | ESS | MVA | 2028 | 0.044497 | Zone Substation | None
Upper North | Jamestown 11kV | ESS | MVA | 2028 | 0.35471 | Zone Substation | Reverse N-1
Murraylands | Jervois 11kV | ESS | MVA | 2028 | 0.085608 | Zone Substation | None
Yorke Peninsula | Kadina 11kV | ESS | MVA | 2028 | 1.16 | Zone Substation | None
Yorke Peninsula | Kadina East 33kV | ESS | MVA | 2028 | 21.3102 | Connection Point | None
South East | Kalangadoo 11kV | ESS | MVA | 2028 | 0 | Zone Substation | None
South East | Kalangadoo West 11kV | ESS | MVA | 2028 | 0.064197 | Zone Substation | None
Eastern Hills | Kanmantoo Copper Mine 11kV | ESS | MVA | 2028 | 0.26603 | Connection Point | None
Mid North | Kapunda TF1 11kV | ESS | MVA | 2028 | 0.30048 | Zone Substation | None
Mid North | Kapunda TF2 11kV | ESS | MVA | 2028 | 0.37207 | Zone Substation | None
Murraylands | Karoonda 11kV | ESS | MVA | 2028 | 0.11854 | Zone Substation | Reverse N
South East | Keith 11kV | ESS | MVA | 2028 | 0.30331 | Zone Substation | None
South East | Keith 33kV | ESS | MVA | 2028 | 2.6337 | Connection Point | None
Metro East | Kent Town 11kV | ESS | MVA | 2028 | 2.0992 | Zone Substation | None
Eastern Hills | Kersbrook 11kV | ESS | MVA | 2028 | 0.12629 | Zone Substation | None
Metro South | Keswick 11kV | ESS | MVA | 2028 | 1.8146 | Zone Substation | None
Murraylands | Ki Ki 11kV | ESS | MVA | 2028 | 0.0023947 | Zone Substation | None
Metro West | Kilburn 11kV | ESS | MVA | 2028 | 1.8335 | Zone Substation | None
Metro East | Kilburn South 11kV | ESS | MVA | 2028 | 1.7113 | Zone Substation | None
Metro West | Kilkenny 11kV | ESS | MVA | 2028 | 1.1592 | Zone Substation | None
South East | Kincraig 33kV | ESS | MVA | 2028 | 11.0275 | Connection Point | None
Metro South | Kingscote 11kV | ESS | MVA | 2028 | 0.41316 | Zone Substation | None
South East | Kingston SE 11kV | ESS | MVA | 2028 | 0.34109 | Zone Substation | None
Metro South | Kingswood 11kV | ESS | MVA | 2028 | 4.8737 | Zone Substation | None
South East | Kongorong 11kV | ESS | MVA | 2028 | 0.14171 | Zone Substation | None
South East | Kumorna 11kV | ESS | MVA | 2028 | 0.006985 | Zone Substation | None
Mid North | Kybunga 11kV | ESS | MVA | 2028 | 0.0062024 | Zone Substation | None
Murraylands | Lameroo 11kV | ESS | MVA | 2028 | 0.12354 | Zone Substation | None
Eastern Hills | Langhorne Creek 11kV | ESS | MVA | 2028 | 0.24542 | Zone Substation | None
Metro West | Largs North 11kV | ESS | MVA | 2028 | 2.0029 | Zone Substation | None
Metro West | Lefevre 11kV | ESS | MVA | 2028 | 0.0074324 | Zone Substation | None
Upper North | Leigh Creek South 33kV | ESS | MVA | 2028 | 0.097602 | Connection Point | None
Metro East | Linden Park 11kV | ESS | MVA | 2028 | 4.8754 | Zone Substation | None
Eyre Peninsula | Little Swamp 11kV | ESS | MVA | 2028 | 0.026383 | Zone Substation | None
Eastern Hills | Lobethal 11kV | ESS | MVA | 2028 | 1.0811 | Zone Substation | None
Eyre Peninsula | Lock 11kV | ESS | MVA | 2028 | 0.10185 | Zone Substation | None
Riverland | Loveday 11kV | ESS | MVA | 2028 | 7.8908 | Zone Substation | None
Metro South | Lower Mitcham 11kV | ESS | MVA | 2028 | 2.7352 | Zone Substation | None
Riverland | Loxton 11kV | ESS | MVA | 2028 | 3.4285 | Zone Substation | None
South East | Lucindale 11kV | ESS | MVA | 2028 | 0.11563 | Zone Substation | None
Mid North | Lyndoch 11kV | ESS | MVA | 2028 | 0.42296 | Zone Substation | None
Mid North | Lyndoch South 7.6kV | ESS | MVA | 2028 | 0.025147 | Zone Substation | None
Riverland | Lyrup 11kV | ESS | MVA | 2028 | 0.10738 | Zone Substation | None
Metro South | MacGillivray 11kV | ESS | MVA | 2028 | 0.21724 | Zone Substation | None
Yorke Peninsula | Maitland 11kV | ESS | MVA | 2028 | 0.44293 | Zone Substation | None
Mid North | Mallala 11kV | ESS | MVA | 2028 | 0.61729 | Zone Substation | None
Murraylands | Mannum 33kV | ESS | MVA | 2028 | 5.9381 | Connection Point | None
Murraylands | Mannum Town 7.6kV | ESS | MVA | 2028 | 0.49189 | Zone Substation | None
Yorke Peninsula | Marion Bay 11kV | ESS | MVA | 2028 | 0.072999 | Zone Substation | None
Mid North | Marrabel 11kV | ESS | MVA | 2028 | 0.16837 | Zone Substation | None
Metro South | McLaren Flat TF1 11kV | ESS | MVA | 2028 | 0.98504 | Zone Substation | None
Metro South | McLaren Flat TF2 11kV | ESS | MVA | 2028 | 0.20833 | Zone Substation | None
Metro South | McLaren Vale 11kV | ESS | MVA | 2028 | 0.37646 | Zone Substation | None
Metro South | McLaren Vale Vineyard 11kV | ESS | MVA | 2028 | 0 | Zone Substation | None
Eastern Hills | Meadows 11kV | ESS | MVA | 2028 | 1.2068 | Zone Substation | Reverse N-1
Upper North | Melrose 11kV | ESS | MVA | 2028 | 0.036954 | Zone Substation | None
Murraylands | Meningie 11kV | ESS | MVA | 2028 | 0.21153 | Zone Substation | None
Metro East | Metro East 66kV | ESS | MVA | 2028 | 67.3498 | Connection Point | None
Metro North | Metro North 66kV | ESS | MVA | 2028 | 51.9256 | Connection Point | None
Metro South | Metro South 66kV | ESS | MVA | 2028 | 103.9654 | Connection Point | None
Metro West | Metro West 66kV | ESS | MVA | 2028 | 45.3343 | Connection Point | None
Eastern Hills | Milang 11kV | ESS | MVA | 2028 | 0.3472 | Zone Substation | None
South East | Millicent 11kV | ESS | MVA | 2028 | 0.69699 | Zone Substation | None
Yorke Peninsula | Minlaton 11kV | ESS | MVA | 2028 | 0.23237 | Zone Substation | None
Murraylands | Mobilong 33kV | ESS | MVA | 2028 | 13.3339 | Connection Point | None
Murraylands | Monarto Central 11kV | ESS | MVA | 2028 | 0.021027 | Zone Substation | None
Murraylands | Monarto South 11kV | ESS | MVA | 2028 | 0.1589 | Zone Substation | None
Yorke Peninsula | Moonta 11kV | ESS | MVA | 2028 | 0.97357 | Zone Substation | N-1
Eyre Peninsula | Moorkitabie 11kV | ESS | MVA | 2028 | 0.10605 | Zone Substation | None
Riverland | Morgan 11kV | ESS | MVA | 2028 | 0.09611 | Zone Substation | N
Metro South | Morphett Vale East 11kV | ESS | MVA | 2028 | 5.0108 | Zone Substation | None
Metro South | Morphettville 11kV | ESS | MVA | 2028 | 2.2692 | Zone Substation | None
Eastern Hills | Mount Barker 11kV | ESS | MVA | 2028 | 5.0962 | Zone Substation | None
Eastern Hills | Mount Barker 66kV | ESS | MVA | 2028 | 17.7788 | Connection Point | None
South East | Mount Burr 11kV | ESS | MVA | 2028 | 0.044063 | Zone Substation | None
South East | Mount Gambier 11kV | ESS | MVA | 2028 | 1.9768 | Zone Substation | None
South East | Mount Gambier 33kV | ESS | MVA | 2028 | 2.0449 | Connection Point | None
South East | Mount Gambier North 11kV | ESS | MVA | 2028 | 1.1468 | Zone Substation | N-1
South East | Mount Gambier West 11kV | ESS | MVA | 2028 | 1.685 | Zone Substation | None
Upper North | Mount Gunson 33kV | ESS | MVA | 2028 | 0 | Connection Point | None
Eastern Hills | Mount Pleasant 11kV | ESS | MVA | 2028 | 0.35571 | Zone Substation | None
South East | Mount Schank 11kV | ESS | MVA | 2028 | 0.068032 | Zone Substation | None
Murraylands | Murray Bridge North 11kV | ESS | MVA | 2028 | 1.4272 | Zone Substation | None
Murraylands | Murray Bridge South 11kV | ESS | MVA | 2028 | 2.2935 | Zone Substation | None
Eastern Hills | Mylor 11kV | ESS | MVA | 2028 | 0.66322 | Zone Substation | None
Murraylands | Mypolonga 11kV | ESS | MVA | 2028 | 0.25329 | Zone Substation | None
Metro South | Myponga 11kV | ESS | MVA | 2028 | 1.2441 | Zone Substation | None
Eastern Hills | Nairne 11kV | ESS | MVA | 2028 | 1.1994 | Zone Substation | Reverse N-1
South East | Nangwarry 11kV | ESS | MVA | 2028 | 0.070163 | Zone Substation | None
South East | Naracoorte 11kV | ESS | MVA | 2028 | 1.1898 | Zone Substation | None
South East | Naracoorte East 11kV | ESS | MVA | 2028 | 0.12196 | Zone Substation | None
Murraylands | Narrung 11kV | ESS | MVA | 2028 | 0.037193 | Zone Substation | None
Upper North | Neuroodla 33kV | ESS | MVA | 2028 | 0.06166 | Connection Point | None
Metro West | New Osborne 11kV | ESS | MVA | 2028 | 0 | Zone Substation | None
Metro West | New Richmond 11kV | ESS | MVA | 2028 | 2.3925 | Zone Substation | None
Murraylands | Nildottie 11kV | ESS | MVA | 2028 | 0.071148 | Zone Substation | None
Yorke Peninsula | Ninnes 11kV | ESS | MVA | 2028 | 0.18474 | Zone Substation | None
Metro South | Noarlunga Centre 11kV | ESS | MVA | 2028 | 1.4801 | Zone Substation | None
Metro East | North Adelaide 11kV | ESS | MVA | 2028 | 1.1592 | Zone Substation | None
Metro South | North Unley 11kV | ESS | MVA | 2028 | 1.7626 | Zone Substation | None
Riverland | North West Bend 66kV | ESS | MVA | 2028 | 3.621 | Connection Point | None
Metro East | Northfield 11kV | ESS | MVA | 2028 | 1.8897 | Zone Substation | N
Metro East | Norwood 11kV | ESS | MVA | 2028 | 6.1472 | Zone Substation | None
Mid North | Nuriootpa 11kV | ESS | MVA | 2028 | 1.2045 | Zone Substation | None
Metro South | Oaklands 11kV | ESS | MVA | 2028 | 3.995 | Zone Substation | None
Upper North | Orroroo 11kV | ESS | MVA | 2028 | 0.16189 | Zone Substation | None
South East | Padthaway 11kV | ESS | MVA | 2028 | 0.16659 | Zone Substation | None
Murraylands | Palmer 11kV | ESS | MVA | 2028 | 0.027836 | Zone Substation | None
Metro South | Panorama 11kV | ESS | MVA | 2028 | 3.1823 | Zone Substation | None
Metro North | Parafield Gardens 11kV | ESS | MVA | 2028 | 9.2592 | Zone Substation | None
Metro North | Paralowie 11kV | ESS | MVA | 2028 | 1.8575 | Zone Substation | None
Murraylands | Parilla 11kV | ESS | MVA | 2028 | 0.023118 | Zone Substation | None
Riverland | Paringa 11kV | ESS | MVA | 2028 | 0.21691 | Zone Substation | None
Riverland | Paringa 33kV | ESS | MVA | 2028 | 0.27329 | Zone Substation | None
Yorke Peninsula | Paskeville 11kV | ESS | MVA | 2028 | 0.043304 | Zone Substation | None
Murraylands | Peake 11kV | ESS | MVA | 2028 | 0.0141 | Zone Substation | None
Murraylands | Pellaring Flat 11kV | ESS | MVA | 2028 | 0.0071667 | Zone Substation | None
Metro North | Penfield 11kV | ESS | MVA | 2028 | 1.5278 | Zone Substation | None
Metro South | Penneshaw 11kV | ESS | MVA | 2028 | 0.1403 | Zone Substation | None
South East | Penola 11kV | ESS | MVA | 2028 | 0.32434 | Zone Substation | None
South East | Penola West 33kV | ESS | MVA | 2028 | 0.50832 | Connection Point | None
Upper North | Peterborough 11kV | ESS | MVA | 2028 | 0.23641 | Zone Substation | None
Eastern Hills | Piccadilly 11kV | ESS | MVA | 2028 | 0.40514 | Zone Substation | None
Murraylands | Pinnaroo 11kV | ESS | MVA | 2028 | 0.10421 | Zone Substation | None
Murraylands | Pinnaroo South 11kV | ESS | MVA | 2028 | 0.0009092 | Zone Substation | None
Metro South | Plympton 11kV | ESS | MVA | 2028 | 2.0739 | Zone Substation | None
Eyre Peninsula | Point Boston 11kV | ESS | MVA | 2028 | 0.016872 | Zone Substation | None
Eyre Peninsula | Polda 11kV | ESS | MVA | 2028 | 0.10048 | Zone Substation | None
Eyre Peninsula | Poonindie 11kV | ESS | MVA | 2028 | 0.078028 | Zone Substation | None
Metro West | Port Adelaide 11kV | ESS | MVA | 2028 | 1.3774 | Zone Substation | None
Metro West | Port Adelaide North 11kV | ESS | MVA | 2028 | 0.85644 | Zone Substation | None
Upper North | Port Augusta 11kV | ESS | MVA | 2028 | 1.0021 | Zone Substation | None
Upper North | Port Augusta West TF1 11kV | ESS | MVA | 2028 | 0.40532 | Zone Substation | None
Upper North | Port Augusta West TF2 11kV | ESS | MVA | 2028 | 0.24943 | Zone Substation | None
Upper North | Port Broughton 11kV | ESS | MVA | 2028 | 0.39176 | Zone Substation | None
Yorke Peninsula | Port Clinton 11kV | ESS | MVA | 2028 | 0.091173 | Zone Substation | None
Upper North | Port Germein 11kV | ESS | MVA | 2028 | 0.11826 | Zone Substation | None
Yorke Peninsula | Port Giles 11kV | ESS | MVA | 2028 | 0.03575 | Zone Substation | None
Yorke Peninsula | Port Julia 11kV | ESS | MVA | 2028 | 0.052768 | Zone Substation | None
Eyre Peninsula | Port Lincoln City 11kV | ESS | MVA | 2028 | 1.615 | Zone Substation | None
Eyre Peninsula | Port Lincoln Docks 11kV | ESS | MVA | 2028 | 0.48802 | Zone Substation | None
Eyre Peninsula | Port Lincoln Marina 11kV | ESS | MVA | 2028 | 0.83982 | Zone Substation | None
Eyre Peninsula | Port Lincoln Terminal 33kV | ESS | MVA | 2028 | 4.405 | Connection Point | None
Metro South | Port Noarlunga 11kV | ESS | MVA | 2028 | 4.5183 | Zone Substation | None
Upper North | Port Pirie Bungama 33kV | ESS | MVA | 2028 | 12.7063 | Connection Point | None
Upper North | Port Pirie South 11kV | ESS | MVA | 2028 | 2.3414 | Zone Substation | None
Metro South | Port Stanvac 11kV | ESS | MVA | 2028 | 7.0945 | Zone Substation | None
Metro South | Port Stanvac TF2 11kV | ESS | MVA | 2028 | 0 | Zone Substation | None
Yorke Peninsula | Port Vincent 11kV | ESS | MVA | 2028 | 0.13919 | Zone Substation | None
Riverland | Portee 11kV | ESS | MVA | 2028 | 0.0053349 | Zone Substation | N
Metro East | Prospect 11kV | ESS | MVA | 2028 | 2.8549 | Zone Substation | None
Murraylands | Punyelroo 11kV | ESS | MVA | 2028 | 0.064246 | Zone Substation | None
Riverland | Pyap 11kV | ESS | MVA | 2028 | 0.66805 | Zone Substation | None
Riverland | Qualco 11kV | ESS | MVA | 2028 | 0.035609 | Zone Substation | N
Metro West | Queenstown 11kV | ESS | MVA | 2028 | 1.733 | Zone Substation | None
Upper North | Quorn 11kV | ESS | MVA | 2028 | 0.18745 | Zone Substation | None
Riverland | Ramco 11kV | ESS | MVA | 2028 | 0.19375 | Zone Substation | None
Metro South | Rapid Bay 11kV | ESS | MVA | 2028 | 0.012022 | Zone Substation | None
Riverland | Renmark 11kV | ESS | MVA | 2028 | 3.9555 | Zone Substation | None
Mid North | Riverton 11kV | ESS | MVA | 2028 | 0.264 | Zone Substation | None
South East | Robe 7.6kV | ESS | MVA | 2028 | 0.268 | Zone Substation | None
Mid North | Robertstown 11kV | ESS | MVA | 2028 | 0.11199 | Zone Substation | None
Riverland | Roonka 11kV | ESS | MVA | 2028 | 0.71436 | Zone Substation | None
Eyre Peninsula | Rudall 11kV | ESS | MVA | 2028 | 0.011512 | Zone Substation | None
Metro North | Salisbury 11kV | ESS | MVA | 2028 | 7.0676 | Zone Substation | N
Metro South | Salt Cliffs 11kV | ESS | MVA | 2028 | 0.026924 | Zone Substation | None
Mid North | Sandy Creek 11kV | ESS | MVA | 2028 | 0.25318 | Zone Substation | None
Metro South | Seacombe 11kV | ESS | MVA | 2028 | 5.2803 | Zone Substation | None
Metro South | Seaford 11kV | ESS | MVA | 2028 | 1.5831 | Zone Substation | None
Metro South | Second Valley 11kV | ESS | MVA | 2028 | 0.089037 | Zone Substation | None
Metro South | Sheidow Park 11kV | ESS | MVA | 2028 | 3.4825 | Zone Substation | Reverse N-1
Murraylands | Sherlock 11kV | ESS | MVA | 2028 | 0.0050651 | Zone Substation | None
Metro North | Smithfield West 11kV | ESS | MVA | 2028 | 3.6958 | Zone Substation | N-1
South East | Snuggery Rural 33kV | ESS | MVA | 2028 | 6.425 | Connection Point | None
South East | South End 11kV | ESS | MVA | 2028 | 0.070741 | Zone Substation | Reverse N-1
Mid North | Spalding 11kV | ESS | MVA | 2028 | 0.11454 | Zone Substation | None
Metro South | Square Water Hole 11kV | ESS | MVA | 2028 | 0.6096 | Zone Substation | None
Yorke Peninsula | Stansbury 11kV | ESS | MVA | 2028 | 0.15363 | Zone Substation | None
Eastern Hills | Stirling East 11kV | ESS | MVA | 2028 | 1.5134 | Zone Substation | None
Upper North | Stirling North 1 11kV | ESS | MVA | 2028 | 0.1695 | Zone Substation | None
Upper North | Stirling North 2 11kV | ESS | MVA | 2028 | 0.18779 | Zone Substation | None
Mid North | Stockwell TF1 11kV | ESS | MVA | 2028 | 0.26024 | Zone Substation | None
Mid North | Stockwell TF2 11kV | ESS | MVA | 2028 | 0.0097507 | Zone Substation | None
Eyre Peninsula | Stony Point 11kV | ESS | MVA | 2028 | 0.011974 | Connection Point | None
Eastern Hills | Strathalbyn 11kV | ESS | MVA | 2028 | 1.8383 | Zone Substation | None
Eyre Peninsula | Streaky Bay 11kV | ESS | MVA | 2028 | 0.33971 | Zone Substation | Reverse N-1
Riverland | Swan Reach 11kV | ESS | MVA | 2028 | 0.12347 | Zone Substation | None
Riverland | Swan Reach 33kV | ESS | MVA | 2028 | 0.67347 | Zone Substation | None
Murraylands | Tailem Bend 33kV | ESS | MVA | 2028 | 7.7918 | Connection Point | None
Murraylands | Tailem Bend Town 11kV | ESS | MVA | 2028 | 0.31695 | Zone Substation | None
South East | Tantanoola 11kV | ESS | MVA | 2028 | 0.047306 | Zone Substation | None
Eyre Peninsula | Tarlton 11kV | ESS | MVA | 2028 | 0.054537 | Zone Substation | None
South East | Tarpeena South 11kV | ESS | MVA | 2028 | 0.068068 | Zone Substation | N-1
Metro East | Tea Tree Gully 11kV | ESS | MVA | 2028 | 4.0246 | Zone Substation | None
Murraylands | Teal Flat 11kV | ESS | MVA | 2028 | 0.20846 | Zone Substation | None
Upper North | Telowie 11kV | ESS | MVA | 2028 | 0.059916 | Zone Substation | None
Mid North | Templers 33kV | ESS | MVA | 2028 | 4.1126 | Connection Point | None
Metro West | Thebarton 11kV | ESS | MVA | 2028 | 1.89 | Zone Substation | None
South East | Tintinara 11kV | ESS | MVA | 2028 | 0.10592 | Zone Substation | None
Metro South | Tonsley Park 11kV | ESS | MVA | 2028 | 3.1522 | Zone Substation | None
Eyre Peninsula | Tumby Bay 11kV | ESS | MVA | 2028 | 0.49944 | Zone Substation | None
Metro North | Two Wells 11kV | ESS | MVA | 2028 | 0.83119 | Zone Substation | N-1
Eyre Peninsula | Uley 11kV | ESS | MVA | 2028 | 0.039764 | Zone Substation | None
Eyre Peninsula | Uley South 11kV | ESS | MVA | 2028 | 0 | Zone Substation | None
Eastern Hills | Uraidla 11kV | ESS | MVA | 2028 | 0.95212 | Zone Substation | None
Eastern Hills | Uraidla 33kV | ESS | MVA | 2028 | 3.2223 | Zone Substation | None
Eastern Hills | Verdun 11kV | ESS | MVA | 2028 | 0.16307 | Zone Substation | None
Metro South | Victor Harbor 11kV | ESS | MVA | 2028 | 3.5606 | Zone Substation | None
Metro North | Virginia 11kV | ESS | MVA | 2028 | 0.82471 | Zone Substation | None
Riverland | Waikerie 11kV | ESS | MVA | 2028 | 1.7187 | Zone Substation | None
Murraylands | Walker Flat 11kV | ESS | MVA | 2028 | 0.14144 | Zone Substation | None
Yorke Peninsula | Wallaroo 11kV | ESS | MVA | 2028 | 0.99485 | Zone Substation | None
Yorke Peninsula | Warooka 11kV | ESS | MVA | 2028 | 0.26923 | Zone Substation | None
Mid North | Wasleys 11kV | ESS | MVA | 2028 | 0.23477 | Zone Substation | None
Mid North | Waterloo 33kV | ESS | MVA | 2028 | 1.2338 | Connection Point | None
Mid North | Waterloo Town 11kV | ESS | MVA | 2028 | 0.036416 | Zone Substation | None
Murraylands | White Sands 11kV | ESS | MVA | 2028 | 0 | Zone Substation | None
Adelaide Central | Whitmore Square 11kV | ESS | MVA | 2028 | 0.81156 | Zone Substation | None
Eyre Peninsula | Whyalla Central 33kV | ESS | MVA | 2028 | 7.1598 | Connection Point | None
Eyre Peninsula | Whyalla City 11kV | ESS | MVA | 2028 | 1.5192 | Zone Substation | None
Eyre Peninsula | Whyalla North 11kV | ESS | MVA | 2028 | 0.020188 | Zone Substation | None
Eyre Peninsula | Whyalla Stuart 11kV | ESS | MVA | 2028 | 1.3284 | Zone Substation | None
Mid North | Williamstown 11kV | ESS | MVA | 2028 | 0.10286 | Zone Substation | None
Mid North | Williamstown South 11kV | ESS | MVA | 2028 | 0.3902 | Zone Substation | None
Metro South | Willunga 11kV | ESS | MVA | 2028 | 0.79639 | Zone Substation | None
Metro South | Willunga 33kV | ESS | MVA | 2028 | 0.40035 | Zone Substation | None
Upper North | Wilmington 11kV | ESS | MVA | 2028 | 0.11038 | Zone Substation | None
Upper North | Wirrabara Forest 11kV | ESS | MVA | 2028 | 0.024876 | Zone Substation | None
Upper North | Wirrabara South 11kV | ESS | MVA | 2028 | 0.0018516 | Zone Substation | None
Metro South | Wirrina Cove 11kV | ESS | MVA | 2028 | 0.053101 | Zone Substation | None
Upper North | Wongyarra 11kV | ESS | MVA | 2028 | 0.0088935 | Zone Substation | None
Metro East | Woodforde 11kV | ESS | MVA | 2028 | 4.4018 | Zone Substation | None
Murraylands | Woods Point 11kV | ESS | MVA | 2028 | 0.1526 | Zone Substation | None
Eastern Hills | Woodside 11kV | ESS | MVA | 2028 | 1.3267 | Zone Substation | Reverse N-1
Metro West | Woodville 11kV | ESS | MVA | 2028 | 0.83944 | Zone Substation | None
Metro West | Woodville 33kV | ESS | MVA | 2028 | 0 | Zone Substation | None
Riverland | Woolpunda 11kV | ESS | MVA | 2028 | 0.056145 | Zone Substation | None
Eyre Peninsula | Wudinna 11kV | ESS | MVA | 2028 | 0.17956 | Zone Substation | None
Eyre Peninsula | Wudinna 66kV | ESS | MVA | 2028 | 1.4765 | Connection Point | None
Eyre Peninsula | Yadnarie 66kV | ESS | MVA | 2028 | 0.91028 | Connection Point | None
Metro South | Yankalilla 11kV | ESS | MVA | 2028 | 0.99874 | Zone Substation | None
Metro South | Yankalilla 33kV | ESS | MVA | 2028 | 0.18552 | Zone Substation | None
Metro South | Yankalilla Hill 11kV | ESS | MVA | 2028 | 0 | Zone Substation | None
Upper North | Yongala 11kV | ESS | MVA | 2028 | 0.0080617 | Zone Substation | None
Yorke Peninsula | Yorketown 11kV | ESS | MVA | 2028 | 0.20853 | Zone Substation | None
Adelaide Central | ACR 66kV | ESS | MVA | 2029 | 3.4539 | Connection Point | None
Eastern Hills | Aldgate 11kV | ESS | MVA | 2029 | 1.6086 | Zone Substation | None
Metro South | Aldinga 11kV | ESS | MVA | 2029 | 3.2415 | Zone Substation | None
South East | Allendale East 11kV | ESS | MVA | 2029 | 0.57038 | Zone Substation | None
Mid North | Alma 11kV | ESS | MVA | 2029 | 0.0016594 | Zone Substation | None
Metro South | American River 11kV | ESS | MVA | 2029 | 0.080345 | Zone Substation | None
Eastern Hills | Angas Creek 33kV | ESS | MVA | 2029 | 3.5987 | Connection Point | None
Mid North | Angaston 11kV | ESS | MVA | 2029 | 1.4797 | Zone Substation | None
Metro North | Angle Vale 11kV | ESS | MVA | 2029 | 2.5006 | Zone Substation | None
Yorke Peninsula | Ardrossan 11kV | ESS | MVA | 2029 | 0.31505 | Zone Substation | None
Yorke Peninsula | Ardrossan West 33kV | ESS | MVA | 2029 | 1.7504 | Connection Point | None
Eyre Peninsula | Arno Bay 11kV | ESS | MVA | 2029 | 0.089638 | Zone Substation | None
Metro South | Ascot Park 11kV | ESS | MVA | 2029 | 3.7018 | Zone Substation | N
Metro West | Athol Park 11kV | ESS | MVA | 2029 | 2.5926 | Zone Substation | None
Mid North | Auburn 11kV | ESS | MVA | 2029 | 0.49033 | Zone Substation | None
Yorke Peninsula | Balaklava 7.6kV | ESS | MVA | 2029 | 0.51711 | Zone Substation | None
Eastern Hills | Balhannah 33kV | ESS | MVA | 2029 | 4.69 | Zone Substation | None
Upper North | Baroota 33kV | ESS | MVA | 2029 | 1.2855 | Connection Point | None
Upper North | Baroota Town 11kV | ESS | MVA | 2029 | 0.022834 | Zone Substation | None
Mid North | Barossa South TF1 11kV | ESS | MVA | 2029 | 0.17139 | Zone Substation | None
Mid North | Barossa South TF2 11kV | ESS | MVA | 2029 | 0.02783 | Zone Substation | None
South East | Beachport 11kV | ESS | MVA | 2029 | 0.2199 | Zone Substation | None
Murraylands | Belvedere Road 7.6kV | ESS | MVA | 2029 | 0.0024503 | Zone Substation | None
Riverland | Berri 11kV | ESS | MVA | 2029 | 6.8847 | Zone Substation | None
Riverland | Berri 66kV | ESS | MVA | 2029 | 25.0923 | Connection Point | None
Murraylands | Binnies 11kV | ESS | MVA | 2029 | 0.0011403 | Zone Substation | None
Eastern Hills | Birdwood 11kV | ESS | MVA | 2029 | 0.56233 | Zone Substation | None
Yorke Peninsula | Black Point 11kV | ESS | MVA | 2029 | 0.060437 | Zone Substation | None
Metro West | Blackpool 11kV | ESS | MVA | 2029 | 2.8195 | Zone Substation | None
Metro South | Blackwood 11kV | ESS | MVA | 2029 | 6.1658 | Zone Substation | None
South East | Blanche 33kV | ESS | MVA | 2029 | 4.7157 | Connection Point | None
Upper North | Booleroo Centre 11kV | ESS | MVA | 2029 | 0.1124 | Zone Substation | None
Eyre Peninsula | Boothby 33kV | ESS | MVA | 2029 | 0.11635 | Zone Substation | N-1
Upper North | Booyoolie 11kV | ESS | MVA | 2029 | 0.0010171 | Zone Substation | None
South East | Bordertown 11kV | ESS | MVA | 2029 | 0.96503 | Zone Substation | N-1
Mid North | Brinkworth 33kV | ESS | MVA | 2029 | 0.83888 | Connection Point | None
Mid North | Brinkworth Town 11kV | ESS | MVA | 2029 | 0.1891 | Zone Substation | None
Eastern Hills | Brukunga 11kV | ESS | MVA | 2029 | 0.091292 | Zone Substation | None
Upper North | Bungama Napperby 11kV | ESS | MVA | 2029 | 0.12288 | Zone Substation | None
Metro East | Burnside 11kV | ESS | MVA | 2029 | 2.1582 | Zone Substation | None
Mid North | Burra TF2 11kV | ESS | MVA | 2029 | 0.44314 | Zone Substation | None
Riverland | Cadell 11kV | ESS | MVA | 2029 | 0.12766 | Zone Substation | None
Murraylands | Caloote 11kV | ESS | MVA | 2029 | 0.28058 | Zone Substation | None
Upper North | Caltowie 11kV | ESS | MVA | 2029 | 0.016912 | Zone Substation | None
Murraylands | Cambrai 11kV | ESS | MVA | 2029 | 0.16781 | Zone Substation | None
Murraylands | Campbell Park 11kV | ESS | MVA | 2029 | 0.021285 | Zone Substation | None
Metro East | Campbelltown 11kV | ESS | MVA | 2029 | 7.7991 | Zone Substation | None
Metro South | Cape Jervis 11kV | ESS | MVA | 2029 | 0.12659 | Zone Substation | None
Metro South | Cape Jervis 33kV | ESS | MVA | 2029 | 1.1769 | Zone Substation | N-1
Eyre Peninsula | Caralue 11kV | ESS | MVA | 2029 | 0.35975 | Zone Substation | None
Metro West | Cavan 11kV | ESS | MVA | 2029 | 5.0036 | Zone Substation | None
Adelaide Central | CBD 33kV | ESS | MVA | 2029 | 0.25121 | Zone Substation | None
Eyre Peninsula | Ceduna 11kV | ESS | MVA | 2029 | 0.88012 | Zone Substation | None
Eastern Hills | Chain of Ponds 11kV | ESS | MVA | 2029 | 0.082833 | Zone Substation | None
Metro West | Cheltenham 11kV | ESS | MVA | 2029 | 1.698 | Zone Substation | None
Metro West | Cheltenham 33kV | ESS | MVA | 2029 | 0 | Zone Substation | None
Mid North | Clare 11kV | ESS | MVA | 2029 | 1.4316 | Zone Substation | None
Mid North | Clare North 33kV | ESS | MVA | 2029 | 1.876 | Connection Point | None
Metro South | Clarence Gardens 11kV | ESS | MVA | 2029 | 2.6503 | Zone Substation | None
Metro South | Clarendon 11kV | ESS | MVA | 2029 | 0.59831 | Zone Substation | None
Metro East | Clearview 11kV | ESS | MVA | 2029 | 4.1889 | Zone Substation | N
Eyre Peninsula | Cleve 11kV | ESS | MVA | 2029 | 0.34818 | Zone Substation | None
Eyre Peninsula | Cleve 33kV | ESS | MVA | 2029 | 0.32652 | Zone Substation | N-1
Eyre Peninsula | Coffin Bay 11kV | ESS | MVA | 2029 | 0.35883 | Zone Substation | None
Mid North | Collinsfield 11kV | ESS | MVA | 2029 | 0.088519 | Zone Substation | None
Murraylands | Coomandook 11kV | ESS | MVA | 2029 | 0.04662 | Zone Substation | None
Murraylands | Coonalpyn 11kV | ESS | MVA | 2029 | 0.082151 | Zone Substation | None
South East | Coonawarra 11kV | ESS | MVA | 2029 | 0.15757 | Zone Substation | None
Upper North | Copley Nepabunna 33kV | ESS | MVA | 2029 | 0.027988 | Zone Substation | N-1
Riverland | Cordola 11kV | ESS | MVA | 2029 | 0.11056 | Zone Substation | None
Adelaide Central | Coromandel Place 11kV | ESS | MVA | 2029 | 0.78586 | Zone Substation | None
Eyre Peninsula | Cowell 11kV | ESS | MVA | 2029 | 0.27568 | Zone Substation | None
Metro West | Croydon 11kV | ESS | MVA | 2029 | 3.0516 | Zone Substation | None
Metro West | Croydon Park 11kV | ESS | MVA | 2029 | 2.6626 | Zone Substation | None
Upper North | Crystal Brook 11kV | ESS | MVA | 2029 | 0.31988 | Zone Substation | None
Metro South | Cudmore Park 11kV | ESS | MVA | 2029 | 1.4762 | Zone Substation | None
Eyre Peninsula | Cummins 11kV | ESS | MVA | 2029 | 0.41809 | Zone Substation | None
Yorke Peninsula | Curramulka 7.6kV | ESS | MVA | 2029 | 0.054499 | Zone Substation | None
Yorke Peninsula | Curramulka South 11kV | ESS | MVA | 2029 | 0.0036029 | Zone Substation | None
Yorke Peninsula | Dalrymple 33kV | ESS | MVA | 2029 | 1.2628 | Connection Point | None
Eyre Peninsula | Darke Peak 11kV | ESS | MVA | 2029 | 0.029968 | Zone Substation | None
Upper North | Davenport West 33kV | ESS | MVA | 2029 | 7.8948 | Connection Point | None
Eastern Hills | Deloraine 11kV | ESS | MVA | 2029 | 0.074841 | Zone Substation | None
Metro North | Direk 11kV | ESS | MVA | 2029 | 7.3168 | Zone Substation | None
Mid North | Dorrien 33kV | ESS | MVA | 2029 | 6.7838 | Connection Point | None
Mid North | Dorrien TF4 11kV | ESS | MVA | 2029 | 1.064 | Zone Substation | None
Mid North | Dorrien TF5 11kV | ESS | MVA | 2029 | 0.49753 | Zone Substation | None
Yorke Peninsula | Dowlingville 11kV | ESS | MVA | 2029 | 0.0035565 | Zone Substation | None
Adelaide Central | East Terrace 11kV | ESS | MVA | 2029 | 0.66961 | Zone Substation | None
Metro North | Edinburgh 11kV | ESS | MVA | 2029 | 1.1492 | Zone Substation | None
Yorke Peninsula | Edithburgh 11kV | ESS | MVA | 2029 | 0.25226 | Zone Substation | None
Metro North | Elizabeth Downs 11kV | ESS | MVA | 2029 | 6.3895 | Zone Substation | None
Metro North | Elizabeth Heights 11kV | ESS | MVA | 2029 | 2.8066 | Zone Substation | None
Metro North | Elizabeth South 11kV | ESS | MVA | 2029 | 1.3761 | Zone Substation | None
Mid North | Eudunda 11kV | ESS | MVA | 2029 | 0.29495 | Zone Substation | None
Metro North | Evanston 11kV | ESS | MVA | 2029 | 6.4527 | Zone Substation | N-1
Metro North | Evanston 33kV | ESS | MVA | 2029 | 0.019406 | Zone Substation | None
Metro West | Findon 11kV | ESS | MVA | 2029 | 2.3062 | Zone Substation | None
Metro West | Flinders Park 11kV | ESS | MVA | 2029 | 2.4973 | Zone Substation | None
Mid North | Florieton SWER 19kV | ESS | MVA | 2029 | 0.0030637 | Connection Point | None
Eastern Hills | Forreston 11kV | ESS | MVA | 2029 | 0.10967 | Zone Substation | None
Mid North | Freeling 11kV | ESS | MVA | 2029 | 0.091386 | Zone Substation | None
Mid North | Freeling North 11kV | ESS | MVA | 2029 | 0.65371 | Zone Substation | None
Metro West | Fulham Gardens 11kV | ESS | MVA | 2029 | 5.1039 | Zone Substation | None
Upper North | Fullerville 11kV | ESS | MVA | 2029 | 0 | Zone Substation | None
Mid North | Gawler Belt TF1 11kV | ESS | MVA | 2029 | 1.0009 | Zone Substation | None
Mid North | Gawler Belt TF2 11kV | ESS | MVA | 2029 | 0.72103 | Zone Substation | None
Mid North | Georgetown 11kV | ESS | MVA | 2029 | 0.048743 | Zone Substation | None
Murraylands | Geranium 11kV | ESS | MVA | 2029 | 0.015155 | Zone Substation | None
Upper North | Gladstone 11kV | ESS | MVA | 2029 | 0.41135 | Zone Substation | None
Metro West | Glanville 11kV | ESS | MVA | 2029 | 2.7974 | Zone Substation | None
South East | Glencoe 11kV | ESS | MVA | 2029 | 0.12286 | Zone Substation | None
Metro South | Glenelg North 11kV | ESS | MVA | 2029 | 2.3496 | Zone Substation | None
Riverland | Glossop 11kV | ESS | MVA | 2029 | 0.58092 | Zone Substation | None
Metro East | Golden Grove 11kV | ESS | MVA | 2029 | 8.4071 | Zone Substation | None
Mid North | Gomersal North 11kV | ESS | MVA | 2029 | 0 | Zone Substation | None
Metro South | Goolwa 11kV | ESS | MVA | 2029 | 2.8507 | Zone Substation | None
Mid North | Gulnare 11kV | ESS | MVA | 2029 | 0.018946 | Zone Substation | None
Eastern Hills | Gumeracha 11kV | ESS | MVA | 2029 | 0 | Zone Substation | None
Eastern Hills | Gumeracha Weir 11kV | ESS | MVA | 2029 | 0.022679 | Zone Substation | None
Eastern Hills | Gumhaven 11kV | ESS | MVA | 2029 | 0.0020392 | Zone Substation | None
Metro South | Hackham 11kV | ESS | MVA | 2029 | 3.3904 | Zone Substation | N-1
Eastern Hills | Hahndorf 11kV | ESS | MVA | 2029 | 1.2766 | Zone Substation | None
Mid North | Halbury 11kV | ESS | MVA | 2029 | 0.014845 | Zone Substation | None
Mid North | Hamley Bridge 11kV | ESS | MVA | 2029 | 0.29244 | Zone Substation | None
Metro South | Happy Valley 11kV | ESS | MVA | 2029 | 6.0089 | Zone Substation | None
Metro East | Harrow 11kV | ESS | MVA | 2029 | 2.9812 | Zone Substation | None
South East | Hatherleigh 11kV | ESS | MVA | 2029 | 0.0090477 | Zone Substation | None
Upper North | Hawker 11kV | ESS | MVA | 2029 | 0.085096 | Zone Substation | None
Metro South | Hay Flat 11kV | ESS | MVA | 2029 | 0.0042436 | Zone Substation | None
Metro West | Henley South 11kV | ESS | MVA | 2029 | 6.9502 | Zone Substation | None
Eastern Hills | Hermitage 11kV | ESS | MVA | 2029 | 0.026713 | Zone Substation | None
Metro East | Hillcrest 11kV | ESS | MVA | 2029 | 4.7842 | Zone Substation | None
Adelaide Central | Hindley Street 11kV | ESS | MVA | 2029 | 0.60698 | Zone Substation | None
Metro East | Holden Hill 11kV | ESS | MVA | 2029 | 4.9714 | Zone Substation | None
Metro East | Hope Valley 11kV | ESS | MVA | 2029 | 2.953 | Zone Substation | None
Eastern Hills | Houghton 7.6kV | ESS | MVA | 2029 | 0.44221 | Zone Substation | None
Mid North | Hoyleton 11kV | ESS | MVA | 2029 | 0.019695 | Zone Substation | None
Yorke Peninsula | Hummocks 33kV | ESS | MVA | 2029 | 2.8113 | Connection Point | None
Metro East | Ingle Farm 11kV | ESS | MVA | 2029 | 5.9828 | Zone Substation | None
South East | Inverness 11kV | ESS | MVA | 2029 | 0.0054262 | Zone Substation | None
Murraylands | Jabuk 11kV | ESS | MVA | 2029 | 0.009093 | Zone Substation | None
Yorke Peninsula | James Well 11kV | ESS | MVA | 2029 | 0.05608 | Zone Substation | None
Upper North | Jamestown 11kV | ESS | MVA | 2029 | 0.47061 | Zone Substation | Reverse N-1
Murraylands | Jervois 11kV | ESS | MVA | 2029 | 0.10862 | Zone Substation | None
Yorke Peninsula | Kadina 11kV | ESS | MVA | 2029 | 1.4426 | Zone Substation | None
Yorke Peninsula | Kadina East 33kV | ESS | MVA | 2029 | 22.0844 | Connection Point | None
South East | Kalangadoo 11kV | ESS | MVA | 2029 | 0 | Zone Substation | None
South East | Kalangadoo West 11kV | ESS | MVA | 2029 | 0.091123 | Zone Substation | None
Eastern Hills | Kanmantoo Copper Mine 11kV | ESS | MVA | 2029 | 0.33487 | Connection Point | None
Mid North | Kapunda TF1 11kV | ESS | MVA | 2029 | 0.38176 | Zone Substation | None
Mid North | Kapunda TF2 11kV | ESS | MVA | 2029 | 0.46681 | Zone Substation | None
Murraylands | Karoonda 11kV | ESS | MVA | 2029 | 0.16456 | Zone Substation | Reverse N
South East | Keith 11kV | ESS | MVA | 2029 | 0.4234 | Zone Substation | None
South East | Keith 33kV | ESS | MVA | 2029 | 3.1177 | Connection Point | None
Metro East | Kent Town 11kV | ESS | MVA | 2029 | 2.6773 | Zone Substation | None
Eastern Hills | Kersbrook 11kV | ESS | MVA | 2029 | 0.1539 | Zone Substation | None
Metro South | Keswick 11kV | ESS | MVA | 2029 | 2.3278 | Zone Substation | None
Murraylands | Ki Ki 11kV | ESS | MVA | 2029 | 0.0030594 | Zone Substation | None
Metro West | Kilburn 11kV | ESS | MVA | 2029 | 2.14 | Zone Substation | None
Metro East | Kilburn South 11kV | ESS | MVA | 2029 | 2.0925 | Zone Substation | None
Metro West | Kilkenny 11kV | ESS | MVA | 2029 | 1.5084 | Zone Substation | None
South East | Kincraig 33kV | ESS | MVA | 2029 | 11.6128 | Connection Point | None
Metro South | Kingscote 11kV | ESS | MVA | 2029 | 0.52725 | Zone Substation | None
South East | Kingston SE 11kV | ESS | MVA | 2029 | 0.46511 | Zone Substation | None
Metro South | Kingswood 11kV | ESS | MVA | 2029 | 5.9204 | Zone Substation | None
South East | Kongorong 11kV | ESS | MVA | 2029 | 0.18679 | Zone Substation | None
South East | Kumorna 11kV | ESS | MVA | 2029 | 0.0098315 | Zone Substation | None
Mid North | Kybunga 11kV | ESS | MVA | 2029 | 0.0075612 | Zone Substation | None
Murraylands | Lameroo 11kV | ESS | MVA | 2029 | 0.16386 | Zone Substation | None
Eastern Hills | Langhorne Creek 11kV | ESS | MVA | 2029 | 0.31402 | Zone Substation | None
Metro West | Largs North 11kV | ESS | MVA | 2029 | 2.4618 | Zone Substation | None
Metro West | Lefevre 11kV | ESS | MVA | 2029 | 0.010983 | Zone Substation | None
Upper North | Leigh Creek South 33kV | ESS | MVA | 2029 | 0.1374 | Connection Point | None
Metro East | Linden Park 11kV | ESS | MVA | 2029 | 5.9069 | Zone Substation | None
Eyre Peninsula | Little Swamp 11kV | ESS | MVA | 2029 | 0.032191 | Zone Substation | None
Eastern Hills | Lobethal 11kV | ESS | MVA | 2029 | 1.3859 | Zone Substation | None
Eyre Peninsula | Lock 11kV | ESS | MVA | 2029 | 0.13508 | Zone Substation | None
Riverland | Loveday 11kV | ESS | MVA | 2029 | 8.1289 | Zone Substation | None
Metro South | Lower Mitcham 11kV | ESS | MVA | 2029 | 3.3188 | Zone Substation | None
Riverland | Loxton 11kV | ESS | MVA | 2029 | 3.6241 | Zone Substation | None
South East | Lucindale 11kV | ESS | MVA | 2029 | 0.16238 | Zone Substation | None
Mid North | Lyndoch 11kV | ESS | MVA | 2029 | 0.53245 | Zone Substation | None
Mid North | Lyndoch South 7.6kV | ESS | MVA | 2029 | 0.031037 | Zone Substation | None
Riverland | Lyrup 11kV | ESS | MVA | 2029 | 0.13908 | Zone Substation | None
Metro South | MacGillivray 11kV | ESS | MVA | 2029 | 0.27738 | Zone Substation | None
Yorke Peninsula | Maitland 11kV | ESS | MVA | 2029 | 0.57303 | Zone Substation | None
Mid North | Mallala 11kV | ESS | MVA | 2029 | 0.77438 | Zone Substation | None
Murraylands | Mannum 33kV | ESS | MVA | 2029 | 6.348 | Connection Point | None
Murraylands | Mannum Town 7.6kV | ESS | MVA | 2029 | 0.62831 | Zone Substation | None
Yorke Peninsula | Marion Bay 11kV | ESS | MVA | 2029 | 0.089707 | Zone Substation | None
Mid North | Marrabel 11kV | ESS | MVA | 2029 | 0.209 | Zone Substation | None
Metro South | McLaren Flat TF1 11kV | ESS | MVA | 2029 | 1.2081 | Zone Substation | None
Metro South | McLaren Flat TF2 11kV | ESS | MVA | 2029 | 0.26247 | Zone Substation | None
Metro South | McLaren Vale 11kV | ESS | MVA | 2029 | 0.46421 | Zone Substation | None
Metro South | McLaren Vale Vineyard 11kV | ESS | MVA | 2029 | 0 | Zone Substation | None
Eastern Hills | Meadows 11kV | ESS | MVA | 2029 | 1.4944 | Zone Substation | Reverse N-1
Upper North | Melrose 11kV | ESS | MVA | 2029 | 0.049313 | Zone Substation | None
Murraylands | Meningie 11kV | ESS | MVA | 2029 | 0.28437 | Zone Substation | None
Metro East | Metro East 66kV | ESS | MVA | 2029 | 83.8834 | Connection Point | None
Metro North | Metro North 66kV | ESS | MVA | 2029 | 60.6833 | Connection Point | None
Metro South | Metro South 66kV | ESS | MVA | 2029 | 124.3995 | Connection Point | None
Metro West | Metro West 66kV | ESS | MVA | 2029 | 55.0879 | Connection Point | None
Eastern Hills | Milang 11kV | ESS | MVA | 2029 | 0.45115 | Zone Substation | None
South East | Millicent 11kV | ESS | MVA | 2029 | 0.93972 | Zone Substation | None
Yorke Peninsula | Minlaton 11kV | ESS | MVA | 2029 | 0.29408 | Zone Substation | None
Murraylands | Mobilong 33kV | ESS | MVA | 2029 | 14.2642 | Connection Point | None
Murraylands | Monarto Central 11kV | ESS | MVA | 2029 | 0.029618 | Zone Substation | None
Murraylands | Monarto South 11kV | ESS | MVA | 2029 | 0.20353 | Zone Substation | None
Yorke Peninsula | Moonta 11kV | ESS | MVA | 2029 | 1.2516 | Zone Substation | N-1
Eyre Peninsula | Moorkitabie 11kV | ESS | MVA | 2029 | 0.13846 | Zone Substation | None
Riverland | Morgan 11kV | ESS | MVA | 2029 | 0.12855 | Zone Substation | N
Metro South | Morphett Vale East 11kV | ESS | MVA | 2029 | 6.2078 | Zone Substation | None
Metro South | Morphettville 11kV | ESS | MVA | 2029 | 2.8856 | Zone Substation | None
Eastern Hills | Mount Barker 11kV | ESS | MVA | 2029 | 6.1384 | Zone Substation | None
Eastern Hills | Mount Barker 66kV | ESS | MVA | 2029 | 21.7913 | Connection Point | None
South East | Mount Burr 11kV | ESS | MVA | 2029 | 0.060705 | Zone Substation | None
South East | Mount Gambier 11kV | ESS | MVA | 2029 | 2.5011 | Zone Substation | None
South East | Mount Gambier 33kV | ESS | MVA | 2029 | 2.5916 | Connection Point | None
South East | Mount Gambier North 11kV | ESS | MVA | 2029 | 1.4267 | Zone Substation | N-1
South East | Mount Gambier West 11kV | ESS | MVA | 2029 | 2.1839 | Zone Substation | None
Upper North | Mount Gunson 33kV | ESS | MVA | 2029 | 0 | Connection Point | None
Eastern Hills | Mount Pleasant 11kV | ESS | MVA | 2029 | 0.46072 | Zone Substation | None
South East | Mount Schank 11kV | ESS | MVA | 2029 | 0.090904 | Zone Substation | None
Murraylands | Murray Bridge North 11kV | ESS | MVA | 2029 | 1.7645 | Zone Substation | None
Murraylands | Murray Bridge South 11kV | ESS | MVA | 2029 | 2.7716 | Zone Substation | None
Eastern Hills | Mylor 11kV | ESS | MVA | 2029 | 0.81192 | Zone Substation | None
Murraylands | Mypolonga 11kV | ESS | MVA | 2029 | 0.31497 | Zone Substation | None
Metro South | Myponga 11kV | ESS | MVA | 2029 | 1.4252 | Zone Substation | None
Eastern Hills | Nairne 11kV | ESS | MVA | 2029 | 1.5139 | Zone Substation | Reverse N-1
South East | Nangwarry 11kV | ESS | MVA | 2029 | 0.093566 | Zone Substation | None
South East | Naracoorte 11kV | ESS | MVA | 2029 | 1.5363 | Zone Substation | None
South East | Naracoorte East 11kV | ESS | MVA | 2029 | 0.16827 | Zone Substation | None
Murraylands | Narrung 11kV | ESS | MVA | 2029 | 0.049005 | Zone Substation | None
Upper North | Neuroodla 33kV | ESS | MVA | 2029 | 0.085096 | Connection Point | None
Metro West | New Osborne 11kV | ESS | MVA | 2029 | 0 | Zone Substation | None
Metro West | New Richmond 11kV | ESS | MVA | 2029 | 3.037 | Zone Substation | None
Murraylands | Nildottie 11kV | ESS | MVA | 2029 | 0.091907 | Zone Substation | None
Yorke Peninsula | Ninnes 11kV | ESS | MVA | 2029 | 0.2158 | Zone Substation | None
Metro South | Noarlunga Centre 11kV | ESS | MVA | 2029 | 1.8205 | Zone Substation | None
Metro East | North Adelaide 11kV | ESS | MVA | 2029 | 1.4802 | Zone Substation | None
Metro South | North Unley 11kV | ESS | MVA | 2029 | 2.2071 | Zone Substation | None
Riverland | North West Bend 66kV | ESS | MVA | 2029 | 4.0784 | Connection Point | None
Metro East | Northfield 11kV | ESS | MVA | 2029 | 2.3624 | Zone Substation | N
Metro East | Norwood 11kV | ESS | MVA | 2029 | 7.676 | Zone Substation | None
Mid North | Nuriootpa 11kV | ESS | MVA | 2029 | 1.5364 | Zone Substation | None
Metro South | Oaklands 11kV | ESS | MVA | 2029 | 5.0764 | Zone Substation | None
Upper North | Orroroo 11kV | ESS | MVA | 2029 | 0.21974 | Zone Substation | None
South East | Padthaway 11kV | ESS | MVA | 2029 | 0.22274 | Zone Substation | None
Murraylands | Palmer 11kV | ESS | MVA | 2029 | 0.041246 | Zone Substation | None
Metro South | Panorama 11kV | ESS | MVA | 2029 | 3.8681 | Zone Substation | None
Metro North | Parafield Gardens 11kV | ESS | MVA | 2029 | 10.1813 | Zone Substation | None
Metro North | Paralowie 11kV | ESS | MVA | 2029 | 2.2938 | Zone Substation | None
Murraylands | Parilla 11kV | ESS | MVA | 2029 | 0.034633 | Zone Substation | None
Riverland | Paringa 11kV | ESS | MVA | 2029 | 0.27498 | Zone Substation | None
Riverland | Paringa 33kV | ESS | MVA | 2029 | 0.3509 | Zone Substation | None
Yorke Peninsula | Paskeville 11kV | ESS | MVA | 2029 | 0.054193 | Zone Substation | None
Murraylands | Peake 11kV | ESS | MVA | 2029 | 0.019629 | Zone Substation | None
Murraylands | Pellaring Flat 11kV | ESS | MVA | 2029 | 0.0088825 | Zone Substation | None
Metro North | Penfield 11kV | ESS | MVA | 2029 | 1.8845 | Zone Substation | None
Metro South | Penneshaw 11kV | ESS | MVA | 2029 | 0.19242 | Zone Substation | None
South East | Penola 11kV | ESS | MVA | 2029 | 0.44232 | Zone Substation | None
South East | Penola West 33kV | ESS | MVA | 2029 | 0.69452 | Connection Point | None
Upper North | Peterborough 11kV | ESS | MVA | 2029 | 0.32005 | Zone Substation | None
Eastern Hills | Piccadilly 11kV | ESS | MVA | 2029 | 0.48542 | Zone Substation | None
Murraylands | Pinnaroo 11kV | ESS | MVA | 2029 | 0.14379 | Zone Substation | None
Murraylands | Pinnaroo South 11kV | ESS | MVA | 2029 | 0.0012063 | Zone Substation | None
Metro South | Plympton 11kV | ESS | MVA | 2029 | 2.6297 | Zone Substation | None
Eyre Peninsula | Point Boston 11kV | ESS | MVA | 2029 | 0.021005 | Zone Substation | None
Eyre Peninsula | Polda 11kV | ESS | MVA | 2029 | 0.13852 | Zone Substation | None
Eyre Peninsula | Poonindie 11kV | ESS | MVA | 2029 | 0.095559 | Zone Substation | None
Metro West | Port Adelaide 11kV | ESS | MVA | 2029 | 1.7324 | Zone Substation | None
Metro West | Port Adelaide North 11kV | ESS | MVA | 2029 | 1.0629 | Zone Substation | None
Upper North | Port Augusta 11kV | ESS | MVA | 2029 | 1.2903 | Zone Substation | None
Upper North | Port Augusta West TF1 11kV | ESS | MVA | 2029 | 0.5184 | Zone Substation | None
Upper North | Port Augusta West TF2 11kV | ESS | MVA | 2029 | 0.31435 | Zone Substation | None
Upper North | Port Broughton 11kV | ESS | MVA | 2029 | 0.4806 | Zone Substation | None
Yorke Peninsula | Port Clinton 11kV | ESS | MVA | 2029 | 0.11615 | Zone Substation | None
Upper North | Port Germein 11kV | ESS | MVA | 2029 | 0.14954 | Zone Substation | None
Yorke Peninsula | Port Giles 11kV | ESS | MVA | 2029 | 0.043651 | Zone Substation | None
Yorke Peninsula | Port Julia 11kV | ESS | MVA | 2029 | 0.064156 | Zone Substation | None
Eyre Peninsula | Port Lincoln City 11kV | ESS | MVA | 2029 | 1.9745 | Zone Substation | None
Eyre Peninsula | Port Lincoln Docks 11kV | ESS | MVA | 2029 | 0.61795 | Zone Substation | None
Eyre Peninsula | Port Lincoln Marina 11kV | ESS | MVA | 2029 | 1.0725 | Zone Substation | None
Eyre Peninsula | Port Lincoln Terminal 33kV | ESS | MVA | 2029 | 5.4931 | Connection Point | None
Metro South | Port Noarlunga 11kV | ESS | MVA | 2029 | 5.5453 | Zone Substation | None
Upper North | Port Pirie Bungama 33kV | ESS | MVA | 2029 | 13.855 | Connection Point | None
Upper North | Port Pirie South 11kV | ESS | MVA | 2029 | 2.9694 | Zone Substation | None
Metro South | Port Stanvac 11kV | ESS | MVA | 2029 | 8.0979 | Zone Substation | None
Metro South | Port Stanvac TF2 11kV | ESS | MVA | 2029 | 0 | Zone Substation | None
Yorke Peninsula | Port Vincent 11kV | ESS | MVA | 2029 | 0.17609 | Zone Substation | None
Riverland | Portee 11kV | ESS | MVA | 2029 | 0.0066818 | Zone Substation | N
Metro East | Prospect 11kV | ESS | MVA | 2029 | 3.5266 | Zone Substation | None
Murraylands | Punyelroo 11kV | ESS | MVA | 2029 | 0.078739 | Zone Substation | None
Riverland | Pyap 11kV | ESS | MVA | 2029 | 0.86974 | Zone Substation | None
Riverland | Qualco 11kV | ESS | MVA | 2029 | 0.048959 | Zone Substation | N
Metro West | Queenstown 11kV | ESS | MVA | 2029 | 2.1892 | Zone Substation | None
Upper North | Quorn 11kV | ESS | MVA | 2029 | 0.24837 | Zone Substation | None
Riverland | Ramco 11kV | ESS | MVA | 2029 | 0.26381 | Zone Substation | None
Metro South | Rapid Bay 11kV | ESS | MVA | 2029 | 0.015229 | Zone Substation | None
Riverland | Renmark 11kV | ESS | MVA | 2029 | 4.4373 | Zone Substation | None
Mid North | Riverton 11kV | ESS | MVA | 2029 | 0.33461 | Zone Substation | None
South East | Robe 7.6kV | ESS | MVA | 2029 | 0.35654 | Zone Substation | None
Mid North | Robertstown 11kV | ESS | MVA | 2029 | 0.14691 | Zone Substation | None
Riverland | Roonka 11kV | ESS | MVA | 2029 | 0.76079 | Zone Substation | None
Eyre Peninsula | Rudall 11kV | ESS | MVA | 2029 | 0.016514 | Zone Substation | None
Metro North | Salisbury 11kV | ESS | MVA | 2029 | 8.7158 | Zone Substation | N
Metro South | Salt Cliffs 11kV | ESS | MVA | 2029 | 0.033275 | Zone Substation | None
Mid North | Sandy Creek 11kV | ESS | MVA | 2029 | 0.31765 | Zone Substation | None
Metro South | Seacombe 11kV | ESS | MVA | 2029 | 6.5019 | Zone Substation | None
Metro South | Seaford 11kV | ESS | MVA | 2029 | 1.9307 | Zone Substation | None
Metro South | Second Valley 11kV | ESS | MVA | 2029 | 0.11131 | Zone Substation | None
Metro South | Sheidow Park 11kV | ESS | MVA | 2029 | 4.3803 | Zone Substation | Reverse N-1
Murraylands | Sherlock 11kV | ESS | MVA | 2029 | 0.0070483 | Zone Substation | None
Metro North | Smithfield West 11kV | ESS | MVA | 2029 | 4.4525 | Zone Substation | N-1
South East | Snuggery Rural 33kV | ESS | MVA | 2029 | 6.9394 | Connection Point | None
South East | South End 11kV | ESS | MVA | 2029 | 0.095259 | Zone Substation | Reverse N-1
Mid North | Spalding 11kV | ESS | MVA | 2029 | 0.15173 | Zone Substation | None
Metro South | Square Water Hole 11kV | ESS | MVA | 2029 | 0.77401 | Zone Substation | None
Yorke Peninsula | Stansbury 11kV | ESS | MVA | 2029 | 0.19776 | Zone Substation | None
Eastern Hills | Stirling East 11kV | ESS | MVA | 2029 | 1.8415 | Zone Substation | None
Upper North | Stirling North 1 11kV | ESS | MVA | 2029 | 0.21314 | Zone Substation | None
Upper North | Stirling North 2 11kV | ESS | MVA | 2029 | 0.23658 | Zone Substation | None
Mid North | Stockwell TF1 11kV | ESS | MVA | 2029 | 0.33245 | Zone Substation | None
Mid North | Stockwell TF2 11kV | ESS | MVA | 2029 | 0.013148 | Zone Substation | None
Eyre Peninsula | Stony Point 11kV | ESS | MVA | 2029 | 0.015679 | Connection Point | None
Eastern Hills | Strathalbyn 11kV | ESS | MVA | 2029 | 2.3113 | Zone Substation | None
Eyre Peninsula | Streaky Bay 11kV | ESS | MVA | 2029 | 0.44684 | Zone Substation | Reverse N-1
Riverland | Swan Reach 11kV | ESS | MVA | 2029 | 0.16112 | Zone Substation | None
Riverland | Swan Reach 33kV | ESS | MVA | 2029 | 0.71112 | Zone Substation | None
Murraylands | Tailem Bend 33kV | ESS | MVA | 2029 | 8.2859 | Connection Point | None
Murraylands | Tailem Bend Town 11kV | ESS | MVA | 2029 | 0.40578 | Zone Substation | None
South East | Tantanoola 11kV | ESS | MVA | 2029 | 0.063743 | Zone Substation | None
Eyre Peninsula | Tarlton 11kV | ESS | MVA | 2029 | 0.077224 | Zone Substation | None
South East | Tarpeena South 11kV | ESS | MVA | 2029 | 0.090494 | Zone Substation | N-1
Metro East | Tea Tree Gully 11kV | ESS | MVA | 2029 | 5.1088 | Zone Substation | None
Murraylands | Teal Flat 11kV | ESS | MVA | 2029 | 0.2658 | Zone Substation | None
Upper North | Telowie 11kV | ESS | MVA | 2029 | 0.075264 | Zone Substation | None
Mid North | Templers 33kV | ESS | MVA | 2029 | 5.0212 | Connection Point | None
Metro West | Thebarton 11kV | ESS | MVA | 2029 | 2.4024 | Zone Substation | None
South East | Tintinara 11kV | ESS | MVA | 2029 | 0.14375 | Zone Substation | None
Metro South | Tonsley Park 11kV | ESS | MVA | 2029 | 3.4837 | Zone Substation | None
Eyre Peninsula | Tumby Bay 11kV | ESS | MVA | 2029 | 0.62095 | Zone Substation | None
Metro North | Two Wells 11kV | ESS | MVA | 2029 | 1.0301 | Zone Substation | N-1
Eyre Peninsula | Uley 11kV | ESS | MVA | 2029 | 0.049323 | Zone Substation | None
Eyre Peninsula | Uley South 11kV | ESS | MVA | 2029 | 0 | Zone Substation | None
Eastern Hills | Uraidla 11kV | ESS | MVA | 2029 | 1.18 | Zone Substation | None
Eastern Hills | Uraidla 33kV | ESS | MVA | 2029 | 3.9355 | Zone Substation | None
Eastern Hills | Verdun 11kV | ESS | MVA | 2029 | 0.20486 | Zone Substation | None
Metro South | Victor Harbor 11kV | ESS | MVA | 2029 | 4.5433 | Zone Substation | None
Metro North | Virginia 11kV | ESS | MVA | 2029 | 1.0344 | Zone Substation | None
Riverland | Waikerie 11kV | ESS | MVA | 2029 | 1.9202 | Zone Substation | None
Murraylands | Walker Flat 11kV | ESS | MVA | 2029 | 0.17807 | Zone Substation | None
Yorke Peninsula | Wallaroo 11kV | ESS | MVA | 2029 | 1.2027 | Zone Substation | None
Yorke Peninsula | Warooka 11kV | ESS | MVA | 2029 | 0.33577 | Zone Substation | None
Mid North | Wasleys 11kV | ESS | MVA | 2029 | 0.2921 | Zone Substation | None
Mid North | Waterloo 33kV | ESS | MVA | 2029 | 1.5791 | Connection Point | None
Mid North | Waterloo Town 11kV | ESS | MVA | 2029 | 0.045156 | Zone Substation | None
Murraylands | White Sands 11kV | ESS | MVA | 2029 | 0 | Zone Substation | None
Adelaide Central | Whitmore Square 11kV | ESS | MVA | 2029 | 1.1402 | Zone Substation | None
Eyre Peninsula | Whyalla Central 33kV | ESS | MVA | 2029 | 7.9835 | Connection Point | None
Eyre Peninsula | Whyalla City 11kV | ESS | MVA | 2029 | 1.9996 | Zone Substation | None
Eyre Peninsula | Whyalla North 11kV | ESS | MVA | 2029 | 0.027298 | Zone Substation | None
Eyre Peninsula | Whyalla Stuart 11kV | ESS | MVA | 2029 | 1.6635 | Zone Substation | None
Mid North | Williamstown 11kV | ESS | MVA | 2029 | 0.12991 | Zone Substation | None
Mid North | Williamstown South 11kV | ESS | MVA | 2029 | 0.48744 | Zone Substation | None
Metro South | Willunga 11kV | ESS | MVA | 2029 | 0.9937 | Zone Substation | None
Metro South | Willunga 33kV | ESS | MVA | 2029 | 0.49539 | Zone Substation | None
Upper North | Wilmington 11kV | ESS | MVA | 2029 | 0.14721 | Zone Substation | None
Upper North | Wirrabara Forest 11kV | ESS | MVA | 2029 | 0.032361 | Zone Substation | None
Upper North | Wirrabara South 11kV | ESS | MVA | 2029 | 0.0023371 | Zone Substation | None
Metro South | Wirrina Cove 11kV | ESS | MVA | 2029 | 0.065913 | Zone Substation | None
Upper North | Wongyarra 11kV | ESS | MVA | 2029 | 0.011472 | Zone Substation | None
Metro East | Woodforde 11kV | ESS | MVA | 2029 | 5.373 | Zone Substation | None
Murraylands | Woods Point 11kV | ESS | MVA | 2029 | 0.18803 | Zone Substation | None
Eastern Hills | Woodside 11kV | ESS | MVA | 2029 | 1.6886 | Zone Substation | Reverse N-1
Metro West | Woodville 11kV | ESS | MVA | 2029 | 1.06 | Zone Substation | None
Metro West | Woodville 33kV | ESS | MVA | 2029 | 0 | Zone Substation | None
Riverland | Woolpunda 11kV | ESS | MVA | 2029 | 0.076717 | Zone Substation | None
Eyre Peninsula | Wudinna 11kV | ESS | MVA | 2029 | 0.25202 | Zone Substation | None
Eyre Peninsula | Wudinna 66kV | ESS | MVA | 2029 | 1.9332 | Connection Point | None
Eyre Peninsula | Yadnarie 66kV | ESS | MVA | 2029 | 1.216 | Connection Point | None
Metro South | Yankalilla 11kV | ESS | MVA | 2029 | 1.2477 | Zone Substation | None
Metro South | Yankalilla 33kV | ESS | MVA | 2029 | 0.2315 | Zone Substation | None
Metro South | Yankalilla Hill 11kV | ESS | MVA | 2029 | 0 | Zone Substation | None
Upper North | Yongala 11kV | ESS | MVA | 2029 | 0.011394 | Zone Substation | None
Yorke Peninsula | Yorketown 11kV | ESS | MVA | 2029 | 0.27692 | Zone Substation | None
Adelaide Central | ACR 66kV | Non-IES | MVA | 2025 | 4.682 | Connection Point | None
Eastern Hills | Aldgate 11kV | Non-IES | MVA | 2025 | 0 | Zone Substation | None
Metro South | Aldinga 11kV | Non-IES | MVA | 2025 | 0 | Zone Substation | None
South East | Allendale East 11kV | Non-IES | MVA | 2025 | 0 | Zone Substation | None
Mid North | Alma 11kV | Non-IES | MVA | 2025 | 0 | Zone Substation | None
Metro South | American River 11kV | Non-IES | MVA | 2025 | 0 | Zone Substation | None
Eastern Hills | Angas Creek 33kV | Non-IES | MVA | 2025 | 0 | Connection Point | None
Mid North | Angaston 11kV | Non-IES | MVA | 2025 | 0 | Zone Substation | None
Metro North | Angle Vale 11kV | Non-IES | MVA | 2025 | 0 | Zone Substation | None
Yorke Peninsula | Ardrossan 11kV | Non-IES | MVA | 2025 | 0 | Zone Substation | None
Yorke Peninsula | Ardrossan West 33kV | Non-IES | MVA | 2025 | 0 | Connection Point | None
Eyre Peninsula | Arno Bay 11kV | Non-IES | MVA | 2025 | 0 | Zone Substation | None
Metro South | Ascot Park 11kV | Non-IES | MVA | 2025 | 0 | Zone Substation | N
Metro West | Athol Park 11kV | Non-IES | MVA | 2025 | 0 | Zone Substation | None
Mid North | Auburn 11kV | Non-IES | MVA | 2025 | 0 | Zone Substation | None
Yorke Peninsula | Balaklava 7.6kV | Non-IES | MVA | 2025 | 0 | Zone Substation | None
Eastern Hills | Balhannah 33kV | Non-IES | MVA | 2025 | 0 | Zone Substation | None
Upper North | Baroota 33kV | Non-IES | MVA | 2025 | 0 | Connection Point | None
Upper North | Baroota Town 11kV | Non-IES | MVA | 2025 | 0 | Zone Substation | None
Mid North | Barossa South TF1 11kV | Non-IES | MVA | 2025 | 0 | Zone Substation | None
Mid North | Barossa South TF2 11kV | Non-IES | MVA | 2025 | 0 | Zone Substation | None
South East | Beachport 11kV | Non-IES | MVA | 2025 | 0 | Zone Substation | None
Murraylands | Belvedere Road 7.6kV | Non-IES | MVA | 2025 | 0 | Zone Substation | None
Riverland | Berri 11kV | Non-IES | MVA | 2025 | 0 | Zone Substation | None
Riverland | Berri 66kV | Non-IES | MVA | 2025 | 0 | Connection Point | None
Murraylands | Binnies 11kV | Non-IES | MVA | 2025 | 0 | Zone Substation | None
Eastern Hills | Birdwood 11kV | Non-IES | MVA | 2025 | 0 | Zone Substation | None
Yorke Peninsula | Black Point 11kV | Non-IES | MVA | 2025 | 0 | Zone Substation | None
Metro West | Blackpool 11kV | Non-IES | MVA | 2025 | 0 | Zone Substation | None
Metro South | Blackwood 11kV | Non-IES | MVA | 2025 | 0 | Zone Substation | None
South East | Blanche 33kV | Non-IES | MVA | 2025 | 0 | Connection Point | None
Upper North | Booleroo Centre 11kV | Non-IES | MVA | 2025 | 0 | Zone Substation | None
Eyre Peninsula | Boothby 33kV | Non-IES | MVA | 2025 | 0 | Zone Substation | N-1
Upper North | Booyoolie 11kV | Non-IES | MVA | 2025 | 0 | Zone Substation | None
South East | Bordertown 11kV | Non-IES | MVA | 2025 | 5.68 | Zone Substation | N-1
Mid North | Brinkworth 33kV | Non-IES | MVA | 2025 | 0 | Connection Point | None
Mid North | Brinkworth Town 11kV | Non-IES | MVA | 2025 | 0 | Zone Substation | None
Eastern Hills | Brukunga 11kV | Non-IES | MVA | 2025 | 0 | Zone Substation | None
Upper North | Bungama Napperby 11kV | Non-IES | MVA | 2025 | 0 | Zone Substation | None
Metro East | Burnside 11kV | Non-IES | MVA | 2025 | 0 | Zone Substation | None
Mid North | Burra TF2 11kV | Non-IES | MVA | 2025 | 0 | Zone Substation | None
Riverland | Cadell 11kV | Non-IES | MVA | 2025 | 0 | Zone Substation | None
Murraylands | Caloote 11kV | Non-IES | MVA | 2025 | 0 | Zone Substation | None
Upper North | Caltowie 11kV | Non-IES | MVA | 2025 | 0 | Zone Substation | None
Murraylands | Cambrai 11kV | Non-IES | MVA | 2025 | 0 | Zone Substation | None
Murraylands | Campbell Park 11kV | Non-IES | MVA | 2025 | 0 | Zone Substation | None
Metro East | Campbelltown 11kV | Non-IES | MVA | 2025 | 0.2 | Zone Substation | None
Metro South | Cape Jervis 11kV | Non-IES | MVA | 2025 | 0 | Zone Substation | None
Metro South | Cape Jervis 33kV | Non-IES | MVA | 2025 | 34.5 | Zone Substation | N-1
Eyre Peninsula | Caralue 11kV | Non-IES | MVA | 2025 | 0 | Zone Substation | None
Metro West | Cavan 11kV | Non-IES | MVA | 2025 | 0 | Zone Substation | None
Adelaide Central | CBD 33kV | Non-IES | MVA | 2025 | 0.31 | Zone Substation | None
Eyre Peninsula | Ceduna 11kV | Non-IES | MVA | 2025 | 0.4 | Zone Substation | None
Eastern Hills | Chain of Ponds 11kV | Non-IES | MVA | 2025 | 0 | Zone Substation | None
Metro West | Cheltenham 11kV | Non-IES | MVA | 2025 | 0 | Zone Substation | None
Metro West | Cheltenham 33kV | Non-IES | MVA | 2025 | 0 | Zone Substation | None
Mid North | Clare 11kV | Non-IES | MVA | 2025 | 0 | Zone Substation | None
Mid North | Clare North 33kV | Non-IES | MVA | 2025 | 0 | Connection Point | None
Metro South | Clarence Gardens 11kV | Non-IES | MVA | 2025 | 0 | Zone Substation | None
Metro South | Clarendon 11kV | Non-IES | MVA | 2025 | 0 | Zone Substation | None
Metro East | Clearview 11kV | Non-IES | MVA | 2025 | 0 | Zone Substation | N
Eyre Peninsula | Cleve 11kV | Non-IES | MVA | 2025 | 0 | Zone Substation | None
Eyre Peninsula | Cleve 33kV | Non-IES | MVA | 2025 | 1.64 | Zone Substation | N-1
Eyre Peninsula | Coffin Bay 11kV | Non-IES | MVA | 2025 | 0 | Zone Substation | None
Mid North | Collinsfield 11kV | Non-IES | MVA | 2025 | 0 | Zone Substation | None
Murraylands | Coomandook 11kV | Non-IES | MVA | 2025 | 0 | Zone Substation | None
Murraylands | Coonalpyn 11kV | Non-IES | MVA | 2025 | 0 | Zone Substation | None
South East | Coonawarra 11kV | Non-IES | MVA | 2025 | 0 | Zone Substation | None
Upper North | Copley Nepabunna 33kV | Non-IES | MVA | 2025 | 0 | Zone Substation | N-1
Riverland | Cordola 11kV | Non-IES | MVA | 2025 | 0 | Zone Substation | None
Adelaide Central | Coromandel Place 11kV | Non-IES | MVA | 2025 | 0 | Zone Substation | None
Eyre Peninsula | Cowell 11kV | Non-IES | MVA | 2025 | 0 | Zone Substation | None
Metro West | Croydon 11kV | Non-IES | MVA | 2025 | 0 | Zone Substation | None
Metro West | Croydon Park 11kV | Non-IES | MVA | 2025 | 0 | Zone Substation | None
Upper North | Crystal Brook 11kV | Non-IES | MVA | 2025 | 0 | Zone Substation | None
Metro South | Cudmore Park 11kV | Non-IES | MVA | 2025 | 0 | Zone Substation | None
Eyre Peninsula | Cummins 11kV | Non-IES | MVA | 2025 | 0 | Zone Substation | None
Yorke Peninsula | Curramulka 7.6kV | Non-IES | MVA | 2025 | 0 | Zone Substation | None
Yorke Peninsula | Curramulka South 11kV | Non-IES | MVA | 2025 | 0 | Zone Substation | None
Yorke Peninsula | Dalrymple 33kV | Non-IES | MVA | 2025 | 0 | Connection Point | None
Eyre Peninsula | Darke Peak 11kV | Non-IES | MVA | 2025 | 0 | Zone Substation | None
Upper North | Davenport West 33kV | Non-IES | MVA | 2025 | 0 | Connection Point | None
Eastern Hills | Deloraine 11kV | Non-IES | MVA | 2025 | 0 | Zone Substation | None
Metro North | Direk 11kV | Non-IES | MVA | 2025 | 0 | Zone Substation | None
Mid North | Dorrien 33kV | Non-IES | MVA | 2025 | 50 | Connection Point | None
Mid North | Dorrien TF4 11kV | Non-IES | MVA | 2025 | 0 | Zone Substation | None
Mid North | Dorrien TF5 11kV | Non-IES | MVA | 2025 | 0 | Zone Substation | None
Yorke Peninsula | Dowlingville 11kV | Non-IES | MVA | 2025 | 0 | Zone Substation | None
Adelaide Central | East Terrace 11kV | Non-IES | MVA | 2025 | 0 | Zone Substation | None
Metro North | Edinburgh 11kV | Non-IES | MVA | 2025 | 4 | Zone Substation | None
Yorke Peninsula | Edithburgh 11kV | Non-IES | MVA | 2025 | 0 | Zone Substation | None
Metro North | Elizabeth Downs 11kV | Non-IES | MVA | 2025 | 0 | Zone Substation | None
Metro North | Elizabeth Heights 11kV | Non-IES | MVA | 2025 | 0 | Zone Substation | None
Metro North | Elizabeth South 11kV | Non-IES | MVA | 2025 | 0 | Zone Substation | None
Mid North | Eudunda 11kV | Non-IES | MVA | 2025 | 0 | Zone Substation | None
Metro North | Evanston 11kV | Non-IES | MVA | 2025 | 1.428 | Zone Substation | N-1
Metro North | Evanston 33kV | Non-IES | MVA | 2025 | 0 | Zone Substation | None
Metro West | Findon 11kV | Non-IES | MVA | 2025 | 0 | Zone Substation | None
Metro West | Flinders Park 11kV | Non-IES | MVA | 2025 | 0 | Zone Substation | None
Mid North | Florieton SWER 19kV | Non-IES | MVA | 2025 | 0 | Connection Point | None
Eastern Hills | Forreston 11kV | Non-IES | MVA | 2025 | 0 | Zone Substation | None
Mid North | Freeling 11kV | Non-IES | MVA | 2025 | 0 | Zone Substation | None
Mid North | Freeling North 11kV | Non-IES | MVA | 2025 | 0 | Zone Substation | None
Metro West | Fulham Gardens 11kV | Non-IES | MVA | 2025 | 0 | Zone Substation | None
Upper North | Fullerville 11kV | Non-IES | MVA | 2025 | 0 | Zone Substation | None
Mid North | Gawler Belt TF1 11kV | Non-IES | MVA | 2025 | 0 | Zone Substation | None
Mid North | Gawler Belt TF2 11kV | Non-IES | MVA | 2025 | 0 | Zone Substation | None
Mid North | Georgetown 11kV | Non-IES | MVA | 2025 | 0 | Zone Substation | None
Murraylands | Geranium 11kV | Non-IES | MVA | 2025 | 0 | Zone Substation | None
Upper North | Gladstone 11kV | Non-IES | MVA | 2025 | 0 | Zone Substation | None
Metro West | Glanville 11kV | Non-IES | MVA | 2025 | 0 | Zone Substation | None
South East | Glencoe 11kV | Non-IES | MVA | 2025 | 0 | Zone Substation | None
Metro South | Glenelg North 11kV | Non-IES | MVA | 2025 | 0 | Zone Substation | None
Riverland | Glossop 11kV | Non-IES | MVA | 2025 | 0 | Zone Substation | None
Metro East | Golden Grove 11kV | Non-IES | MVA | 2025 | 0 | Zone Substation | None
Mid North | Gomersal North 11kV | Non-IES | MVA | 2025 | 0 | Zone Substation | None
Metro South | Goolwa 11kV | Non-IES | MVA | 2025 | 0 | Zone Substation | None
Mid North | Gulnare 11kV | Non-IES | MVA | 2025 | 0 | Zone Substation | None
Eastern Hills | Gumeracha 11kV | Non-IES | MVA | 2025 | 0 | Zone Substation | None
Eastern Hills | Gumeracha Weir 11kV | Non-IES | MVA | 2025 | 0 | Zone Substation | None
Eastern Hills | Gumhaven 11kV | Non-IES | MVA | 2025 | 0 | Zone Substation | None
Metro South | Hackham 11kV | Non-IES | MVA | 2025 | 0 | Zone Substation | N-1
Eastern Hills | Hahndorf 11kV | Non-IES | MVA | 2025 | 0 | Zone Substation | None
Mid North | Halbury 11kV | Non-IES | MVA | 2025 | 0 | Zone Substation | None
Mid North | Hamley Bridge 11kV | Non-IES | MVA | 2025 | 0 | Zone Substation | None
Metro South | Happy Valley 11kV | Non-IES | MVA | 2025 | 0 | Zone Substation | None
Metro East | Harrow 11kV | Non-IES | MVA | 2025 | 0 | Zone Substation | None
South East | Hatherleigh 11kV | Non-IES | MVA | 2025 | 0 | Zone Substation | None
Upper North | Hawker 11kV | Non-IES | MVA | 2025 | 0 | Zone Substation | None
Metro South | Hay Flat 11kV | Non-IES | MVA | 2025 | 0 | Zone Substation | None
Metro West | Henley South 11kV | Non-IES | MVA | 2025 | 0 | Zone Substation | None
Eastern Hills | Hermitage 11kV | Non-IES | MVA | 2025 | 0 | Zone Substation | None
Metro East | Hillcrest 11kV | Non-IES | MVA | 2025 | 0.63 | Zone Substation | None
Adelaide Central | Hindley Street 11kV | Non-IES | MVA | 2025 | 0.372 | Zone Substation | None
Metro East | Holden Hill 11kV | Non-IES | MVA | 2025 | 0 | Zone Substation | None
Metro East | Hope Valley 11kV | Non-IES | MVA | 2025 | 1.86 | Zone Substation | None
Eastern Hills | Houghton 7.6kV | Non-IES | MVA | 2025 | 0 | Zone Substation | None
Mid North | Hoyleton 11kV | Non-IES | MVA | 2025 | 0 | Zone Substation | None
Yorke Peninsula | Hummocks 33kV | Non-IES | MVA | 2025 | 0 | Connection Point | None
Metro East | Ingle Farm 11kV | Non-IES | MVA | 2025 | 0 | Zone Substation | None
South East | Inverness 11kV | Non-IES | MVA | 2025 | 0 | Zone Substation | None
Murraylands | Jabuk 11kV | Non-IES | MVA | 2025 | 0 | Zone Substation | None
Yorke Peninsula | James Well 11kV | Non-IES | MVA | 2025 | 0 | Zone Substation | None
Upper North | Jamestown 11kV | Non-IES | MVA | 2025 | 0 | Zone Substation | Reverse N-1
Murraylands | Jervois 11kV | Non-IES | MVA | 2025 | 0 | Zone Substation | None
Yorke Peninsula | Kadina 11kV | Non-IES | MVA | 2025 | 0 | Zone Substation | None
Yorke Peninsula | Kadina East 33kV | Non-IES | MVA | 2025 | 0 | Connection Point | None
South East | Kalangadoo 11kV | Non-IES | MVA | 2025 | 0 | Zone Substation | None
South East | Kalangadoo West 11kV | Non-IES | MVA | 2025 | 0 | Zone Substation | None
Eastern Hills | Kanmantoo Copper Mine 11kV | Non-IES | MVA | 2025 | 0 | Connection Point | None
Mid North | Kapunda TF1 11kV | Non-IES | MVA | 2025 | 0 | Zone Substation | None
Mid North | Kapunda TF2 11kV | Non-IES | MVA | 2025 | 0 | Zone Substation | None
Murraylands | Karoonda 11kV | Non-IES | MVA | 2025 | 0 | Zone Substation | Reverse N
South East | Keith 11kV | Non-IES | MVA | 2025 | 0 | Zone Substation | None
South East | Keith 33kV | Non-IES | MVA | 2025 | 5.68 | Connection Point | None
Metro East | Kent Town 11kV | Non-IES | MVA | 2025 | 0 | Zone Substation | None
Eastern Hills | Kersbrook 11kV | Non-IES | MVA | 2025 | 0 | Zone Substation | None
Metro South | Keswick 11kV | Non-IES | MVA | 2025 | 0 | Zone Substation | None
Murraylands | Ki Ki 11kV | Non-IES | MVA | 2025 | 0 | Zone Substation | None
Metro West | Kilburn 11kV | Non-IES | MVA | 2025 | 5.104 | Zone Substation | None
Metro East | Kilburn South 11kV | Non-IES | MVA | 2025 | 0 | Zone Substation | None
Metro West | Kilkenny 11kV | Non-IES | MVA | 2025 | 0 | Zone Substation | None
South East | Kincraig 33kV | Non-IES | MVA | 2025 | 0.531 | Connection Point | None
Metro South | Kingscote 11kV | Non-IES | MVA | 2025 | 0 | Zone Substation | None
South East | Kingston SE 11kV | Non-IES | MVA | 2025 | 0 | Zone Substation | None
Metro South | Kingswood 11kV | Non-IES | MVA | 2025 | 0.721 | Zone Substation | None
South East | Kongorong 11kV | Non-IES | MVA | 2025 | 0 | Zone Substation | None
South East | Kumorna 11kV | Non-IES | MVA | 2025 | 0 | Zone Substation | None
Mid North | Kybunga 11kV | Non-IES | MVA | 2025 | 0 | Zone Substation | None
Murraylands | Lameroo 11kV | Non-IES | MVA | 2025 | 0 | Zone Substation | None
Eastern Hills | Langhorne Creek 11kV | Non-IES | MVA | 2025 | 0.98 | Zone Substation | None
Metro West | Largs North 11kV | Non-IES | MVA | 2025 | 0 | Zone Substation | None
Metro West | Lefevre 11kV | Non-IES | MVA | 2025 | 0 | Zone Substation | None
Upper North | Leigh Creek South 33kV | Non-IES | MVA | 2025 | 0 | Connection Point | None
Metro East | Linden Park 11kV | Non-IES | MVA | 2025 | 0 | Zone Substation | None
Eyre Peninsula | Little Swamp 11kV | Non-IES | MVA | 2025 | 0 | Zone Substation | None
Eastern Hills | Lobethal 11kV | Non-IES | MVA | 2025 | 0 | Zone Substation | None
Eyre Peninsula | Lock 11kV | Non-IES | MVA | 2025 | 0 | Zone Substation | None
Riverland | Loveday 11kV | Non-IES | MVA | 2025 | 0 | Zone Substation | None
Metro South | Lower Mitcham 11kV | Non-IES | MVA | 2025 | 0 | Zone Substation | None
Riverland | Loxton 11kV | Non-IES | MVA | 2025 | 0 | Zone Substation | None
South East | Lucindale 11kV | Non-IES | MVA | 2025 | 0 | Zone Substation | None
Mid North | Lyndoch 11kV | Non-IES | MVA | 2025 | 0 | Zone Substation | None
Mid North | Lyndoch South 7.6kV | Non-IES | MVA | 2025 | 0 | Zone Substation | None
Riverland | Lyrup 11kV | Non-IES | MVA | 2025 | 0 | Zone Substation | None
Metro South | MacGillivray 11kV | Non-IES | MVA | 2025 | 0 | Zone Substation | None
Yorke Peninsula | Maitland 11kV | Non-IES | MVA | 2025 | 0 | Zone Substation | None
Mid North | Mallala 11kV | Non-IES | MVA | 2025 | 0 | Zone Substation | None
Murraylands | Mannum 33kV | Non-IES | MVA | 2025 | 0 | Connection Point | None
Murraylands | Mannum Town 7.6kV | Non-IES | MVA | 2025 | 0 | Zone Substation | None
Yorke Peninsula | Marion Bay 11kV | Non-IES | MVA | 2025 | 0 | Zone Substation | None
Mid North | Marrabel 11kV | Non-IES | MVA | 2025 | 0 | Zone Substation | None
Metro South | McLaren Flat TF1 11kV | Non-IES | MVA | 2025 | 0 | Zone Substation | None
Metro South | McLaren Flat TF2 11kV | Non-IES | MVA | 2025 | 0 | Zone Substation | None
Metro South | McLaren Vale 11kV | Non-IES | MVA | 2025 | 0 | Zone Substation | None
Metro South | McLaren Vale Vineyard 11kV | Non-IES | MVA | 2025 | 0 | Zone Substation | None
Eastern Hills | Meadows 11kV | Non-IES | MVA | 2025 | 0 | Zone Substation | Reverse N-1
Upper North | Melrose 11kV | Non-IES | MVA | 2025 | 0 | Zone Substation | None
Murraylands | Meningie 11kV | Non-IES | MVA | 2025 | 0 | Zone Substation | None
Metro East | Metro East 66kV | Non-IES | MVA | 2025 | 12.072 | Connection Point | None
Metro North | Metro North 66kV | Non-IES | MVA | 2025 | 164.118 | Connection Point | None
Metro South | Metro South 66kV | Non-IES | MVA | 2025 | 134.066 | Connection Point | None
Metro West | Metro West 66kV | Non-IES | MVA | 2025 | 9.104 | Connection Point | None
Eastern Hills | Milang 11kV | Non-IES | MVA | 2025 | 0 | Zone Substation | None
South East | Millicent 11kV | Non-IES | MVA | 2025 | 0 | Zone Substation | None
Yorke Peninsula | Minlaton 11kV | Non-IES | MVA | 2025 | 0 | Zone Substation | None
Murraylands | Mobilong 33kV | Non-IES | MVA | 2025 | 1.28 | Connection Point | None
Murraylands | Monarto Central 11kV | Non-IES | MVA | 2025 | 0 | Zone Substation | None
Murraylands | Monarto South 11kV | Non-IES | MVA | 2025 | 0 | Zone Substation | None
Yorke Peninsula | Moonta 11kV | Non-IES | MVA | 2025 | 0 | Zone Substation | N-1
Eyre Peninsula | Moorkitabie 11kV | Non-IES | MVA | 2025 | 0 | Zone Substation | None
Riverland | Morgan 11kV | Non-IES | MVA | 2025 | 0 | Zone Substation | N
Metro South | Morphett Vale East 11kV | Non-IES | MVA | 2025 | 0 | Zone Substation | None
Metro South | Morphettville 11kV | Non-IES | MVA | 2025 | 0 | Zone Substation | None
Eastern Hills | Mount Barker 11kV | Non-IES | MVA | 2025 | 0 | Zone Substation | None
Eastern Hills | Mount Barker 66kV | Non-IES | MVA | 2025 | 0.98 | Connection Point | None
South East | Mount Burr 11kV | Non-IES | MVA | 2025 | 0 | Zone Substation | None
South East | Mount Gambier 11kV | Non-IES | MVA | 2025 | 0 | Zone Substation | None
South East | Mount Gambier 33kV | Non-IES | MVA | 2025 | 0 | Connection Point | None
South East | Mount Gambier North 11kV | Non-IES | MVA | 2025 | 0 | Zone Substation | N-1
South East | Mount Gambier West 11kV | Non-IES | MVA | 2025 | 0 | Zone Substation | None
Upper North | Mount Gunson 33kV | Non-IES | MVA | 2025 | 0 | Connection Point | None
Eastern Hills | Mount Pleasant 11kV | Non-IES | MVA | 2025 | 0 | Zone Substation | None
South East | Mount Schank 11kV | Non-IES | MVA | 2025 | 0 | Zone Substation | None
Murraylands | Murray Bridge North 11kV | Non-IES | MVA | 2025 | 1.28 | Zone Substation | None
Murraylands | Murray Bridge South 11kV | Non-IES | MVA | 2025 | 0 | Zone Substation | None
Eastern Hills | Mylor 11kV | Non-IES | MVA | 2025 | 0 | Zone Substation | None
Murraylands | Mypolonga 11kV | Non-IES | MVA | 2025 | 0 | Zone Substation | None
Metro South | Myponga 11kV | Non-IES | MVA | 2025 | 0 | Zone Substation | None
Eastern Hills | Nairne 11kV | Non-IES | MVA | 2025 | 0 | Zone Substation | Reverse N-1
South East | Nangwarry 11kV | Non-IES | MVA | 2025 | 0 | Zone Substation | None
South East | Naracoorte 11kV | Non-IES | MVA | 2025 | 0 | Zone Substation | None
South East | Naracoorte East 11kV | Non-IES | MVA | 2025 | 0.531 | Zone Substation | None
Murraylands | Narrung 11kV | Non-IES | MVA | 2025 | 0 | Zone Substation | None
Upper North | Neuroodla 33kV | Non-IES | MVA | 2025 | 0 | Connection Point | None
Metro West | New Osborne 11kV | Non-IES | MVA | 2025 | 0 | Zone Substation | None
Metro West | New Richmond 11kV | Non-IES | MVA | 2025 | 0 | Zone Substation | None
Murraylands | Nildottie 11kV | Non-IES | MVA | 2025 | 0 | Zone Substation | None
Yorke Peninsula | Ninnes 11kV | Non-IES | MVA | 2025 | 0 | Zone Substation | None
Metro South | Noarlunga Centre 11kV | Non-IES | MVA | 2025 | 0.255 | Zone Substation | None
Metro East | North Adelaide 11kV | Non-IES | MVA | 2025 | 0 | Zone Substation | None
Metro South | North Unley 11kV | Non-IES | MVA | 2025 | 0 | Zone Substation | None
Riverland | North West Bend 66kV | Non-IES | MVA | 2025 | 0 | Connection Point | None
Metro East | Northfield 11kV | Non-IES | MVA | 2025 | 0 | Zone Substation | N
Metro East | Norwood 11kV | Non-IES | MVA | 2025 | 0.2 | Zone Substation | None
Mid North | Nuriootpa 11kV | Non-IES | MVA | 2025 | 0 | Zone Substation | None
Metro South | Oaklands 11kV | Non-IES | MVA | 2025 | 0 | Zone Substation | None
Upper North | Orroroo 11kV | Non-IES | MVA | 2025 | 0 | Zone Substation | None
South East | Padthaway 11kV | Non-IES | MVA | 2025 | 0 | Zone Substation | None
Murraylands | Palmer 11kV | Non-IES | MVA | 2025 | 0 | Zone Substation | None
Metro South | Panorama 11kV | Non-IES | MVA | 2025 | 0 | Zone Substation | None
Metro North | Parafield Gardens 11kV | Non-IES | MVA | 2025 | 0 | Zone Substation | None
Metro North | Paralowie 11kV | Non-IES | MVA | 2025 | 0 | Zone Substation | None
Murraylands | Parilla 11kV | Non-IES | MVA | 2025 | 1 | Zone Substation | None
Riverland | Paringa 11kV | Non-IES | MVA | 2025 | 0 | Zone Substation | None
Riverland | Paringa 33kV | Non-IES | MVA | 2025 | 0 | Zone Substation | None
Yorke Peninsula | Paskeville 11kV | Non-IES | MVA | 2025 | 0 | Zone Substation | None
Murraylands | Peake 11kV | Non-IES | MVA | 2025 | 0 | Zone Substation | None
Murraylands | Pellaring Flat 11kV | Non-IES | MVA | 2025 | 0 | Zone Substation | None
Metro North | Penfield 11kV | Non-IES | MVA | 2025 | 0 | Zone Substation | None
Metro South | Penneshaw 11kV | Non-IES | MVA | 2025 | 0 | Zone Substation | None
South East | Penola 11kV | Non-IES | MVA | 2025 | 0 | Zone Substation | None
South East | Penola West 33kV | Non-IES | MVA | 2025 | 0 | Connection Point | None
Upper North | Peterborough 11kV | Non-IES | MVA | 2025 | 0 | Zone Substation | None
Eastern Hills | Piccadilly 11kV | Non-IES | MVA | 2025 | 0 | Zone Substation | None
Murraylands | Pinnaroo 11kV | Non-IES | MVA | 2025 | 0 | Zone Substation | None
Murraylands | Pinnaroo South 11kV | Non-IES | MVA | 2025 | 0 | Zone Substation | None
Metro South | Plympton 11kV | Non-IES | MVA | 2025 | 2.22 | Zone Substation | None
Eyre Peninsula | Point Boston 11kV | Non-IES | MVA | 2025 | 0 | Zone Substation | None
Eyre Peninsula | Polda 11kV | Non-IES | MVA | 2025 | 0 | Zone Substation | None
Eyre Peninsula | Poonindie 11kV | Non-IES | MVA | 2025 | 0 | Zone Substation | None
Metro West | Port Adelaide 11kV | Non-IES | MVA | 2025 | 0 | Zone Substation | None
Metro West | Port Adelaide North 11kV | Non-IES | MVA | 2025 | 4 | Zone Substation | None
Upper North | Port Augusta 11kV | Non-IES | MVA | 2025 | 0 | Zone Substation | None
Upper North | Port Augusta West TF1 11kV | Non-IES | MVA | 2025 | 0 | Zone Substation | None
Upper North | Port Augusta West TF2 11kV | Non-IES | MVA | 2025 | 0 | Zone Substation | None
Upper North | Port Broughton 11kV | Non-IES | MVA | 2025 | 0 | Zone Substation | None
Yorke Peninsula | Port Clinton 11kV | Non-IES | MVA | 2025 | 0 | Zone Substation | None
Upper North | Port Germein 11kV | Non-IES | MVA | 2025 | 0 | Zone Substation | None
Yorke Peninsula | Port Giles 11kV | Non-IES | MVA | 2025 | 0 | Zone Substation | None
Yorke Peninsula | Port Julia 11kV | Non-IES | MVA | 2025 | 0 | Zone Substation | None
Eyre Peninsula | Port Lincoln City 11kV | Non-IES | MVA | 2025 | 0 | Zone Substation | None
Eyre Peninsula | Port Lincoln Docks 11kV | Non-IES | MVA | 2025 | 0 | Zone Substation | None
Eyre Peninsula | Port Lincoln Marina 11kV | Non-IES | MVA | 2025 | 0 | Zone Substation | None
Eyre Peninsula | Port Lincoln Terminal 33kV | Non-IES | MVA | 2025 | 0 | Connection Point | None
Metro South | Port Noarlunga 11kV | Non-IES | MVA | 2025 | 0 | Zone Substation | None
Upper North | Port Pirie Bungama 33kV | Non-IES | MVA | 2025 | 0 | Connection Point | None
Upper North | Port Pirie South 11kV | Non-IES | MVA | 2025 | 0 | Zone Substation | None
Metro South | Port Stanvac 11kV | Non-IES | MVA | 2025 | 14.73 | Zone Substation | None
Metro South | Port Stanvac TF2 11kV | Non-IES | MVA | 2025 | 0 | Zone Substation | None
Yorke Peninsula | Port Vincent 11kV | Non-IES | MVA | 2025 | 0 | Zone Substation | None
Riverland | Portee 11kV | Non-IES | MVA | 2025 | 0 | Zone Substation | N
Metro East | Prospect 11kV | Non-IES | MVA | 2025 | 4.5 | Zone Substation | None
Murraylands | Punyelroo 11kV | Non-IES | MVA | 2025 | 0 | Zone Substation | None
Riverland | Pyap 11kV | Non-IES | MVA | 2025 | 0 | Zone Substation | None
Riverland | Qualco 11kV | Non-IES | MVA | 2025 | 0 | Zone Substation | N
Metro West | Queenstown 11kV | Non-IES | MVA | 2025 | 0 | Zone Substation | None
Upper North | Quorn 11kV | Non-IES | MVA | 2025 | 0 | Zone Substation | None
Riverland | Ramco 11kV | Non-IES | MVA | 2025 | 0 | Zone Substation | None
Metro South | Rapid Bay 11kV | Non-IES | MVA | 2025 | 0 | Zone Substation | None
Riverland | Renmark 11kV | Non-IES | MVA | 2025 | 0 | Zone Substation | None
Mid North | Riverton 11kV | Non-IES | MVA | 2025 | 0 | Zone Substation | None
South East | Robe 7.6kV | Non-IES | MVA | 2025 | 0 | Zone Substation | None
Mid North | Robertstown 11kV | Non-IES | MVA | 2025 | 0 | Zone Substation | None
Riverland | Roonka 11kV | Non-IES | MVA | 2025 | 0 | Zone Substation | None
Eyre Peninsula | Rudall 11kV | Non-IES | MVA | 2025 | 0 | Zone Substation | None
Metro North | Salisbury 11kV | Non-IES | MVA | 2025 | 0 | Zone Substation | N
Metro South | Salt Cliffs 11kV | Non-IES | MVA | 2025 | 0 | Zone Substation | None
Mid North | Sandy Creek 11kV | Non-IES | MVA | 2025 | 0 | Zone Substation | None
Metro South | Seacombe 11kV | Non-IES | MVA | 2025 | 1.5 | Zone Substation | None
Metro South | Seaford 11kV | Non-IES | MVA | 2025 | 3.2 | Zone Substation | None
Metro South | Second Valley 11kV | Non-IES | MVA | 2025 | 0 | Zone Substation | None
Metro South | Sheidow Park 11kV | Non-IES | MVA | 2025 | 0 | Zone Substation | Reverse N-1
Murraylands | Sherlock 11kV | Non-IES | MVA | 2025 | 0 | Zone Substation | None
Metro North | Smithfield West 11kV | Non-IES | MVA | 2025 | 0 | Zone Substation | N-1
South East | Snuggery Rural 33kV | Non-IES | MVA | 2025 | 0 | Connection Point | None
South East | South End 11kV | Non-IES | MVA | 2025 | 0 | Zone Substation | Reverse N-1
Mid North | Spalding 11kV | Non-IES | MVA | 2025 | 0 | Zone Substation | None
Metro South | Square Water Hole 11kV | Non-IES | MVA | 2025 | 0 | Zone Substation | None
Yorke Peninsula | Stansbury 11kV | Non-IES | MVA | 2025 | 0 | Zone Substation | None
Eastern Hills | Stirling East 11kV | Non-IES | MVA | 2025 | 0 | Zone Substation | None
Upper North | Stirling North 1 11kV | Non-IES | MVA | 2025 | 0 | Zone Substation | None
Upper North | Stirling North 2 11kV | Non-IES | MVA | 2025 | 0 | Zone Substation | None
Mid North | Stockwell TF1 11kV | Non-IES | MVA | 2025 | 0 | Zone Substation | None
Mid North | Stockwell TF2 11kV | Non-IES | MVA | 2025 | 0 | Zone Substation | None
Eyre Peninsula | Stony Point 11kV | Non-IES | MVA | 2025 | 0 | Connection Point | None
Eastern Hills | Strathalbyn 11kV | Non-IES | MVA | 2025 | 0 | Zone Substation | None
Eyre Peninsula | Streaky Bay 11kV | Non-IES | MVA | 2025 | 0 | Zone Substation | Reverse N-1
Riverland | Swan Reach 11kV | Non-IES | MVA | 2025 | 0 | Zone Substation | None
Riverland | Swan Reach 33kV | Non-IES | MVA | 2025 | 0 | Zone Substation | None
Murraylands | Tailem Bend 33kV | Non-IES | MVA | 2025 | 1 | Connection Point | None
Murraylands | Tailem Bend Town 11kV | Non-IES | MVA | 2025 | 0 | Zone Substation | None
South East | Tantanoola 11kV | Non-IES | MVA | 2025 | 0 | Zone Substation | None
Eyre Peninsula | Tarlton 11kV | Non-IES | MVA | 2025 | 0 | Zone Substation | None
South East | Tarpeena South 11kV | Non-IES | MVA | 2025 | 0 | Zone Substation | N-1
Metro East | Tea Tree Gully 11kV | Non-IES | MVA | 2025 | 0 | Zone Substation | None
Murraylands | Teal Flat 11kV | Non-IES | MVA | 2025 | 0 | Zone Substation | None
Upper North | Telowie 11kV | Non-IES | MVA | 2025 | 0 | Zone Substation | None
Mid North | Templers 33kV | Non-IES | MVA | 2025 | 0 | Connection Point | None
Metro West | Thebarton 11kV | Non-IES | MVA | 2025 | 0 | Zone Substation | None
South East | Tintinara 11kV | Non-IES | MVA | 2025 | 0 | Zone Substation | None
Metro South | Tonsley Park 11kV | Non-IES | MVA | 2025 | 0 | Zone Substation | None
Eyre Peninsula | Tumby Bay 11kV | Non-IES | MVA | 2025 | 0 | Zone Substation | None
Metro North | Two Wells 11kV | Non-IES | MVA | 2025 | 7.565 | Zone Substation | N-1
Eyre Peninsula | Uley 11kV | Non-IES | MVA | 2025 | 0 | Zone Substation | None
Eyre Peninsula | Uley South 11kV | Non-IES | MVA | 2025 | 0 | Zone Substation | None
Eastern Hills | Uraidla 11kV | Non-IES | MVA | 2025 | 0 | Zone Substation | None
Eastern Hills | Uraidla 33kV | Non-IES | MVA | 2025 | 0 | Zone Substation | None
Eastern Hills | Verdun 11kV | Non-IES | MVA | 2025 | 0 | Zone Substation | None
Metro South | Victor Harbor 11kV | Non-IES | MVA | 2025 | 0 | Zone Substation | None
Metro North | Virginia 11kV | Non-IES | MVA | 2025 | 0.36 | Zone Substation | None
Riverland | Waikerie 11kV | Non-IES | MVA | 2025 | 0 | Zone Substation | None
Murraylands | Walker Flat 11kV | Non-IES | MVA | 2025 | 0 | Zone Substation | None
Yorke Peninsula | Wallaroo 11kV | Non-IES | MVA | 2025 | 0 | Zone Substation | None
Yorke Peninsula | Warooka 11kV | Non-IES | MVA | 2025 | 0 | Zone Substation | None
Mid North | Wasleys 11kV | Non-IES | MVA | 2025 | 0 | Zone Substation | None
Mid North | Waterloo 33kV | Non-IES | MVA | 2025 | 0 | Connection Point | None
Mid North | Waterloo Town 11kV | Non-IES | MVA | 2025 | 0 | Zone Substation | None
Murraylands | White Sands 11kV | Non-IES | MVA | 2025 | 0 | Zone Substation | None
Adelaide Central | Whitmore Square 11kV | Non-IES | MVA | 2025 | 0 | Zone Substation | None
Eyre Peninsula | Whyalla Central 33kV | Non-IES | MVA | 2025 | 36.5 | Connection Point | None
Eyre Peninsula | Whyalla City 11kV | Non-IES | MVA | 2025 | 0 | Zone Substation | None
Eyre Peninsula | Whyalla North 11kV | Non-IES | MVA | 2025 | 0 | Zone Substation | None
Eyre Peninsula | Whyalla Stuart 11kV | Non-IES | MVA | 2025 | 0 | Zone Substation | None
Mid North | Williamstown 11kV | Non-IES | MVA | 2025 | 0 | Zone Substation | None
Mid North | Williamstown South 11kV | Non-IES | MVA | 2025 | 0 | Zone Substation | None
Metro South | Willunga 11kV | Non-IES | MVA | 2025 | 0 | Zone Substation | None
Metro South | Willunga 33kV | Non-IES | MVA | 2025 | 0 | Zone Substation | None
Upper North | Wilmington 11kV | Non-IES | MVA | 2025 | 0 | Zone Substation | None
Upper North | Wirrabara Forest 11kV | Non-IES | MVA | 2025 | 0 | Zone Substation | None
Upper North | Wirrabara South 11kV | Non-IES | MVA | 2025 | 0 | Zone Substation | None
Metro South | Wirrina Cove 11kV | Non-IES | MVA | 2025 | 0 | Zone Substation | None
Upper North | Wongyarra 11kV | Non-IES | MVA | 2025 | 0 | Zone Substation | None
Metro East | Woodforde 11kV | Non-IES | MVA | 2025 | 0 | Zone Substation | None
Murraylands | Woods Point 11kV | Non-IES | MVA | 2025 | 0 | Zone Substation | None
Eastern Hills | Woodside 11kV | Non-IES | MVA | 2025 | 0 | Zone Substation | Reverse N-1
Metro West | Woodville 11kV | Non-IES | MVA | 2025 | 0 | Zone Substation | None
Metro West | Woodville 33kV | Non-IES | MVA | 2025 | 0 | Zone Substation | None
Riverland | Woolpunda 11kV | Non-IES | MVA | 2025 | 0 | Zone Substation | None
Eyre Peninsula | Wudinna 11kV | Non-IES | MVA | 2025 | 0 | Zone Substation | None
Eyre Peninsula | Wudinna 66kV | Non-IES | MVA | 2025 | 0.4 | Connection Point | None
Eyre Peninsula | Yadnarie 66kV | Non-IES | MVA | 2025 | 1.64 | Connection Point | None
Metro South | Yankalilla 11kV | Non-IES | MVA | 2025 | 0 | Zone Substation | None
Metro South | Yankalilla 33kV | Non-IES | MVA | 2025 | 0 | Zone Substation | None
Metro South | Yankalilla Hill 11kV | Non-IES | MVA | 2025 | 0 | Zone Substation | None
Upper North | Yongala 11kV | Non-IES | MVA | 2025 | 0 | Zone Substation | None
Yorke Peninsula | Yorketown 11kV | Non-IES | MVA | 2025 | 0 | Zone Substation | None
Adelaide Central | ACR 66kV | Non-IES | MVA | 2026 | 4.682 | Connection Point | None
Eastern Hills | Aldgate 11kV | Non-IES | MVA | 2026 | 0 | Zone Substation | None
Metro South | Aldinga 11kV | Non-IES | MVA | 2026 | 0 | Zone Substation | None
South East | Allendale East 11kV | Non-IES | MVA | 2026 | 0 | Zone Substation | None
Mid North | Alma 11kV | Non-IES | MVA | 2026 | 0 | Zone Substation | None
Metro South | American River 11kV | Non-IES | MVA | 2026 | 0 | Zone Substation | None
Eastern Hills | Angas Creek 33kV | Non-IES | MVA | 2026 | 0 | Connection Point | None
Mid North | Angaston 11kV | Non-IES | MVA | 2026 | 0 | Zone Substation | None
Metro North | Angle Vale 11kV | Non-IES | MVA | 2026 | 0 | Zone Substation | None
Yorke Peninsula | Ardrossan 11kV | Non-IES | MVA | 2026 | 0 | Zone Substation | None
Yorke Peninsula | Ardrossan West 33kV | Non-IES | MVA | 2026 | 0 | Connection Point | None
Eyre Peninsula | Arno Bay 11kV | Non-IES | MVA | 2026 | 0 | Zone Substation | None
Metro South | Ascot Park 11kV | Non-IES | MVA | 2026 | 0 | Zone Substation | N
Metro West | Athol Park 11kV | Non-IES | MVA | 2026 | 0 | Zone Substation | None
Mid North | Auburn 11kV | Non-IES | MVA | 2026 | 0 | Zone Substation | None
Yorke Peninsula | Balaklava 7.6kV | Non-IES | MVA | 2026 | 0 | Zone Substation | None
Eastern Hills | Balhannah 33kV | Non-IES | MVA | 2026 | 0 | Zone Substation | None
Upper North | Baroota 33kV | Non-IES | MVA | 2026 | 0 | Connection Point | None
Upper North | Baroota Town 11kV | Non-IES | MVA | 2026 | 0 | Zone Substation | None
Mid North | Barossa South TF1 11kV | Non-IES | MVA | 2026 | 0 | Zone Substation | None
Mid North | Barossa South TF2 11kV | Non-IES | MVA | 2026 | 0 | Zone Substation | None
South East | Beachport 11kV | Non-IES | MVA | 2026 | 0 | Zone Substation | None
Murraylands | Belvedere Road 7.6kV | Non-IES | MVA | 2026 | 0 | Zone Substation | None
Riverland | Berri 11kV | Non-IES | MVA | 2026 | 0 | Zone Substation | None
Riverland | Berri 66kV | Non-IES | MVA | 2026 | 0 | Connection Point | None
Murraylands | Binnies 11kV | Non-IES | MVA | 2026 | 0 | Zone Substation | None
Eastern Hills | Birdwood 11kV | Non-IES | MVA | 2026 | 0 | Zone Substation | None
Yorke Peninsula | Black Point 11kV | Non-IES | MVA | 2026 | 0 | Zone Substation | None
Metro West | Blackpool 11kV | Non-IES | MVA | 2026 | 0 | Zone Substation | None
Metro South | Blackwood 11kV | Non-IES | MVA | 2026 | 0 | Zone Substation | None
South East | Blanche 33kV | Non-IES | MVA | 2026 | 0 | Connection Point | None
Upper North | Booleroo Centre 11kV | Non-IES | MVA | 2026 | 0 | Zone Substation | None
Eyre Peninsula | Boothby 33kV | Non-IES | MVA | 2026 | 0 | Zone Substation | N-1
Upper North | Booyoolie 11kV | Non-IES | MVA | 2026 | 0 | Zone Substation | None
South East | Bordertown 11kV | Non-IES | MVA | 2026 | 5.68 | Zone Substation | N-1
Mid North | Brinkworth 33kV | Non-IES | MVA | 2026 | 0 | Connection Point | None
Mid North | Brinkworth Town 11kV | Non-IES | MVA | 2026 | 0 | Zone Substation | None
Eastern Hills | Brukunga 11kV | Non-IES | MVA | 2026 | 0 | Zone Substation | None
Upper North | Bungama Napperby 11kV | Non-IES | MVA | 2026 | 0 | Zone Substation | None
Metro East | Burnside 11kV | Non-IES | MVA | 2026 | 0 | Zone Substation | None
Mid North | Burra TF2 11kV | Non-IES | MVA | 2026 | 0 | Zone Substation | None
Riverland | Cadell 11kV | Non-IES | MVA | 2026 | 0 | Zone Substation | None
Murraylands | Caloote 11kV | Non-IES | MVA | 2026 | 0 | Zone Substation | None
Upper North | Caltowie 11kV | Non-IES | MVA | 2026 | 0 | Zone Substation | None
Murraylands | Cambrai 11kV | Non-IES | MVA | 2026 | 0 | Zone Substation | None
Murraylands | Campbell Park 11kV | Non-IES | MVA | 2026 | 0 | Zone Substation | None
Metro East | Campbelltown 11kV | Non-IES | MVA | 2026 | 0.2 | Zone Substation | None
Metro South | Cape Jervis 11kV | Non-IES | MVA | 2026 | 0 | Zone Substation | None
Metro South | Cape Jervis 33kV | Non-IES | MVA | 2026 | 34.5 | Zone Substation | N-1
Eyre Peninsula | Caralue 11kV | Non-IES | MVA | 2026 | 0 | Zone Substation | None
Metro West | Cavan 11kV | Non-IES | MVA | 2026 | 0 | Zone Substation | None
Adelaide Central | CBD 33kV | Non-IES | MVA | 2026 | 0.31 | Zone Substation | None
Eyre Peninsula | Ceduna 11kV | Non-IES | MVA | 2026 | 0.4 | Zone Substation | None
Eastern Hills | Chain of Ponds 11kV | Non-IES | MVA | 2026 | 0 | Zone Substation | None
Metro West | Cheltenham 11kV | Non-IES | MVA | 2026 | 0 | Zone Substation | None
Metro West | Cheltenham 33kV | Non-IES | MVA | 2026 | 0 | Zone Substation | None
Mid North | Clare 11kV | Non-IES | MVA | 2026 | 0 | Zone Substation | None
Mid North | Clare North 33kV | Non-IES | MVA | 2026 | 0 | Connection Point | None
Metro South | Clarence Gardens 11kV | Non-IES | MVA | 2026 | 0 | Zone Substation | None
Metro South | Clarendon 11kV | Non-IES | MVA | 2026 | 0 | Zone Substation | None
Metro East | Clearview 11kV | Non-IES | MVA | 2026 | 0 | Zone Substation | N
Eyre Peninsula | Cleve 11kV | Non-IES | MVA | 2026 | 0 | Zone Substation | None
Eyre Peninsula | Cleve 33kV | Non-IES | MVA | 2026 | 1.64 | Zone Substation | N-1
Eyre Peninsula | Coffin Bay 11kV | Non-IES | MVA | 2026 | 0 | Zone Substation | None
Mid North | Collinsfield 11kV | Non-IES | MVA | 2026 | 0 | Zone Substation | None
Murraylands | Coomandook 11kV | Non-IES | MVA | 2026 | 0 | Zone Substation | None
Murraylands | Coonalpyn 11kV | Non-IES | MVA | 2026 | 0 | Zone Substation | None
South East | Coonawarra 11kV | Non-IES | MVA | 2026 | 0 | Zone Substation | None
Upper North | Copley Nepabunna 33kV | Non-IES | MVA | 2026 | 0 | Zone Substation | N-1
Riverland | Cordola 11kV | Non-IES | MVA | 2026 | 0 | Zone Substation | None
Adelaide Central | Coromandel Place 11kV | Non-IES | MVA | 2026 | 0 | Zone Substation | None
Eyre Peninsula | Cowell 11kV | Non-IES | MVA | 2026 | 0 | Zone Substation | None
Metro West | Croydon 11kV | Non-IES | MVA | 2026 | 0 | Zone Substation | None
Metro West | Croydon Park 11kV | Non-IES | MVA | 2026 | 0 | Zone Substation | None
Upper North | Crystal Brook 11kV | Non-IES | MVA | 2026 | 0 | Zone Substation | None
Metro South | Cudmore Park 11kV | Non-IES | MVA | 2026 | 0 | Zone Substation | None
Eyre Peninsula | Cummins 11kV | Non-IES | MVA | 2026 | 0 | Zone Substation | None
Yorke Peninsula | Curramulka 7.6kV | Non-IES | MVA | 2026 | 0 | Zone Substation | None
Yorke Peninsula | Curramulka South 11kV | Non-IES | MVA | 2026 | 0 | Zone Substation | None
Yorke Peninsula | Dalrymple 33kV | Non-IES | MVA | 2026 | 0 | Connection Point | None
Eyre Peninsula | Darke Peak 11kV | Non-IES | MVA | 2026 | 0 | Zone Substation | None
Upper North | Davenport West 33kV | Non-IES | MVA | 2026 | 0 | Connection Point | None
Eastern Hills | Deloraine 11kV | Non-IES | MVA | 2026 | 0 | Zone Substation | None
Metro North | Direk 11kV | Non-IES | MVA | 2026 | 0 | Zone Substation | None
Mid North | Dorrien 33kV | Non-IES | MVA | 2026 | 50 | Connection Point | None
Mid North | Dorrien TF4 11kV | Non-IES | MVA | 2026 | 0 | Zone Substation | None
Mid North | Dorrien TF5 11kV | Non-IES | MVA | 2026 | 0 | Zone Substation | None
Yorke Peninsula | Dowlingville 11kV | Non-IES | MVA | 2026 | 0 | Zone Substation | None
Adelaide Central | East Terrace 11kV | Non-IES | MVA | 2026 | 0 | Zone Substation | None
Metro North | Edinburgh 11kV | Non-IES | MVA | 2026 | 4 | Zone Substation | None
Yorke Peninsula | Edithburgh 11kV | Non-IES | MVA | 2026 | 0 | Zone Substation | None
Metro North | Elizabeth Downs 11kV | Non-IES | MVA | 2026 | 0 | Zone Substation | None
Metro North | Elizabeth Heights 11kV | Non-IES | MVA | 2026 | 0 | Zone Substation | None
Metro North | Elizabeth South 11kV | Non-IES | MVA | 2026 | 0 | Zone Substation | None
Mid North | Eudunda 11kV | Non-IES | MVA | 2026 | 0 | Zone Substation | None
Metro North | Evanston 11kV | Non-IES | MVA | 2026 | 1.428 | Zone Substation | N-1
Metro North | Evanston 33kV | Non-IES | MVA | 2026 | 0 | Zone Substation | None
Metro West | Findon 11kV | Non-IES | MVA | 2026 | 0 | Zone Substation | None
Metro West | Flinders Park 11kV | Non-IES | MVA | 2026 | 0 | Zone Substation | None
Mid North | Florieton SWER 19kV | Non-IES | MVA | 2026 | 0 | Connection Point | None
Eastern Hills | Forreston 11kV | Non-IES | MVA | 2026 | 0 | Zone Substation | None
Mid North | Freeling 11kV | Non-IES | MVA | 2026 | 0 | Zone Substation | None
Mid North | Freeling North 11kV | Non-IES | MVA | 2026 | 0 | Zone Substation | None
Metro West | Fulham Gardens 11kV | Non-IES | MVA | 2026 | 0 | Zone Substation | None
Upper North | Fullerville 11kV | Non-IES | MVA | 2026 | 0 | Zone Substation | None
Mid North | Gawler Belt TF1 11kV | Non-IES | MVA | 2026 | 0 | Zone Substation | None
Mid North | Gawler Belt TF2 11kV | Non-IES | MVA | 2026 | 0 | Zone Substation | None
Mid North | Georgetown 11kV | Non-IES | MVA | 2026 | 0 | Zone Substation | None
Murraylands | Geranium 11kV | Non-IES | MVA | 2026 | 0 | Zone Substation | None
Upper North | Gladstone 11kV | Non-IES | MVA | 2026 | 0 | Zone Substation | None
Metro West | Glanville 11kV | Non-IES | MVA | 2026 | 0 | Zone Substation | None
South East | Glencoe 11kV | Non-IES | MVA | 2026 | 0 | Zone Substation | None
Metro South | Glenelg North 11kV | Non-IES | MVA | 2026 | 0 | Zone Substation | None
Riverland | Glossop 11kV | Non-IES | MVA | 2026 | 0 | Zone Substation | None
Metro East | Golden Grove 11kV | Non-IES | MVA | 2026 | 0 | Zone Substation | None
Mid North | Gomersal North 11kV | Non-IES | MVA | 2026 | 0 | Zone Substation | None
Metro South | Goolwa 11kV | Non-IES | MVA | 2026 | 0 | Zone Substation | None
Mid North | Gulnare 11kV | Non-IES | MVA | 2026 | 0 | Zone Substation | None
Eastern Hills | Gumeracha 11kV | Non-IES | MVA | 2026 | 0 | Zone Substation | None
Eastern Hills | Gumeracha Weir 11kV | Non-IES | MVA | 2026 | 0 | Zone Substation | None
Eastern Hills | Gumhaven 11kV | Non-IES | MVA | 2026 | 0 | Zone Substation | None
Metro South | Hackham 11kV | Non-IES | MVA | 2026 | 0 | Zone Substation | N-1
Eastern Hills | Hahndorf 11kV | Non-IES | MVA | 2026 | 0 | Zone Substation | None
Mid North | Halbury 11kV | Non-IES | MVA | 2026 | 0 | Zone Substation | None
Mid North | Hamley Bridge 11kV | Non-IES | MVA | 2026 | 0 | Zone Substation | None
Metro South | Happy Valley 11kV | Non-IES | MVA | 2026 | 0 | Zone Substation | None
Metro East | Harrow 11kV | Non-IES | MVA | 2026 | 0 | Zone Substation | None
South East | Hatherleigh 11kV | Non-IES | MVA | 2026 | 0 | Zone Substation | None
Upper North | Hawker 11kV | Non-IES | MVA | 2026 | 0 | Zone Substation | None
Metro South | Hay Flat 11kV | Non-IES | MVA | 2026 | 0 | Zone Substation | None
Metro West | Henley South 11kV | Non-IES | MVA | 2026 | 0 | Zone Substation | None
Eastern Hills | Hermitage 11kV | Non-IES | MVA | 2026 | 0 | Zone Substation | None
Metro East | Hillcrest 11kV | Non-IES | MVA | 2026 | 0.63 | Zone Substation | None
Adelaide Central | Hindley Street 11kV | Non-IES | MVA | 2026 | 0.372 | Zone Substation | None
Metro East | Holden Hill 11kV | Non-IES | MVA | 2026 | 0 | Zone Substation | None
Metro East | Hope Valley 11kV | Non-IES | MVA | 2026 | 1.86 | Zone Substation | None
Eastern Hills | Houghton 7.6kV | Non-IES | MVA | 2026 | 0 | Zone Substation | None
Mid North | Hoyleton 11kV | Non-IES | MVA | 2026 | 0 | Zone Substation | None
Yorke Peninsula | Hummocks 33kV | Non-IES | MVA | 2026 | 0 | Connection Point | None
Metro East | Ingle Farm 11kV | Non-IES | MVA | 2026 | 0 | Zone Substation | None
South East | Inverness 11kV | Non-IES | MVA | 2026 | 0 | Zone Substation | None
Murraylands | Jabuk 11kV | Non-IES | MVA | 2026 | 0 | Zone Substation | None
Yorke Peninsula | James Well 11kV | Non-IES | MVA | 2026 | 0 | Zone Substation | None
Upper North | Jamestown 11kV | Non-IES | MVA | 2026 | 0 | Zone Substation | Reverse N-1
Murraylands | Jervois 11kV | Non-IES | MVA | 2026 | 0 | Zone Substation | None
Yorke Peninsula | Kadina 11kV | Non-IES | MVA | 2026 | 0 | Zone Substation | None
Yorke Peninsula | Kadina East 33kV | Non-IES | MVA | 2026 | 0 | Connection Point | None
South East | Kalangadoo 11kV | Non-IES | MVA | 2026 | 0 | Zone Substation | None
South East | Kalangadoo West 11kV | Non-IES | MVA | 2026 | 0 | Zone Substation | None
Eastern Hills | Kanmantoo Copper Mine 11kV | Non-IES | MVA | 2026 | 0 | Connection Point | None
Mid North | Kapunda TF1 11kV | Non-IES | MVA | 2026 | 0 | Zone Substation | None
Mid North | Kapunda TF2 11kV | Non-IES | MVA | 2026 | 0 | Zone Substation | None
Murraylands | Karoonda 11kV | Non-IES | MVA | 2026 | 0 | Zone Substation | Reverse N
South East | Keith 11kV | Non-IES | MVA | 2026 | 0 | Zone Substation | None
South East | Keith 33kV | Non-IES | MVA | 2026 | 5.68 | Connection Point | None
Metro East | Kent Town 11kV | Non-IES | MVA | 2026 | 0 | Zone Substation | None
Eastern Hills | Kersbrook 11kV | Non-IES | MVA | 2026 | 0 | Zone Substation | None
Metro South | Keswick 11kV | Non-IES | MVA | 2026 | 0 | Zone Substation | None
Murraylands | Ki Ki 11kV | Non-IES | MVA | 2026 | 0 | Zone Substation | None
Metro West | Kilburn 11kV | Non-IES | MVA | 2026 | 5.104 | Zone Substation | None
Metro East | Kilburn South 11kV | Non-IES | MVA | 2026 | 0 | Zone Substation | None
Metro West | Kilkenny 11kV | Non-IES | MVA | 2026 | 0 | Zone Substation | None
South East | Kincraig 33kV | Non-IES | MVA | 2026 | 0.531 | Connection Point | None
Metro South | Kingscote 11kV | Non-IES | MVA | 2026 | 0 | Zone Substation | None
South East | Kingston SE 11kV | Non-IES | MVA | 2026 | 0 | Zone Substation | None
Metro South | Kingswood 11kV | Non-IES | MVA | 2026 | 0.721 | Zone Substation | None
South East | Kongorong 11kV | Non-IES | MVA | 2026 | 0 | Zone Substation | None
South East | Kumorna 11kV | Non-IES | MVA | 2026 | 0 | Zone Substation | None
Mid North | Kybunga 11kV | Non-IES | MVA | 2026 | 0 | Zone Substation | None
Murraylands | Lameroo 11kV | Non-IES | MVA | 2026 | 0 | Zone Substation | None
Eastern Hills | Langhorne Creek 11kV | Non-IES | MVA | 2026 | 0.98 | Zone Substation | None
Metro West | Largs North 11kV | Non-IES | MVA | 2026 | 0 | Zone Substation | None
Metro West | Lefevre 11kV | Non-IES | MVA | 2026 | 0 | Zone Substation | None
Upper North | Leigh Creek South 33kV | Non-IES | MVA | 2026 | 0 | Connection Point | None
Metro East | Linden Park 11kV | Non-IES | MVA | 2026 | 0 | Zone Substation | None
Eyre Peninsula | Little Swamp 11kV | Non-IES | MVA | 2026 | 0 | Zone Substation | None
Eastern Hills | Lobethal 11kV | Non-IES | MVA | 2026 | 0 | Zone Substation | None
Eyre Peninsula | Lock 11kV | Non-IES | MVA | 2026 | 0 | Zone Substation | None
Riverland | Loveday 11kV | Non-IES | MVA | 2026 | 0 | Zone Substation | None
Metro South | Lower Mitcham 11kV | Non-IES | MVA | 2026 | 0 | Zone Substation | None
Riverland | Loxton 11kV | Non-IES | MVA | 2026 | 0 | Zone Substation | None
South East | Lucindale 11kV | Non-IES | MVA | 2026 | 0 | Zone Substation | None
Mid North | Lyndoch 11kV | Non-IES | MVA | 2026 | 0 | Zone Substation | None
Mid North | Lyndoch South 7.6kV | Non-IES | MVA | 2026 | 0 | Zone Substation | None
Riverland | Lyrup 11kV | Non-IES | MVA | 2026 | 0 | Zone Substation | None
Metro South | MacGillivray 11kV | Non-IES | MVA | 2026 | 0 | Zone Substation | None
Yorke Peninsula | Maitland 11kV | Non-IES | MVA | 2026 | 0 | Zone Substation | None
Mid North | Mallala 11kV | Non-IES | MVA | 2026 | 0 | Zone Substation | None
Murraylands | Mannum 33kV | Non-IES | MVA | 2026 | 0 | Connection Point | None
Murraylands | Mannum Town 7.6kV | Non-IES | MVA | 2026 | 0 | Zone Substation | None
Yorke Peninsula | Marion Bay 11kV | Non-IES | MVA | 2026 | 0 | Zone Substation | None
Mid North | Marrabel 11kV | Non-IES | MVA | 2026 | 0 | Zone Substation | None
Metro South | McLaren Flat TF1 11kV | Non-IES | MVA | 2026 | 0 | Zone Substation | None
Metro South | McLaren Flat TF2 11kV | Non-IES | MVA | 2026 | 0 | Zone Substation | None
Metro South | McLaren Vale 11kV | Non-IES | MVA | 2026 | 0 | Zone Substation | None
Metro South | McLaren Vale Vineyard 11kV | Non-IES | MVA | 2026 | 0 | Zone Substation | None
Eastern Hills | Meadows 11kV | Non-IES | MVA | 2026 | 0 | Zone Substation | Reverse N-1
Upper North | Melrose 11kV | Non-IES | MVA | 2026 | 0 | Zone Substation | None
Murraylands | Meningie 11kV | Non-IES | MVA | 2026 | 0 | Zone Substation | None
Metro East | Metro East 66kV | Non-IES | MVA | 2026 | 12.072 | Connection Point | None
Metro North | Metro North 66kV | Non-IES | MVA | 2026 | 164.118 | Connection Point | None
Metro South | Metro South 66kV | Non-IES | MVA | 2026 | 134.066 | Connection Point | None
Metro West | Metro West 66kV | Non-IES | MVA | 2026 | 9.104 | Connection Point | None
Eastern Hills | Milang 11kV | Non-IES | MVA | 2026 | 0 | Zone Substation | None
South East | Millicent 11kV | Non-IES | MVA | 2026 | 0 | Zone Substation | None
Yorke Peninsula | Minlaton 11kV | Non-IES | MVA | 2026 | 0 | Zone Substation | None
Murraylands | Mobilong 33kV | Non-IES | MVA | 2026 | 1.28 | Connection Point | None
Murraylands | Monarto Central 11kV | Non-IES | MVA | 2026 | 0 | Zone Substation | None
Murraylands | Monarto South 11kV | Non-IES | MVA | 2026 | 0 | Zone Substation | None
Yorke Peninsula | Moonta 11kV | Non-IES | MVA | 2026 | 0 | Zone Substation | N-1
Eyre Peninsula | Moorkitabie 11kV | Non-IES | MVA | 2026 | 0 | Zone Substation | None
Riverland | Morgan 11kV | Non-IES | MVA | 2026 | 0 | Zone Substation | N
Metro South | Morphett Vale East 11kV | Non-IES | MVA | 2026 | 0 | Zone Substation | None
Metro South | Morphettville 11kV | Non-IES | MVA | 2026 | 0 | Zone Substation | None
Eastern Hills | Mount Barker 11kV | Non-IES | MVA | 2026 | 0 | Zone Substation | None
Eastern Hills | Mount Barker 66kV | Non-IES | MVA | 2026 | 0.98 | Connection Point | None
South East | Mount Burr 11kV | Non-IES | MVA | 2026 | 0 | Zone Substation | None
South East | Mount Gambier 11kV | Non-IES | MVA | 2026 | 0 | Zone Substation | None
South East | Mount Gambier 33kV | Non-IES | MVA | 2026 | 0 | Connection Point | None
South East | Mount Gambier North 11kV | Non-IES | MVA | 2026 | 0 | Zone Substation | N-1
South East | Mount Gambier West 11kV | Non-IES | MVA | 2026 | 0 | Zone Substation | None
Upper North | Mount Gunson 33kV | Non-IES | MVA | 2026 | 0 | Connection Point | None
Eastern Hills | Mount Pleasant 11kV | Non-IES | MVA | 2026 | 0 | Zone Substation | None
South East | Mount Schank 11kV | Non-IES | MVA | 2026 | 0 | Zone Substation | None
Murraylands | Murray Bridge North 11kV | Non-IES | MVA | 2026 | 1.28 | Zone Substation | None
Murraylands | Murray Bridge South 11kV | Non-IES | MVA | 2026 | 0 | Zone Substation | None
Eastern Hills | Mylor 11kV | Non-IES | MVA | 2026 | 0 | Zone Substation | None
Murraylands | Mypolonga 11kV | Non-IES | MVA | 2026 | 0 | Zone Substation | None
Metro South | Myponga 11kV | Non-IES | MVA | 2026 | 0 | Zone Substation | None
Eastern Hills | Nairne 11kV | Non-IES | MVA | 2026 | 0 | Zone Substation | Reverse N-1
South East | Nangwarry 11kV | Non-IES | MVA | 2026 | 0 | Zone Substation | None
South East | Naracoorte 11kV | Non-IES | MVA | 2026 | 0 | Zone Substation | None
South East | Naracoorte East 11kV | Non-IES | MVA | 2026 | 0.531 | Zone Substation | None
Murraylands | Narrung 11kV | Non-IES | MVA | 2026 | 0 | Zone Substation | None
Upper North | Neuroodla 33kV | Non-IES | MVA | 2026 | 0 | Connection Point | None
Metro West | New Osborne 11kV | Non-IES | MVA | 2026 | 0 | Zone Substation | None
Metro West | New Richmond 11kV | Non-IES | MVA | 2026 | 0 | Zone Substation | None
Murraylands | Nildottie 11kV | Non-IES | MVA | 2026 | 0 | Zone Substation | None
Yorke Peninsula | Ninnes 11kV | Non-IES | MVA | 2026 | 0 | Zone Substation | None
Metro South | Noarlunga Centre 11kV | Non-IES | MVA | 2026 | 0.255 | Zone Substation | None
Metro East | North Adelaide 11kV | Non-IES | MVA | 2026 | 0 | Zone Substation | None
Metro South | North Unley 11kV | Non-IES | MVA | 2026 | 0 | Zone Substation | None
Riverland | North West Bend 66kV | Non-IES | MVA | 2026 | 0 | Connection Point | None
Metro East | Northfield 11kV | Non-IES | MVA | 2026 | 0 | Zone Substation | N
Metro East | Norwood 11kV | Non-IES | MVA | 2026 | 0.2 | Zone Substation | None
Mid North | Nuriootpa 11kV | Non-IES | MVA | 2026 | 0 | Zone Substation | None
Metro South | Oaklands 11kV | Non-IES | MVA | 2026 | 0 | Zone Substation | None
Upper North | Orroroo 11kV | Non-IES | MVA | 2026 | 0 | Zone Substation | None
South East | Padthaway 11kV | Non-IES | MVA | 2026 | 0 | Zone Substation | None
Murraylands | Palmer 11kV | Non-IES | MVA | 2026 | 0 | Zone Substation | None
Metro South | Panorama 11kV | Non-IES | MVA | 2026 | 0 | Zone Substation | None
Metro North | Parafield Gardens 11kV | Non-IES | MVA | 2026 | 0 | Zone Substation | None
Metro North | Paralowie 11kV | Non-IES | MVA | 2026 | 0 | Zone Substation | None
Murraylands | Parilla 11kV | Non-IES | MVA | 2026 | 1 | Zone Substation | None
Riverland | Paringa 11kV | Non-IES | MVA | 2026 | 0 | Zone Substation | None
Riverland | Paringa 33kV | Non-IES | MVA | 2026 | 0 | Zone Substation | None
Yorke Peninsula | Paskeville 11kV | Non-IES | MVA | 2026 | 0 | Zone Substation | None
Murraylands | Peake 11kV | Non-IES | MVA | 2026 | 0 | Zone Substation | None
Murraylands | Pellaring Flat 11kV | Non-IES | MVA | 2026 | 0 | Zone Substation | None
Metro North | Penfield 11kV | Non-IES | MVA | 2026 | 0 | Zone Substation | None
Metro South | Penneshaw 11kV | Non-IES | MVA | 2026 | 0 | Zone Substation | None
South East | Penola 11kV | Non-IES | MVA | 2026 | 0 | Zone Substation | None
South East | Penola West 33kV | Non-IES | MVA | 2026 | 0 | Connection Point | None
Upper North | Peterborough 11kV | Non-IES | MVA | 2026 | 0 | Zone Substation | None
Eastern Hills | Piccadilly 11kV | Non-IES | MVA | 2026 | 0 | Zone Substation | None
Murraylands | Pinnaroo 11kV | Non-IES | MVA | 2026 | 0 | Zone Substation | None
Murraylands | Pinnaroo South 11kV | Non-IES | MVA | 2026 | 0 | Zone Substation | None
Metro South | Plympton 11kV | Non-IES | MVA | 2026 | 2.22 | Zone Substation | None
Eyre Peninsula | Point Boston 11kV | Non-IES | MVA | 2026 | 0 | Zone Substation | None
Eyre Peninsula | Polda 11kV | Non-IES | MVA | 2026 | 0 | Zone Substation | None
Eyre Peninsula | Poonindie 11kV | Non-IES | MVA | 2026 | 0 | Zone Substation | None
Metro West | Port Adelaide 11kV | Non-IES | MVA | 2026 | 0 | Zone Substation | None
Metro West | Port Adelaide North 11kV | Non-IES | MVA | 2026 | 4 | Zone Substation | None
Upper North | Port Augusta 11kV | Non-IES | MVA | 2026 | 0 | Zone Substation | None
Upper North | Port Augusta West TF1 11kV | Non-IES | MVA | 2026 | 0 | Zone Substation | None
Upper North | Port Augusta West TF2 11kV | Non-IES | MVA | 2026 | 0 | Zone Substation | None
Upper North | Port Broughton 11kV | Non-IES | MVA | 2026 | 0 | Zone Substation | None
Yorke Peninsula | Port Clinton 11kV | Non-IES | MVA | 2026 | 0 | Zone Substation | None
Upper North | Port Germein 11kV | Non-IES | MVA | 2026 | 0 | Zone Substation | None
Yorke Peninsula | Port Giles 11kV | Non-IES | MVA | 2026 | 0 | Zone Substation | None
Yorke Peninsula | Port Julia 11kV | Non-IES | MVA | 2026 | 0 | Zone Substation | None
Eyre Peninsula | Port Lincoln City 11kV | Non-IES | MVA | 2026 | 0 | Zone Substation | None
Eyre Peninsula | Port Lincoln Docks 11kV | Non-IES | MVA | 2026 | 0 | Zone Substation | None
Eyre Peninsula | Port Lincoln Marina 11kV | Non-IES | MVA | 2026 | 0 | Zone Substation | None
Eyre Peninsula | Port Lincoln Terminal 33kV | Non-IES | MVA | 2026 | 0 | Connection Point | None
Metro South | Port Noarlunga 11kV | Non-IES | MVA | 2026 | 0 | Zone Substation | None
Upper North | Port Pirie Bungama 33kV | Non-IES | MVA | 2026 | 0 | Connection Point | None
Upper North | Port Pirie South 11kV | Non-IES | MVA | 2026 | 0 | Zone Substation | None
Metro South | Port Stanvac 11kV | Non-IES | MVA | 2026 | 14.73 | Zone Substation | None
Metro South | Port Stanvac TF2 11kV | Non-IES | MVA | 2026 | 0 | Zone Substation | None
Yorke Peninsula | Port Vincent 11kV | Non-IES | MVA | 2026 | 0 | Zone Substation | None
Riverland | Portee 11kV | Non-IES | MVA | 2026 | 0 | Zone Substation | N
Metro East | Prospect 11kV | Non-IES | MVA | 2026 | 4.5 | Zone Substation | None
Murraylands | Punyelroo 11kV | Non-IES | MVA | 2026 | 0 | Zone Substation | None
Riverland | Pyap 11kV | Non-IES | MVA | 2026 | 0 | Zone Substation | None
Riverland | Qualco 11kV | Non-IES | MVA | 2026 | 0 | Zone Substation | N
Metro West | Queenstown 11kV | Non-IES | MVA | 2026 | 0 | Zone Substation | None
Upper North | Quorn 11kV | Non-IES | MVA | 2026 | 0 | Zone Substation | None
Riverland | Ramco 11kV | Non-IES | MVA | 2026 | 0 | Zone Substation | None
Metro South | Rapid Bay 11kV | Non-IES | MVA | 2026 | 0 | Zone Substation | None
Riverland | Renmark 11kV | Non-IES | MVA | 2026 | 0 | Zone Substation | None
Mid North | Riverton 11kV | Non-IES | MVA | 2026 | 0 | Zone Substation | None
South East | Robe 7.6kV | Non-IES | MVA | 2026 | 0 | Zone Substation | None
Mid North | Robertstown 11kV | Non-IES | MVA | 2026 | 0 | Zone Substation | None
Riverland | Roonka 11kV | Non-IES | MVA | 2026 | 0 | Zone Substation | None
Eyre Peninsula | Rudall 11kV | Non-IES | MVA | 2026 | 0 | Zone Substation | None
Metro North | Salisbury 11kV | Non-IES | MVA | 2026 | 0 | Zone Substation | N
Metro South | Salt Cliffs 11kV | Non-IES | MVA | 2026 | 0 | Zone Substation | None
Mid North | Sandy Creek 11kV | Non-IES | MVA | 2026 | 0 | Zone Substation | None
Metro South | Seacombe 11kV | Non-IES | MVA | 2026 | 1.5 | Zone Substation | None
Metro South | Seaford 11kV | Non-IES | MVA | 2026 | 3.2 | Zone Substation | None
Metro South | Second Valley 11kV | Non-IES | MVA | 2026 | 0 | Zone Substation | None
Metro South | Sheidow Park 11kV | Non-IES | MVA | 2026 | 0 | Zone Substation | Reverse N-1
Murraylands | Sherlock 11kV | Non-IES | MVA | 2026 | 0 | Zone Substation | None
Metro North | Smithfield West 11kV | Non-IES | MVA | 2026 | 0 | Zone Substation | N-1
South East | Snuggery Rural 33kV | Non-IES | MVA | 2026 | 0 | Connection Point | None
South East | South End 11kV | Non-IES | MVA | 2026 | 0 | Zone Substation | Reverse N-1
Mid North | Spalding 11kV | Non-IES | MVA | 2026 | 0 | Zone Substation | None
Metro South | Square Water Hole 11kV | Non-IES | MVA | 2026 | 0 | Zone Substation | None
Yorke Peninsula | Stansbury 11kV | Non-IES | MVA | 2026 | 0 | Zone Substation | None
Eastern Hills | Stirling East 11kV | Non-IES | MVA | 2026 | 0 | Zone Substation | None
Upper North | Stirling North 1 11kV | Non-IES | MVA | 2026 | 0 | Zone Substation | None
Upper North | Stirling North 2 11kV | Non-IES | MVA | 2026 | 0 | Zone Substation | None
Mid North | Stockwell TF1 11kV | Non-IES | MVA | 2026 | 0 | Zone Substation | None
Mid North | Stockwell TF2 11kV | Non-IES | MVA | 2026 | 0 | Zone Substation | None
Eyre Peninsula | Stony Point 11kV | Non-IES | MVA | 2026 | 0 | Connection Point | None
Eastern Hills | Strathalbyn 11kV | Non-IES | MVA | 2026 | 0 | Zone Substation | None
Eyre Peninsula | Streaky Bay 11kV | Non-IES | MVA | 2026 | 0 | Zone Substation | Reverse N-1
Riverland | Swan Reach 11kV | Non-IES | MVA | 2026 | 0 | Zone Substation | None
Riverland | Swan Reach 33kV | Non-IES | MVA | 2026 | 0 | Zone Substation | None
Murraylands | Tailem Bend 33kV | Non-IES | MVA | 2026 | 1 | Connection Point | None
Murraylands | Tailem Bend Town 11kV | Non-IES | MVA | 2026 | 0 | Zone Substation | None
South East | Tantanoola 11kV | Non-IES | MVA | 2026 | 0 | Zone Substation | None
Eyre Peninsula | Tarlton 11kV | Non-IES | MVA | 2026 | 0 | Zone Substation | None
South East | Tarpeena South 11kV | Non-IES | MVA | 2026 | 0 | Zone Substation | N-1
Metro East | Tea Tree Gully 11kV | Non-IES | MVA | 2026 | 0 | Zone Substation | None
Murraylands | Teal Flat 11kV | Non-IES | MVA | 2026 | 0 | Zone Substation | None
Upper North | Telowie 11kV | Non-IES | MVA | 2026 | 0 | Zone Substation | None
Mid North | Templers 33kV | Non-IES | MVA | 2026 | 0 | Connection Point | None
Metro West | Thebarton 11kV | Non-IES | MVA | 2026 | 0 | Zone Substation | None
South East | Tintinara 11kV | Non-IES | MVA | 2026 | 0 | Zone Substation | None
Metro South | Tonsley Park 11kV | Non-IES | MVA | 2026 | 0 | Zone Substation | None
Eyre Peninsula | Tumby Bay 11kV | Non-IES | MVA | 2026 | 0 | Zone Substation | None
Metro North | Two Wells 11kV | Non-IES | MVA | 2026 | 7.565 | Zone Substation | N-1
Eyre Peninsula | Uley 11kV | Non-IES | MVA | 2026 | 0 | Zone Substation | None
Eyre Peninsula | Uley South 11kV | Non-IES | MVA | 2026 | 0 | Zone Substation | None
Eastern Hills | Uraidla 11kV | Non-IES | MVA | 2026 | 0 | Zone Substation | None
Eastern Hills | Uraidla 33kV | Non-IES | MVA | 2026 | 0 | Zone Substation | None
Eastern Hills | Verdun 11kV | Non-IES | MVA | 2026 | 0 | Zone Substation | None
Metro South | Victor Harbor 11kV | Non-IES | MVA | 2026 | 0 | Zone Substation | None
Metro North | Virginia 11kV | Non-IES | MVA | 2026 | 0.36 | Zone Substation | None
Riverland | Waikerie 11kV | Non-IES | MVA | 2026 | 0 | Zone Substation | None
Murraylands | Walker Flat 11kV | Non-IES | MVA | 2026 | 0 | Zone Substation | None
Yorke Peninsula | Wallaroo 11kV | Non-IES | MVA | 2026 | 0 | Zone Substation | None
Yorke Peninsula | Warooka 11kV | Non-IES | MVA | 2026 | 0 | Zone Substation | None
Mid North | Wasleys 11kV | Non-IES | MVA | 2026 | 0 | Zone Substation | None
Mid North | Waterloo 33kV | Non-IES | MVA | 2026 | 0 | Connection Point | None
Mid North | Waterloo Town 11kV | Non-IES | MVA | 2026 | 0 | Zone Substation | None
Murraylands | White Sands 11kV | Non-IES | MVA | 2026 | 0 | Zone Substation | None
Adelaide Central | Whitmore Square 11kV | Non-IES | MVA | 2026 | 0 | Zone Substation | None
Eyre Peninsula | Whyalla Central 33kV | Non-IES | MVA | 2026 | 36.5 | Connection Point | None
Eyre Peninsula | Whyalla City 11kV | Non-IES | MVA | 2026 | 0 | Zone Substation | None
Eyre Peninsula | Whyalla North 11kV | Non-IES | MVA | 2026 | 0 | Zone Substation | None
Eyre Peninsula | Whyalla Stuart 11kV | Non-IES | MVA | 2026 | 0 | Zone Substation | None
Mid North | Williamstown 11kV | Non-IES | MVA | 2026 | 0 | Zone Substation | None
Mid North | Williamstown South 11kV | Non-IES | MVA | 2026 | 0 | Zone Substation | None
Metro South | Willunga 11kV | Non-IES | MVA | 2026 | 0 | Zone Substation | None
Metro South | Willunga 33kV | Non-IES | MVA | 2026 | 0 | Zone Substation | None
Upper North | Wilmington 11kV | Non-IES | MVA | 2026 | 0 | Zone Substation | None
Upper North | Wirrabara Forest 11kV | Non-IES | MVA | 2026 | 0 | Zone Substation | None
Upper North | Wirrabara South 11kV | Non-IES | MVA | 2026 | 0 | Zone Substation | None
Metro South | Wirrina Cove 11kV | Non-IES | MVA | 2026 | 0 | Zone Substation | None
Upper North | Wongyarra 11kV | Non-IES | MVA | 2026 | 0 | Zone Substation | None
Metro East | Woodforde 11kV | Non-IES | MVA | 2026 | 0 | Zone Substation | None
Murraylands | Woods Point 11kV | Non-IES | MVA | 2026 | 0 | Zone Substation | None
Eastern Hills | Woodside 11kV | Non-IES | MVA | 2026 | 0 | Zone Substation | Reverse N-1
Metro West | Woodville 11kV | Non-IES | MVA | 2026 | 0 | Zone Substation | None
Metro West | Woodville 33kV | Non-IES | MVA | 2026 | 0 | Zone Substation | None
Riverland | Woolpunda 11kV | Non-IES | MVA | 2026 | 0 | Zone Substation | None
Eyre Peninsula | Wudinna 11kV | Non-IES | MVA | 2026 | 0 | Zone Substation | None
Eyre Peninsula | Wudinna 66kV | Non-IES | MVA | 2026 | 0.4 | Connection Point | None
Eyre Peninsula | Yadnarie 66kV | Non-IES | MVA | 2026 | 1.64 | Connection Point | None
Metro South | Yankalilla 11kV | Non-IES | MVA | 2026 | 0 | Zone Substation | None
Metro South | Yankalilla 33kV | Non-IES | MVA | 2026 | 0 | Zone Substation | None
Metro South | Yankalilla Hill 11kV | Non-IES | MVA | 2026 | 0 | Zone Substation | None
Upper North | Yongala 11kV | Non-IES | MVA | 2026 | 0 | Zone Substation | None
Yorke Peninsula | Yorketown 11kV | Non-IES | MVA | 2026 | 0 | Zone Substation | None
Adelaide Central | ACR 66kV | Non-IES | MVA | 2027 | 4.682 | Connection Point | None
Eastern Hills | Aldgate 11kV | Non-IES | MVA | 2027 | 0 | Zone Substation | None
Metro South | Aldinga 11kV | Non-IES | MVA | 2027 | 0 | Zone Substation | None
South East | Allendale East 11kV | Non-IES | MVA | 2027 | 0 | Zone Substation | None
Mid North | Alma 11kV | Non-IES | MVA | 2027 | 0 | Zone Substation | None
Metro South | American River 11kV | Non-IES | MVA | 2027 | 0 | Zone Substation | None
Eastern Hills | Angas Creek 33kV | Non-IES | MVA | 2027 | 0 | Connection Point | None
Mid North | Angaston 11kV | Non-IES | MVA | 2027 | 0 | Zone Substation | None
Metro North | Angle Vale 11kV | Non-IES | MVA | 2027 | 0 | Zone Substation | None
Yorke Peninsula | Ardrossan 11kV | Non-IES | MVA | 2027 | 0 | Zone Substation | None
Yorke Peninsula | Ardrossan West 33kV | Non-IES | MVA | 2027 | 0 | Connection Point | None
Eyre Peninsula | Arno Bay 11kV | Non-IES | MVA | 2027 | 0 | Zone Substation | None
Metro South | Ascot Park 11kV | Non-IES | MVA | 2027 | 0 | Zone Substation | N
Metro West | Athol Park 11kV | Non-IES | MVA | 2027 | 0 | Zone Substation | None
Mid North | Auburn 11kV | Non-IES | MVA | 2027 | 0 | Zone Substation | None
Yorke Peninsula | Balaklava 7.6kV | Non-IES | MVA | 2027 | 0 | Zone Substation | None
Eastern Hills | Balhannah 33kV | Non-IES | MVA | 2027 | 0 | Zone Substation | None
Upper North | Baroota 33kV | Non-IES | MVA | 2027 | 0 | Connection Point | None
Upper North | Baroota Town 11kV | Non-IES | MVA | 2027 | 0 | Zone Substation | None
Mid North | Barossa South TF1 11kV | Non-IES | MVA | 2027 | 0 | Zone Substation | None
Mid North | Barossa South TF2 11kV | Non-IES | MVA | 2027 | 0 | Zone Substation | None
South East | Beachport 11kV | Non-IES | MVA | 2027 | 0 | Zone Substation | None
Murraylands | Belvedere Road 7.6kV | Non-IES | MVA | 2027 | 0 | Zone Substation | None
Riverland | Berri 11kV | Non-IES | MVA | 2027 | 0 | Zone Substation | None
Riverland | Berri 66kV | Non-IES | MVA | 2027 | 0 | Connection Point | None
Murraylands | Binnies 11kV | Non-IES | MVA | 2027 | 0 | Zone Substation | None
Eastern Hills | Birdwood 11kV | Non-IES | MVA | 2027 | 0 | Zone Substation | None
Yorke Peninsula | Black Point 11kV | Non-IES | MVA | 2027 | 0 | Zone Substation | None
Metro West | Blackpool 11kV | Non-IES | MVA | 2027 | 0 | Zone Substation | None
Metro South | Blackwood 11kV | Non-IES | MVA | 2027 | 0 | Zone Substation | None
South East | Blanche 33kV | Non-IES | MVA | 2027 | 0 | Connection Point | None
Upper North | Booleroo Centre 11kV | Non-IES | MVA | 2027 | 0 | Zone Substation | None
Eyre Peninsula | Boothby 33kV | Non-IES | MVA | 2027 | 0 | Zone Substation | N-1
Upper North | Booyoolie 11kV | Non-IES | MVA | 2027 | 0 | Zone Substation | None
South East | Bordertown 11kV | Non-IES | MVA | 2027 | 5.68 | Zone Substation | N-1
Mid North | Brinkworth 33kV | Non-IES | MVA | 2027 | 0 | Connection Point | None
Mid North | Brinkworth Town 11kV | Non-IES | MVA | 2027 | 0 | Zone Substation | None
Eastern Hills | Brukunga 11kV | Non-IES | MVA | 2027 | 0 | Zone Substation | None
Upper North | Bungama Napperby 11kV | Non-IES | MVA | 2027 | 0 | Zone Substation | None
Metro East | Burnside 11kV | Non-IES | MVA | 2027 | 0 | Zone Substation | None
Mid North | Burra TF2 11kV | Non-IES | MVA | 2027 | 0 | Zone Substation | None
Riverland | Cadell 11kV | Non-IES | MVA | 2027 | 0 | Zone Substation | None
Murraylands | Caloote 11kV | Non-IES | MVA | 2027 | 0 | Zone Substation | None
Upper North | Caltowie 11kV | Non-IES | MVA | 2027 | 0 | Zone Substation | None
Murraylands | Cambrai 11kV | Non-IES | MVA | 2027 | 0 | Zone Substation | None
Murraylands | Campbell Park 11kV | Non-IES | MVA | 2027 | 0 | Zone Substation | None
Metro East | Campbelltown 11kV | Non-IES | MVA | 2027 | 0.2 | Zone Substation | None
Metro South | Cape Jervis 11kV | Non-IES | MVA | 2027 | 0 | Zone Substation | None
Metro South | Cape Jervis 33kV | Non-IES | MVA | 2027 | 34.5 | Zone Substation | N-1
Eyre Peninsula | Caralue 11kV | Non-IES | MVA | 2027 | 0 | Zone Substation | None
Metro West | Cavan 11kV | Non-IES | MVA | 2027 | 0 | Zone Substation | None
Adelaide Central | CBD 33kV | Non-IES | MVA | 2027 | 0.31 | Zone Substation | None
Eyre Peninsula | Ceduna 11kV | Non-IES | MVA | 2027 | 0.4 | Zone Substation | None
Eastern Hills | Chain of Ponds 11kV | Non-IES | MVA | 2027 | 0 | Zone Substation | None
Metro West | Cheltenham 11kV | Non-IES | MVA | 2027 | 0 | Zone Substation | None
Metro West | Cheltenham 33kV | Non-IES | MVA | 2027 | 0 | Zone Substation | None
Mid North | Clare 11kV | Non-IES | MVA | 2027 | 0 | Zone Substation | None
Mid North | Clare North 33kV | Non-IES | MVA | 2027 | 0 | Connection Point | None
Metro South | Clarence Gardens 11kV | Non-IES | MVA | 2027 | 0 | Zone Substation | None
Metro South | Clarendon 11kV | Non-IES | MVA | 2027 | 0 | Zone Substation | None
Metro East | Clearview 11kV | Non-IES | MVA | 2027 | 0 | Zone Substation | N
Eyre Peninsula | Cleve 11kV | Non-IES | MVA | 2027 | 0 | Zone Substation | None
Eyre Peninsula | Cleve 33kV | Non-IES | MVA | 2027 | 1.64 | Zone Substation | N-1
Eyre Peninsula | Coffin Bay 11kV | Non-IES | MVA | 2027 | 0 | Zone Substation | None
Mid North | Collinsfield 11kV | Non-IES | MVA | 2027 | 0 | Zone Substation | None
Murraylands | Coomandook 11kV | Non-IES | MVA | 2027 | 0 | Zone Substation | None
Murraylands | Coonalpyn 11kV | Non-IES | MVA | 2027 | 0 | Zone Substation | None
South East | Coonawarra 11kV | Non-IES | MVA | 2027 | 0 | Zone Substation | None
Upper North | Copley Nepabunna 33kV | Non-IES | MVA | 2027 | 0 | Zone Substation | N-1
Riverland | Cordola 11kV | Non-IES | MVA | 2027 | 0 | Zone Substation | None
Adelaide Central | Coromandel Place 11kV | Non-IES | MVA | 2027 | 0 | Zone Substation | None
Eyre Peninsula | Cowell 11kV | Non-IES | MVA | 2027 | 0 | Zone Substation | None
Metro West | Croydon 11kV | Non-IES | MVA | 2027 | 0 | Zone Substation | None
Metro West | Croydon Park 11kV | Non-IES | MVA | 2027 | 0 | Zone Substation | None
Upper North | Crystal Brook 11kV | Non-IES | MVA | 2027 | 0 | Zone Substation | None
Metro South | Cudmore Park 11kV | Non-IES | MVA | 2027 | 0 | Zone Substation | None
Eyre Peninsula | Cummins 11kV | Non-IES | MVA | 2027 | 0 | Zone Substation | None
Yorke Peninsula | Curramulka 7.6kV | Non-IES | MVA | 2027 | 0 | Zone Substation | None
Yorke Peninsula | Curramulka South 11kV | Non-IES | MVA | 2027 | 0 | Zone Substation | None
Yorke Peninsula | Dalrymple 33kV | Non-IES | MVA | 2027 | 0 | Connection Point | None
Eyre Peninsula | Darke Peak 11kV | Non-IES | MVA | 2027 | 0 | Zone Substation | None
Upper North | Davenport West 33kV | Non-IES | MVA | 2027 | 0 | Connection Point | None
Eastern Hills | Deloraine 11kV | Non-IES | MVA | 2027 | 0 | Zone Substation | None
Metro North | Direk 11kV | Non-IES | MVA | 2027 | 0 | Zone Substation | None
Mid North | Dorrien 33kV | Non-IES | MVA | 2027 | 50 | Connection Point | None
Mid North | Dorrien TF4 11kV | Non-IES | MVA | 2027 | 0 | Zone Substation | None
Mid North | Dorrien TF5 11kV | Non-IES | MVA | 2027 | 0 | Zone Substation | None
Yorke Peninsula | Dowlingville 11kV | Non-IES | MVA | 2027 | 0 | Zone Substation | None
Adelaide Central | East Terrace 11kV | Non-IES | MVA | 2027 | 0 | Zone Substation | None
Metro North | Edinburgh 11kV | Non-IES | MVA | 2027 | 4 | Zone Substation | None
Yorke Peninsula | Edithburgh 11kV | Non-IES | MVA | 2027 | 0 | Zone Substation | None
Metro North | Elizabeth Downs 11kV | Non-IES | MVA | 2027 | 0 | Zone Substation | None
Metro North | Elizabeth Heights 11kV | Non-IES | MVA | 2027 | 0 | Zone Substation | None
Metro North | Elizabeth South 11kV | Non-IES | MVA | 2027 | 0 | Zone Substation | None
Mid North | Eudunda 11kV | Non-IES | MVA | 2027 | 0 | Zone Substation | None
Metro North | Evanston 11kV | Non-IES | MVA | 2027 | 1.428 | Zone Substation | N-1
Metro North | Evanston 33kV | Non-IES | MVA | 2027 | 0 | Zone Substation | None
Metro West | Findon 11kV | Non-IES | MVA | 2027 | 0 | Zone Substation | None
Metro West | Flinders Park 11kV | Non-IES | MVA | 2027 | 0 | Zone Substation | None
Mid North | Florieton SWER 19kV | Non-IES | MVA | 2027 | 0 | Connection Point | None
Eastern Hills | Forreston 11kV | Non-IES | MVA | 2027 | 0 | Zone Substation | None
Mid North | Freeling 11kV | Non-IES | MVA | 2027 | 0 | Zone Substation | None
Mid North | Freeling North 11kV | Non-IES | MVA | 2027 | 0 | Zone Substation | None
Metro West | Fulham Gardens 11kV | Non-IES | MVA | 2027 | 0 | Zone Substation | None
Upper North | Fullerville 11kV | Non-IES | MVA | 2027 | 0 | Zone Substation | None
Mid North | Gawler Belt TF1 11kV | Non-IES | MVA | 2027 | 0 | Zone Substation | None
Mid North | Gawler Belt TF2 11kV | Non-IES | MVA | 2027 | 0 | Zone Substation | None
Mid North | Georgetown 11kV | Non-IES | MVA | 2027 | 0 | Zone Substation | None
Murraylands | Geranium 11kV | Non-IES | MVA | 2027 | 0 | Zone Substation | None
Upper North | Gladstone 11kV | Non-IES | MVA | 2027 | 0 | Zone Substation | None
Metro West | Glanville 11kV | Non-IES | MVA | 2027 | 0 | Zone Substation | None
South East | Glencoe 11kV | Non-IES | MVA | 2027 | 0 | Zone Substation | None
Metro South | Glenelg North 11kV | Non-IES | MVA | 2027 | 0 | Zone Substation | None
Riverland | Glossop 11kV | Non-IES | MVA | 2027 | 0 | Zone Substation | None
Metro East | Golden Grove 11kV | Non-IES | MVA | 2027 | 0 | Zone Substation | None
Mid North | Gomersal North 11kV | Non-IES | MVA | 2027 | 0 | Zone Substation | None
Metro South | Goolwa 11kV | Non-IES | MVA | 2027 | 0 | Zone Substation | None
Mid North | Gulnare 11kV | Non-IES | MVA | 2027 | 0 | Zone Substation | None
Eastern Hills | Gumeracha 11kV | Non-IES | MVA | 2027 | 0 | Zone Substation | None
Eastern Hills | Gumeracha Weir 11kV | Non-IES | MVA | 2027 | 0 | Zone Substation | None
Eastern Hills | Gumhaven 11kV | Non-IES | MVA | 2027 | 0 | Zone Substation | None
Metro South | Hackham 11kV | Non-IES | MVA | 2027 | 0 | Zone Substation | N-1
Eastern Hills | Hahndorf 11kV | Non-IES | MVA | 2027 | 0 | Zone Substation | None
Mid North | Halbury 11kV | Non-IES | MVA | 2027 | 0 | Zone Substation | None
Mid North | Hamley Bridge 11kV | Non-IES | MVA | 2027 | 0 | Zone Substation | None
Metro South | Happy Valley 11kV | Non-IES | MVA | 2027 | 0 | Zone Substation | None
Metro East | Harrow 11kV | Non-IES | MVA | 2027 | 0 | Zone Substation | None
South East | Hatherleigh 11kV | Non-IES | MVA | 2027 | 0 | Zone Substation | None
Upper North | Hawker 11kV | Non-IES | MVA | 2027 | 0 | Zone Substation | None
Metro South | Hay Flat 11kV | Non-IES | MVA | 2027 | 0 | Zone Substation | None
Metro West | Henley South 11kV | Non-IES | MVA | 2027 | 0 | Zone Substation | None
Eastern Hills | Hermitage 11kV | Non-IES | MVA | 2027 | 0 | Zone Substation | None
Metro East | Hillcrest 11kV | Non-IES | MVA | 2027 | 0.63 | Zone Substation | None
Adelaide Central | Hindley Street 11kV | Non-IES | MVA | 2027 | 0.372 | Zone Substation | None
Metro East | Holden Hill 11kV | Non-IES | MVA | 2027 | 0 | Zone Substation | None
Metro East | Hope Valley 11kV | Non-IES | MVA | 2027 | 1.86 | Zone Substation | None
Eastern Hills | Houghton 7.6kV | Non-IES | MVA | 2027 | 0 | Zone Substation | None
Mid North | Hoyleton 11kV | Non-IES | MVA | 2027 | 0 | Zone Substation | None
Yorke Peninsula | Hummocks 33kV | Non-IES | MVA | 2027 | 0 | Connection Point | None
Metro East | Ingle Farm 11kV | Non-IES | MVA | 2027 | 0 | Zone Substation | None
South East | Inverness 11kV | Non-IES | MVA | 2027 | 0 | Zone Substation | None
Murraylands | Jabuk 11kV | Non-IES | MVA | 2027 | 0 | Zone Substation | None
Yorke Peninsula | James Well 11kV | Non-IES | MVA | 2027 | 0 | Zone Substation | None
Upper North | Jamestown 11kV | Non-IES | MVA | 2027 | 0 | Zone Substation | Reverse N-1
Murraylands | Jervois 11kV | Non-IES | MVA | 2027 | 0 | Zone Substation | None
Yorke Peninsula | Kadina 11kV | Non-IES | MVA | 2027 | 0 | Zone Substation | None
Yorke Peninsula | Kadina East 33kV | Non-IES | MVA | 2027 | 0 | Connection Point | None
South East | Kalangadoo 11kV | Non-IES | MVA | 2027 | 0 | Zone Substation | None
South East | Kalangadoo West 11kV | Non-IES | MVA | 2027 | 0 | Zone Substation | None
Eastern Hills | Kanmantoo Copper Mine 11kV | Non-IES | MVA | 2027 | 0 | Connection Point | None
Mid North | Kapunda TF1 11kV | Non-IES | MVA | 2027 | 0 | Zone Substation | None
Mid North | Kapunda TF2 11kV | Non-IES | MVA | 2027 | 0 | Zone Substation | None
Murraylands | Karoonda 11kV | Non-IES | MVA | 2027 | 0 | Zone Substation | Reverse N
South East | Keith 11kV | Non-IES | MVA | 2027 | 0 | Zone Substation | None
South East | Keith 33kV | Non-IES | MVA | 2027 | 5.68 | Connection Point | None
Metro East | Kent Town 11kV | Non-IES | MVA | 2027 | 0 | Zone Substation | None
Eastern Hills | Kersbrook 11kV | Non-IES | MVA | 2027 | 0 | Zone Substation | None
Metro South | Keswick 11kV | Non-IES | MVA | 2027 | 0 | Zone Substation | None
Murraylands | Ki Ki 11kV | Non-IES | MVA | 2027 | 0 | Zone Substation | None
Metro West | Kilburn 11kV | Non-IES | MVA | 2027 | 5.104 | Zone Substation | None
Metro East | Kilburn South 11kV | Non-IES | MVA | 2027 | 0 | Zone Substation | None
Metro West | Kilkenny 11kV | Non-IES | MVA | 2027 | 0 | Zone Substation | None
South East | Kincraig 33kV | Non-IES | MVA | 2027 | 0.531 | Connection Point | None
Metro South | Kingscote 11kV | Non-IES | MVA | 2027 | 0 | Zone Substation | None
South East | Kingston SE 11kV | Non-IES | MVA | 2027 | 0 | Zone Substation | None
Metro South | Kingswood 11kV | Non-IES | MVA | 2027 | 0.721 | Zone Substation | None
South East | Kongorong 11kV | Non-IES | MVA | 2027 | 0 | Zone Substation | None
South East | Kumorna 11kV | Non-IES | MVA | 2027 | 0 | Zone Substation | None
Mid North | Kybunga 11kV | Non-IES | MVA | 2027 | 0 | Zone Substation | None
Murraylands | Lameroo 11kV | Non-IES | MVA | 2027 | 0 | Zone Substation | None
Eastern Hills | Langhorne Creek 11kV | Non-IES | MVA | 2027 | 0.98 | Zone Substation | None
Metro West | Largs North 11kV | Non-IES | MVA | 2027 | 0 | Zone Substation | None
Metro West | Lefevre 11kV | Non-IES | MVA | 2027 | 0 | Zone Substation | None
Upper North | Leigh Creek South 33kV | Non-IES | MVA | 2027 | 0 | Connection Point | None
Metro East | Linden Park 11kV | Non-IES | MVA | 2027 | 0 | Zone Substation | None
Eyre Peninsula | Little Swamp 11kV | Non-IES | MVA | 2027 | 0 | Zone Substation | None
Eastern Hills | Lobethal 11kV | Non-IES | MVA | 2027 | 0 | Zone Substation | None
Eyre Peninsula | Lock 11kV | Non-IES | MVA | 2027 | 0 | Zone Substation | None
Riverland | Loveday 11kV | Non-IES | MVA | 2027 | 0 | Zone Substation | None
Metro South | Lower Mitcham 11kV | Non-IES | MVA | 2027 | 0 | Zone Substation | None
Riverland | Loxton 11kV | Non-IES | MVA | 2027 | 0 | Zone Substation | None
South East | Lucindale 11kV | Non-IES | MVA | 2027 | 0 | Zone Substation | None
Mid North | Lyndoch 11kV | Non-IES | MVA | 2027 | 0 | Zone Substation | None
Mid North | Lyndoch South 7.6kV | Non-IES | MVA | 2027 | 0 | Zone Substation | None
Riverland | Lyrup 11kV | Non-IES | MVA | 2027 | 0 | Zone Substation | None
Metro South | MacGillivray 11kV | Non-IES | MVA | 2027 | 0 | Zone Substation | None
Yorke Peninsula | Maitland 11kV | Non-IES | MVA | 2027 | 0 | Zone Substation | None
Mid North | Mallala 11kV | Non-IES | MVA | 2027 | 0 | Zone Substation | None
Murraylands | Mannum 33kV | Non-IES | MVA | 2027 | 0 | Connection Point | None
Murraylands | Mannum Town 7.6kV | Non-IES | MVA | 2027 | 0 | Zone Substation | None
Yorke Peninsula | Marion Bay 11kV | Non-IES | MVA | 2027 | 0 | Zone Substation | None
Mid North | Marrabel 11kV | Non-IES | MVA | 2027 | 0 | Zone Substation | None
Metro South | McLaren Flat TF1 11kV | Non-IES | MVA | 2027 | 0 | Zone Substation | None
Metro South | McLaren Flat TF2 11kV | Non-IES | MVA | 2027 | 0 | Zone Substation | None
Metro South | McLaren Vale 11kV | Non-IES | MVA | 2027 | 0 | Zone Substation | None
Metro South | McLaren Vale Vineyard 11kV | Non-IES | MVA | 2027 | 0 | Zone Substation | None
Eastern Hills | Meadows 11kV | Non-IES | MVA | 2027 | 0 | Zone Substation | Reverse N-1
Upper North | Melrose 11kV | Non-IES | MVA | 2027 | 0 | Zone Substation | None
Murraylands | Meningie 11kV | Non-IES | MVA | 2027 | 0 | Zone Substation | None
Metro East | Metro East 66kV | Non-IES | MVA | 2027 | 12.072 | Connection Point | None
Metro North | Metro North 66kV | Non-IES | MVA | 2027 | 164.118 | Connection Point | None
Metro South | Metro South 66kV | Non-IES | MVA | 2027 | 134.066 | Connection Point | None
Metro West | Metro West 66kV | Non-IES | MVA | 2027 | 9.104 | Connection Point | None
Eastern Hills | Milang 11kV | Non-IES | MVA | 2027 | 0 | Zone Substation | None
South East | Millicent 11kV | Non-IES | MVA | 2027 | 0 | Zone Substation | None
Yorke Peninsula | Minlaton 11kV | Non-IES | MVA | 2027 | 0 | Zone Substation | None
Murraylands | Mobilong 33kV | Non-IES | MVA | 2027 | 1.28 | Connection Point | None
Murraylands | Monarto Central 11kV | Non-IES | MVA | 2027 | 0 | Zone Substation | None
Murraylands | Monarto South 11kV | Non-IES | MVA | 2027 | 0 | Zone Substation | None
Yorke Peninsula | Moonta 11kV | Non-IES | MVA | 2027 | 0 | Zone Substation | N-1
Eyre Peninsula | Moorkitabie 11kV | Non-IES | MVA | 2027 | 0 | Zone Substation | None
Riverland | Morgan 11kV | Non-IES | MVA | 2027 | 0 | Zone Substation | N
Metro South | Morphett Vale East 11kV | Non-IES | MVA | 2027 | 0 | Zone Substation | None
Metro South | Morphettville 11kV | Non-IES | MVA | 2027 | 0 | Zone Substation | None
Eastern Hills | Mount Barker 11kV | Non-IES | MVA | 2027 | 0 | Zone Substation | None
Eastern Hills | Mount Barker 66kV | Non-IES | MVA | 2027 | 0.98 | Connection Point | None
South East | Mount Burr 11kV | Non-IES | MVA | 2027 | 0 | Zone Substation | None
South East | Mount Gambier 11kV | Non-IES | MVA | 2027 | 0 | Zone Substation | None
South East | Mount Gambier 33kV | Non-IES | MVA | 2027 | 0 | Connection Point | None
South East | Mount Gambier North 11kV | Non-IES | MVA | 2027 | 0 | Zone Substation | N-1
South East | Mount Gambier West 11kV | Non-IES | MVA | 2027 | 0 | Zone Substation | None
Upper North | Mount Gunson 33kV | Non-IES | MVA | 2027 | 0 | Connection Point | None
Eastern Hills | Mount Pleasant 11kV | Non-IES | MVA | 2027 | 0 | Zone Substation | None
South East | Mount Schank 11kV | Non-IES | MVA | 2027 | 0 | Zone Substation | None
Murraylands | Murray Bridge North 11kV | Non-IES | MVA | 2027 | 1.28 | Zone Substation | None
Murraylands | Murray Bridge South 11kV | Non-IES | MVA | 2027 | 0 | Zone Substation | None
Eastern Hills | Mylor 11kV | Non-IES | MVA | 2027 | 0 | Zone Substation | None
Murraylands | Mypolonga 11kV | Non-IES | MVA | 2027 | 0 | Zone Substation | None
Metro South | Myponga 11kV | Non-IES | MVA | 2027 | 0 | Zone Substation | None
Eastern Hills | Nairne 11kV | Non-IES | MVA | 2027 | 0 | Zone Substation | Reverse N-1
South East | Nangwarry 11kV | Non-IES | MVA | 2027 | 0 | Zone Substation | None
South East | Naracoorte 11kV | Non-IES | MVA | 2027 | 0 | Zone Substation | None
South East | Naracoorte East 11kV | Non-IES | MVA | 2027 | 0.531 | Zone Substation | None
Murraylands | Narrung 11kV | Non-IES | MVA | 2027 | 0 | Zone Substation | None
Upper North | Neuroodla 33kV | Non-IES | MVA | 2027 | 0 | Connection Point | None
Metro West | New Osborne 11kV | Non-IES | MVA | 2027 | 0 | Zone Substation | None
Metro West | New Richmond 11kV | Non-IES | MVA | 2027 | 0 | Zone Substation | None
Murraylands | Nildottie 11kV | Non-IES | MVA | 2027 | 0 | Zone Substation | None
Yorke Peninsula | Ninnes 11kV | Non-IES | MVA | 2027 | 0 | Zone Substation | None
Metro South | Noarlunga Centre 11kV | Non-IES | MVA | 2027 | 0.255 | Zone Substation | None
Metro East | North Adelaide 11kV | Non-IES | MVA | 2027 | 0 | Zone Substation | None
Metro South | North Unley 11kV | Non-IES | MVA | 2027 | 0 | Zone Substation | None
Riverland | North West Bend 66kV | Non-IES | MVA | 2027 | 0 | Connection Point | None
Metro East | Northfield 11kV | Non-IES | MVA | 2027 | 0 | Zone Substation | N
Metro East | Norwood 11kV | Non-IES | MVA | 2027 | 0.2 | Zone Substation | None
Mid North | Nuriootpa 11kV | Non-IES | MVA | 2027 | 0 | Zone Substation | None
Metro South | Oaklands 11kV | Non-IES | MVA | 2027 | 0 | Zone Substation | None
Upper North | Orroroo 11kV | Non-IES | MVA | 2027 | 0 | Zone Substation | None
South East | Padthaway 11kV | Non-IES | MVA | 2027 | 0 | Zone Substation | None
Murraylands | Palmer 11kV | Non-IES | MVA | 2027 | 0 | Zone Substation | None
Metro South | Panorama 11kV | Non-IES | MVA | 2027 | 0 | Zone Substation | None
Metro North | Parafield Gardens 11kV | Non-IES | MVA | 2027 | 0 | Zone Substation | None
Metro North | Paralowie 11kV | Non-IES | MVA | 2027 | 0 | Zone Substation | None
Murraylands | Parilla 11kV | Non-IES | MVA | 2027 | 1 | Zone Substation | None
Riverland | Paringa 11kV | Non-IES | MVA | 2027 | 0 | Zone Substation | None
Riverland | Paringa 33kV | Non-IES | MVA | 2027 | 0 | Zone Substation | None
Yorke Peninsula | Paskeville 11kV | Non-IES | MVA | 2027 | 0 | Zone Substation | None
Murraylands | Peake 11kV | Non-IES | MVA | 2027 | 0 | Zone Substation | None
Murraylands | Pellaring Flat 11kV | Non-IES | MVA | 2027 | 0 | Zone Substation | None
Metro North | Penfield 11kV | Non-IES | MVA | 2027 | 0 | Zone Substation | None
Metro South | Penneshaw 11kV | Non-IES | MVA | 2027 | 0 | Zone Substation | None
South East | Penola 11kV | Non-IES | MVA | 2027 | 0 | Zone Substation | None
South East | Penola West 33kV | Non-IES | MVA | 2027 | 0 | Connection Point | None
Upper North | Peterborough 11kV | Non-IES | MVA | 2027 | 0 | Zone Substation | None
Eastern Hills | Piccadilly 11kV | Non-IES | MVA | 2027 | 0 | Zone Substation | None
Murraylands | Pinnaroo 11kV | Non-IES | MVA | 2027 | 0 | Zone Substation | None
Murraylands | Pinnaroo South 11kV | Non-IES | MVA | 2027 | 0 | Zone Substation | None
Metro South | Plympton 11kV | Non-IES | MVA | 2027 | 2.22 | Zone Substation | None
Eyre Peninsula | Point Boston 11kV | Non-IES | MVA | 2027 | 0 | Zone Substation | None
Eyre Peninsula | Polda 11kV | Non-IES | MVA | 2027 | 0 | Zone Substation | None
Eyre Peninsula | Poonindie 11kV | Non-IES | MVA | 2027 | 0 | Zone Substation | None
Metro West | Port Adelaide 11kV | Non-IES | MVA | 2027 | 0 | Zone Substation | None
Metro West | Port Adelaide North 11kV | Non-IES | MVA | 2027 | 4 | Zone Substation | None
Upper North | Port Augusta 11kV | Non-IES | MVA | 2027 | 0 | Zone Substation | None
Upper North | Port Augusta West TF1 11kV | Non-IES | MVA | 2027 | 0 | Zone Substation | None
Upper North | Port Augusta West TF2 11kV | Non-IES | MVA | 2027 | 0 | Zone Substation | None
Upper North | Port Broughton 11kV | Non-IES | MVA | 2027 | 0 | Zone Substation | None
Yorke Peninsula | Port Clinton 11kV | Non-IES | MVA | 2027 | 0 | Zone Substation | None
Upper North | Port Germein 11kV | Non-IES | MVA | 2027 | 0 | Zone Substation | None
Yorke Peninsula | Port Giles 11kV | Non-IES | MVA | 2027 | 0 | Zone Substation | None
Yorke Peninsula | Port Julia 11kV | Non-IES | MVA | 2027 | 0 | Zone Substation | None
Eyre Peninsula | Port Lincoln City 11kV | Non-IES | MVA | 2027 | 0 | Zone Substation | None
Eyre Peninsula | Port Lincoln Docks 11kV | Non-IES | MVA | 2027 | 0 | Zone Substation | None
Eyre Peninsula | Port Lincoln Marina 11kV | Non-IES | MVA | 2027 | 0 | Zone Substation | None
Eyre Peninsula | Port Lincoln Terminal 33kV | Non-IES | MVA | 2027 | 0 | Connection Point | None
Metro South | Port Noarlunga 11kV | Non-IES | MVA | 2027 | 0 | Zone Substation | None
Upper North | Port Pirie Bungama 33kV | Non-IES | MVA | 2027 | 0 | Connection Point | None
Upper North | Port Pirie South 11kV | Non-IES | MVA | 2027 | 0 | Zone Substation | None
Metro South | Port Stanvac 11kV | Non-IES | MVA | 2027 | 14.73 | Zone Substation | None
Metro South | Port Stanvac TF2 11kV | Non-IES | MVA | 2027 | 0 | Zone Substation | None
Yorke Peninsula | Port Vincent 11kV | Non-IES | MVA | 2027 | 0 | Zone Substation | None
Riverland | Portee 11kV | Non-IES | MVA | 2027 | 0 | Zone Substation | N
Metro East | Prospect 11kV | Non-IES | MVA | 2027 | 4.5 | Zone Substation | None
Murraylands | Punyelroo 11kV | Non-IES | MVA | 2027 | 0 | Zone Substation | None
Riverland | Pyap 11kV | Non-IES | MVA | 2027 | 0 | Zone Substation | None
Riverland | Qualco 11kV | Non-IES | MVA | 2027 | 0 | Zone Substation | N
Metro West | Queenstown 11kV | Non-IES | MVA | 2027 | 0 | Zone Substation | None
Upper North | Quorn 11kV | Non-IES | MVA | 2027 | 0 | Zone Substation | None
Riverland | Ramco 11kV | Non-IES | MVA | 2027 | 0 | Zone Substation | None
Metro South | Rapid Bay 11kV | Non-IES | MVA | 2027 | 0 | Zone Substation | None
Riverland | Renmark 11kV | Non-IES | MVA | 2027 | 0 | Zone Substation | None
Mid North | Riverton 11kV | Non-IES | MVA | 2027 | 0 | Zone Substation | None
South East | Robe 7.6kV | Non-IES | MVA | 2027 | 0 | Zone Substation | None
Mid North | Robertstown 11kV | Non-IES | MVA | 2027 | 0 | Zone Substation | None
Riverland | Roonka 11kV | Non-IES | MVA | 2027 | 0 | Zone Substation | None
Eyre Peninsula | Rudall 11kV | Non-IES | MVA | 2027 | 0 | Zone Substation | None
Metro North | Salisbury 11kV | Non-IES | MVA | 2027 | 0 | Zone Substation | N
Metro South | Salt Cliffs 11kV | Non-IES | MVA | 2027 | 0 | Zone Substation | None
Mid North | Sandy Creek 11kV | Non-IES | MVA | 2027 | 0 | Zone Substation | None
Metro South | Seacombe 11kV | Non-IES | MVA | 2027 | 1.5 | Zone Substation | None
Metro South | Seaford 11kV | Non-IES | MVA | 2027 | 3.2 | Zone Substation | None
Metro South | Second Valley 11kV | Non-IES | MVA | 2027 | 0 | Zone Substation | None
Metro South | Sheidow Park 11kV | Non-IES | MVA | 2027 | 0 | Zone Substation | Reverse N-1
Murraylands | Sherlock 11kV | Non-IES | MVA | 2027 | 0 | Zone Substation | None
Metro North | Smithfield West 11kV | Non-IES | MVA | 2027 | 0 | Zone Substation | N-1
South East | Snuggery Rural 33kV | Non-IES | MVA | 2027 | 0 | Connection Point | None
South East | South End 11kV | Non-IES | MVA | 2027 | 0 | Zone Substation | Reverse N-1
Mid North | Spalding 11kV | Non-IES | MVA | 2027 | 0 | Zone Substation | None
Metro South | Square Water Hole 11kV | Non-IES | MVA | 2027 | 0 | Zone Substation | None
Yorke Peninsula | Stansbury 11kV | Non-IES | MVA | 2027 | 0 | Zone Substation | None
Eastern Hills | Stirling East 11kV | Non-IES | MVA | 2027 | 0 | Zone Substation | None
Upper North | Stirling North 1 11kV | Non-IES | MVA | 2027 | 0 | Zone Substation | None
Upper North | Stirling North 2 11kV | Non-IES | MVA | 2027 | 0 | Zone Substation | None
Mid North | Stockwell TF1 11kV | Non-IES | MVA | 2027 | 0 | Zone Substation | None
Mid North | Stockwell TF2 11kV | Non-IES | MVA | 2027 | 0 | Zone Substation | None
Eyre Peninsula | Stony Point 11kV | Non-IES | MVA | 2027 | 0 | Connection Point | None
Eastern Hills | Strathalbyn 11kV | Non-IES | MVA | 2027 | 0 | Zone Substation | None
Eyre Peninsula | Streaky Bay 11kV | Non-IES | MVA | 2027 | 0 | Zone Substation | Reverse N-1
Riverland | Swan Reach 11kV | Non-IES | MVA | 2027 | 0 | Zone Substation | None
Riverland | Swan Reach 33kV | Non-IES | MVA | 2027 | 0 | Zone Substation | None
Murraylands | Tailem Bend 33kV | Non-IES | MVA | 2027 | 1 | Connection Point | None
Murraylands | Tailem Bend Town 11kV | Non-IES | MVA | 2027 | 0 | Zone Substation | None
South East | Tantanoola 11kV | Non-IES | MVA | 2027 | 0 | Zone Substation | None
Eyre Peninsula | Tarlton 11kV | Non-IES | MVA | 2027 | 0 | Zone Substation | None
South East | Tarpeena South 11kV | Non-IES | MVA | 2027 | 0 | Zone Substation | N-1
Metro East | Tea Tree Gully 11kV | Non-IES | MVA | 2027 | 0 | Zone Substation | None
Murraylands | Teal Flat 11kV | Non-IES | MVA | 2027 | 0 | Zone Substation | None
Upper North | Telowie 11kV | Non-IES | MVA | 2027 | 0 | Zone Substation | None
Mid North | Templers 33kV | Non-IES | MVA | 2027 | 0 | Connection Point | None
Metro West | Thebarton 11kV | Non-IES | MVA | 2027 | 0 | Zone Substation | None
South East | Tintinara 11kV | Non-IES | MVA | 2027 | 0 | Zone Substation | None
Metro South | Tonsley Park 11kV | Non-IES | MVA | 2027 | 0 | Zone Substation | None
Eyre Peninsula | Tumby Bay 11kV | Non-IES | MVA | 2027 | 0 | Zone Substation | None
Metro North | Two Wells 11kV | Non-IES | MVA | 2027 | 7.565 | Zone Substation | N-1
Eyre Peninsula | Uley 11kV | Non-IES | MVA | 2027 | 0 | Zone Substation | None
Eyre Peninsula | Uley South 11kV | Non-IES | MVA | 2027 | 0 | Zone Substation | None
Eastern Hills | Uraidla 11kV | Non-IES | MVA | 2027 | 0 | Zone Substation | None
Eastern Hills | Uraidla 33kV | Non-IES | MVA | 2027 | 0 | Zone Substation | None
Eastern Hills | Verdun 11kV | Non-IES | MVA | 2027 | 0 | Zone Substation | None
Metro South | Victor Harbor 11kV | Non-IES | MVA | 2027 | 0 | Zone Substation | None
Metro North | Virginia 11kV | Non-IES | MVA | 2027 | 0.36 | Zone Substation | None
Riverland | Waikerie 11kV | Non-IES | MVA | 2027 | 0 | Zone Substation | None
Murraylands | Walker Flat 11kV | Non-IES | MVA | 2027 | 0 | Zone Substation | None
Yorke Peninsula | Wallaroo 11kV | Non-IES | MVA | 2027 | 0 | Zone Substation | None
Yorke Peninsula | Warooka 11kV | Non-IES | MVA | 2027 | 0 | Zone Substation | None
Mid North | Wasleys 11kV | Non-IES | MVA | 2027 | 0 | Zone Substation | None
Mid North | Waterloo 33kV | Non-IES | MVA | 2027 | 0 | Connection Point | None
Mid North | Waterloo Town 11kV | Non-IES | MVA | 2027 | 0 | Zone Substation | None
Murraylands | White Sands 11kV | Non-IES | MVA | 2027 | 0 | Zone Substation | None
Adelaide Central | Whitmore Square 11kV | Non-IES | MVA | 2027 | 0 | Zone Substation | None
Eyre Peninsula | Whyalla Central 33kV | Non-IES | MVA | 2027 | 36.5 | Connection Point | None
Eyre Peninsula | Whyalla City 11kV | Non-IES | MVA | 2027 | 0 | Zone Substation | None
Eyre Peninsula | Whyalla North 11kV | Non-IES | MVA | 2027 | 0 | Zone Substation | None
Eyre Peninsula | Whyalla Stuart 11kV | Non-IES | MVA | 2027 | 0 | Zone Substation | None
Mid North | Williamstown 11kV | Non-IES | MVA | 2027 | 0 | Zone Substation | None
Mid North | Williamstown South 11kV | Non-IES | MVA | 2027 | 0 | Zone Substation | None
Metro South | Willunga 11kV | Non-IES | MVA | 2027 | 0 | Zone Substation | None
Metro South | Willunga 33kV | Non-IES | MVA | 2027 | 0 | Zone Substation | None
Upper North | Wilmington 11kV | Non-IES | MVA | 2027 | 0 | Zone Substation | None
Upper North | Wirrabara Forest 11kV | Non-IES | MVA | 2027 | 0 | Zone Substation | None
Upper North | Wirrabara South 11kV | Non-IES | MVA | 2027 | 0 | Zone Substation | None
Metro South | Wirrina Cove 11kV | Non-IES | MVA | 2027 | 0 | Zone Substation | None
Upper North | Wongyarra 11kV | Non-IES | MVA | 2027 | 0 | Zone Substation | None
Metro East | Woodforde 11kV | Non-IES | MVA | 2027 | 0 | Zone Substation | None
Murraylands | Woods Point 11kV | Non-IES | MVA | 2027 | 0 | Zone Substation | None
Eastern Hills | Woodside 11kV | Non-IES | MVA | 2027 | 0 | Zone Substation | Reverse N-1
Metro West | Woodville 11kV | Non-IES | MVA | 2027 | 0 | Zone Substation | None
Metro West | Woodville 33kV | Non-IES | MVA | 2027 | 0 | Zone Substation | None
Riverland | Woolpunda 11kV | Non-IES | MVA | 2027 | 0 | Zone Substation | None
Eyre Peninsula | Wudinna 11kV | Non-IES | MVA | 2027 | 0 | Zone Substation | None
Eyre Peninsula | Wudinna 66kV | Non-IES | MVA | 2027 | 0.4 | Connection Point | None
Eyre Peninsula | Yadnarie 66kV | Non-IES | MVA | 2027 | 1.64 | Connection Point | None
Metro South | Yankalilla 11kV | Non-IES | MVA | 2027 | 0 | Zone Substation | None
Metro South | Yankalilla 33kV | Non-IES | MVA | 2027 | 0 | Zone Substation | None
Metro South | Yankalilla Hill 11kV | Non-IES | MVA | 2027 | 0 | Zone Substation | None
Upper North | Yongala 11kV | Non-IES | MVA | 2027 | 0 | Zone Substation | None
Yorke Peninsula | Yorketown 11kV | Non-IES | MVA | 2027 | 0 | Zone Substation | None
Adelaide Central | ACR 66kV | Non-IES | MVA | 2028 | 4.682 | Connection Point | None
Eastern Hills | Aldgate 11kV | Non-IES | MVA | 2028 | 0 | Zone Substation | None
Metro South | Aldinga 11kV | Non-IES | MVA | 2028 | 0 | Zone Substation | None
South East | Allendale East 11kV | Non-IES | MVA | 2028 | 0 | Zone Substation | None
Mid North | Alma 11kV | Non-IES | MVA | 2028 | 0 | Zone Substation | None
Metro South | American River 11kV | Non-IES | MVA | 2028 | 0 | Zone Substation | None
Eastern Hills | Angas Creek 33kV | Non-IES | MVA | 2028 | 0 | Connection Point | None
Mid North | Angaston 11kV | Non-IES | MVA | 2028 | 0 | Zone Substation | None
Metro North | Angle Vale 11kV | Non-IES | MVA | 2028 | 0 | Zone Substation | None
Yorke Peninsula | Ardrossan 11kV | Non-IES | MVA | 2028 | 0 | Zone Substation | None
Yorke Peninsula | Ardrossan West 33kV | Non-IES | MVA | 2028 | 0 | Connection Point | None
Eyre Peninsula | Arno Bay 11kV | Non-IES | MVA | 2028 | 0 | Zone Substation | None
Metro South | Ascot Park 11kV | Non-IES | MVA | 2028 | 0 | Zone Substation | N
Metro West | Athol Park 11kV | Non-IES | MVA | 2028 | 0 | Zone Substation | None
Mid North | Auburn 11kV | Non-IES | MVA | 2028 | 0 | Zone Substation | None
Yorke Peninsula | Balaklava 7.6kV | Non-IES | MVA | 2028 | 0 | Zone Substation | None
Eastern Hills | Balhannah 33kV | Non-IES | MVA | 2028 | 0 | Zone Substation | None
Upper North | Baroota 33kV | Non-IES | MVA | 2028 | 0 | Connection Point | None
Upper North | Baroota Town 11kV | Non-IES | MVA | 2028 | 0 | Zone Substation | None
Mid North | Barossa South TF1 11kV | Non-IES | MVA | 2028 | 0 | Zone Substation | None
Mid North | Barossa South TF2 11kV | Non-IES | MVA | 2028 | 0 | Zone Substation | None
South East | Beachport 11kV | Non-IES | MVA | 2028 | 0 | Zone Substation | None
Murraylands | Belvedere Road 7.6kV | Non-IES | MVA | 2028 | 0 | Zone Substation | None
Riverland | Berri 11kV | Non-IES | MVA | 2028 | 0 | Zone Substation | None
Riverland | Berri 66kV | Non-IES | MVA | 2028 | 0 | Connection Point | None
Murraylands | Binnies 11kV | Non-IES | MVA | 2028 | 0 | Zone Substation | None
Eastern Hills | Birdwood 11kV | Non-IES | MVA | 2028 | 0 | Zone Substation | None
Yorke Peninsula | Black Point 11kV | Non-IES | MVA | 2028 | 0 | Zone Substation | None
Metro West | Blackpool 11kV | Non-IES | MVA | 2028 | 0 | Zone Substation | None
Metro South | Blackwood 11kV | Non-IES | MVA | 2028 | 0 | Zone Substation | None
South East | Blanche 33kV | Non-IES | MVA | 2028 | 0 | Connection Point | None
Upper North | Booleroo Centre 11kV | Non-IES | MVA | 2028 | 0 | Zone Substation | None
Eyre Peninsula | Boothby 33kV | Non-IES | MVA | 2028 | 0 | Zone Substation | N-1
Upper North | Booyoolie 11kV | Non-IES | MVA | 2028 | 0 | Zone Substation | None
South East | Bordertown 11kV | Non-IES | MVA | 2028 | 5.68 | Zone Substation | N-1
Mid North | Brinkworth 33kV | Non-IES | MVA | 2028 | 0 | Connection Point | None
Mid North | Brinkworth Town 11kV | Non-IES | MVA | 2028 | 0 | Zone Substation | None
Eastern Hills | Brukunga 11kV | Non-IES | MVA | 2028 | 0 | Zone Substation | None
Upper North | Bungama Napperby 11kV | Non-IES | MVA | 2028 | 0 | Zone Substation | None
Metro East | Burnside 11kV | Non-IES | MVA | 2028 | 0 | Zone Substation | None
Mid North | Burra TF2 11kV | Non-IES | MVA | 2028 | 0 | Zone Substation | None
Riverland | Cadell 11kV | Non-IES | MVA | 2028 | 0 | Zone Substation | None
Murraylands | Caloote 11kV | Non-IES | MVA | 2028 | 0 | Zone Substation | None
Upper North | Caltowie 11kV | Non-IES | MVA | 2028 | 0 | Zone Substation | None
Murraylands | Cambrai 11kV | Non-IES | MVA | 2028 | 0 | Zone Substation | None
Murraylands | Campbell Park 11kV | Non-IES | MVA | 2028 | 0 | Zone Substation | None
Metro East | Campbelltown 11kV | Non-IES | MVA | 2028 | 0.2 | Zone Substation | None
Metro South | Cape Jervis 11kV | Non-IES | MVA | 2028 | 0 | Zone Substation | None
Metro South | Cape Jervis 33kV | Non-IES | MVA | 2028 | 34.5 | Zone Substation | N-1
Eyre Peninsula | Caralue 11kV | Non-IES | MVA | 2028 | 0 | Zone Substation | None
Metro West | Cavan 11kV | Non-IES | MVA | 2028 | 0 | Zone Substation | None
Adelaide Central | CBD 33kV | Non-IES | MVA | 2028 | 0.31 | Zone Substation | None
Eyre Peninsula | Ceduna 11kV | Non-IES | MVA | 2028 | 0.4 | Zone Substation | None
Eastern Hills | Chain of Ponds 11kV | Non-IES | MVA | 2028 | 0 | Zone Substation | None
Metro West | Cheltenham 11kV | Non-IES | MVA | 2028 | 0 | Zone Substation | None
Metro West | Cheltenham 33kV | Non-IES | MVA | 2028 | 0 | Zone Substation | None
Mid North | Clare 11kV | Non-IES | MVA | 2028 | 0 | Zone Substation | None
Mid North | Clare North 33kV | Non-IES | MVA | 2028 | 0 | Connection Point | None
Metro South | Clarence Gardens 11kV | Non-IES | MVA | 2028 | 0 | Zone Substation | None
Metro South | Clarendon 11kV | Non-IES | MVA | 2028 | 0 | Zone Substation | None
Metro East | Clearview 11kV | Non-IES | MVA | 2028 | 0 | Zone Substation | N
Eyre Peninsula | Cleve 11kV | Non-IES | MVA | 2028 | 0 | Zone Substation | None
Eyre Peninsula | Cleve 33kV | Non-IES | MVA | 2028 | 1.64 | Zone Substation | N-1
Eyre Peninsula | Coffin Bay 11kV | Non-IES | MVA | 2028 | 0 | Zone Substation | None
Mid North | Collinsfield 11kV | Non-IES | MVA | 2028 | 0 | Zone Substation | None
Murraylands | Coomandook 11kV | Non-IES | MVA | 2028 | 0 | Zone Substation | None
Murraylands | Coonalpyn 11kV | Non-IES | MVA | 2028 | 0 | Zone Substation | None
South East | Coonawarra 11kV | Non-IES | MVA | 2028 | 0 | Zone Substation | None
Upper North | Copley Nepabunna 33kV | Non-IES | MVA | 2028 | 0 | Zone Substation | N-1
Riverland | Cordola 11kV | Non-IES | MVA | 2028 | 0 | Zone Substation | None
Adelaide Central | Coromandel Place 11kV | Non-IES | MVA | 2028 | 0 | Zone Substation | None
Eyre Peninsula | Cowell 11kV | Non-IES | MVA | 2028 | 0 | Zone Substation | None
Metro West | Croydon 11kV | Non-IES | MVA | 2028 | 0 | Zone Substation | None
Metro West | Croydon Park 11kV | Non-IES | MVA | 2028 | 0 | Zone Substation | None
Upper North | Crystal Brook 11kV | Non-IES | MVA | 2028 | 0 | Zone Substation | None
Metro South | Cudmore Park 11kV | Non-IES | MVA | 2028 | 0 | Zone Substation | None
Eyre Peninsula | Cummins 11kV | Non-IES | MVA | 2028 | 0 | Zone Substation | None
Yorke Peninsula | Curramulka 7.6kV | Non-IES | MVA | 2028 | 0 | Zone Substation | None
Yorke Peninsula | Curramulka South 11kV | Non-IES | MVA | 2028 | 0 | Zone Substation | None
Yorke Peninsula | Dalrymple 33kV | Non-IES | MVA | 2028 | 0 | Connection Point | None
Eyre Peninsula | Darke Peak 11kV | Non-IES | MVA | 2028 | 0 | Zone Substation | None
Upper North | Davenport West 33kV | Non-IES | MVA | 2028 | 0 | Connection Point | None
Eastern Hills | Deloraine 11kV | Non-IES | MVA | 2028 | 0 | Zone Substation | None
Metro North | Direk 11kV | Non-IES | MVA | 2028 | 0 | Zone Substation | None
Mid North | Dorrien 33kV | Non-IES | MVA | 2028 | 50 | Connection Point | None
Mid North | Dorrien TF4 11kV | Non-IES | MVA | 2028 | 0 | Zone Substation | None
Mid North | Dorrien TF5 11kV | Non-IES | MVA | 2028 | 0 | Zone Substation | None
Yorke Peninsula | Dowlingville 11kV | Non-IES | MVA | 2028 | 0 | Zone Substation | None
Adelaide Central | East Terrace 11kV | Non-IES | MVA | 2028 | 0 | Zone Substation | None
Metro North | Edinburgh 11kV | Non-IES | MVA | 2028 | 4 | Zone Substation | None
Yorke Peninsula | Edithburgh 11kV | Non-IES | MVA | 2028 | 0 | Zone Substation | None
Metro North | Elizabeth Downs 11kV | Non-IES | MVA | 2028 | 0 | Zone Substation | None
Metro North | Elizabeth Heights 11kV | Non-IES | MVA | 2028 | 0 | Zone Substation | None
Metro North | Elizabeth South 11kV | Non-IES | MVA | 2028 | 0 | Zone Substation | None
Mid North | Eudunda 11kV | Non-IES | MVA | 2028 | 0 | Zone Substation | None
Metro North | Evanston 11kV | Non-IES | MVA | 2028 | 1.428 | Zone Substation | N-1
Metro North | Evanston 33kV | Non-IES | MVA | 2028 | 0 | Zone Substation | None
Metro West | Findon 11kV | Non-IES | MVA | 2028 | 0 | Zone Substation | None
Metro West | Flinders Park 11kV | Non-IES | MVA | 2028 | 0 | Zone Substation | None
Mid North | Florieton SWER 19kV | Non-IES | MVA | 2028 | 0 | Connection Point | None
Eastern Hills | Forreston 11kV | Non-IES | MVA | 2028 | 0 | Zone Substation | None
Mid North | Freeling 11kV | Non-IES | MVA | 2028 | 0 | Zone Substation | None
Mid North | Freeling North 11kV | Non-IES | MVA | 2028 | 0 | Zone Substation | None
Metro West | Fulham Gardens 11kV | Non-IES | MVA | 2028 | 0 | Zone Substation | None
Upper North | Fullerville 11kV | Non-IES | MVA | 2028 | 0 | Zone Substation | None
Mid North | Gawler Belt TF1 11kV | Non-IES | MVA | 2028 | 0 | Zone Substation | None
Mid North | Gawler Belt TF2 11kV | Non-IES | MVA | 2028 | 0 | Zone Substation | None
Mid North | Georgetown 11kV | Non-IES | MVA | 2028 | 0 | Zone Substation | None
Murraylands | Geranium 11kV | Non-IES | MVA | 2028 | 0 | Zone Substation | None
Upper North | Gladstone 11kV | Non-IES | MVA | 2028 | 0 | Zone Substation | None
Metro West | Glanville 11kV | Non-IES | MVA | 2028 | 0 | Zone Substation | None
South East | Glencoe 11kV | Non-IES | MVA | 2028 | 0 | Zone Substation | None
Metro South | Glenelg North 11kV | Non-IES | MVA | 2028 | 0 | Zone Substation | None
Riverland | Glossop 11kV | Non-IES | MVA | 2028 | 0 | Zone Substation | None
Metro East | Golden Grove 11kV | Non-IES | MVA | 2028 | 0 | Zone Substation | None
Mid North | Gomersal North 11kV | Non-IES | MVA | 2028 | 0 | Zone Substation | None
Metro South | Goolwa 11kV | Non-IES | MVA | 2028 | 0 | Zone Substation | None
Mid North | Gulnare 11kV | Non-IES | MVA | 2028 | 0 | Zone Substation | None
Eastern Hills | Gumeracha 11kV | Non-IES | MVA | 2028 | 0 | Zone Substation | None
Eastern Hills | Gumeracha Weir 11kV | Non-IES | MVA | 2028 | 0 | Zone Substation | None
Eastern Hills | Gumhaven 11kV | Non-IES | MVA | 2028 | 0 | Zone Substation | None
Metro South | Hackham 11kV | Non-IES | MVA | 2028 | 0 | Zone Substation | N-1
Eastern Hills | Hahndorf 11kV | Non-IES | MVA | 2028 | 0 | Zone Substation | None
Mid North | Halbury 11kV | Non-IES | MVA | 2028 | 0 | Zone Substation | None
Mid North | Hamley Bridge 11kV | Non-IES | MVA | 2028 | 0 | Zone Substation | None
Metro South | Happy Valley 11kV | Non-IES | MVA | 2028 | 0 | Zone Substation | None
Metro East | Harrow 11kV | Non-IES | MVA | 2028 | 0 | Zone Substation | None
South East | Hatherleigh 11kV | Non-IES | MVA | 2028 | 0 | Zone Substation | None
Upper North | Hawker 11kV | Non-IES | MVA | 2028 | 0 | Zone Substation | None
Metro South | Hay Flat 11kV | Non-IES | MVA | 2028 | 0 | Zone Substation | None
Metro West | Henley South 11kV | Non-IES | MVA | 2028 | 0 | Zone Substation | None
Eastern Hills | Hermitage 11kV | Non-IES | MVA | 2028 | 0 | Zone Substation | None
Metro East | Hillcrest 11kV | Non-IES | MVA | 2028 | 0.63 | Zone Substation | None
Adelaide Central | Hindley Street 11kV | Non-IES | MVA | 2028 | 0.372 | Zone Substation | None
Metro East | Holden Hill 11kV | Non-IES | MVA | 2028 | 0 | Zone Substation | None
Metro East | Hope Valley 11kV | Non-IES | MVA | 2028 | 1.86 | Zone Substation | None
Eastern Hills | Houghton 7.6kV | Non-IES | MVA | 2028 | 0 | Zone Substation | None
Mid North | Hoyleton 11kV | Non-IES | MVA | 2028 | 0 | Zone Substation | None
Yorke Peninsula | Hummocks 33kV | Non-IES | MVA | 2028 | 0 | Connection Point | None
Metro East | Ingle Farm 11kV | Non-IES | MVA | 2028 | 0 | Zone Substation | None
South East | Inverness 11kV | Non-IES | MVA | 2028 | 0 | Zone Substation | None
Murraylands | Jabuk 11kV | Non-IES | MVA | 2028 | 0 | Zone Substation | None
Yorke Peninsula | James Well 11kV | Non-IES | MVA | 2028 | 0 | Zone Substation | None
Upper North | Jamestown 11kV | Non-IES | MVA | 2028 | 0 | Zone Substation | Reverse N-1
Murraylands | Jervois 11kV | Non-IES | MVA | 2028 | 0 | Zone Substation | None
Yorke Peninsula | Kadina 11kV | Non-IES | MVA | 2028 | 0 | Zone Substation | None
Yorke Peninsula | Kadina East 33kV | Non-IES | MVA | 2028 | 0 | Connection Point | None
South East | Kalangadoo 11kV | Non-IES | MVA | 2028 | 0 | Zone Substation | None
South East | Kalangadoo West 11kV | Non-IES | MVA | 2028 | 0 | Zone Substation | None
Eastern Hills | Kanmantoo Copper Mine 11kV | Non-IES | MVA | 2028 | 0 | Connection Point | None
Mid North | Kapunda TF1 11kV | Non-IES | MVA | 2028 | 0 | Zone Substation | None
Mid North | Kapunda TF2 11kV | Non-IES | MVA | 2028 | 0 | Zone Substation | None
Murraylands | Karoonda 11kV | Non-IES | MVA | 2028 | 0 | Zone Substation | Reverse N
South East | Keith 11kV | Non-IES | MVA | 2028 | 0 | Zone Substation | None
South East | Keith 33kV | Non-IES | MVA | 2028 | 5.68 | Connection Point | None
Metro East | Kent Town 11kV | Non-IES | MVA | 2028 | 0 | Zone Substation | None
Eastern Hills | Kersbrook 11kV | Non-IES | MVA | 2028 | 0 | Zone Substation | None
Metro South | Keswick 11kV | Non-IES | MVA | 2028 | 0 | Zone Substation | None
Murraylands | Ki Ki 11kV | Non-IES | MVA | 2028 | 0 | Zone Substation | None
Metro West | Kilburn 11kV | Non-IES | MVA | 2028 | 5.104 | Zone Substation | None
Metro East | Kilburn South 11kV | Non-IES | MVA | 2028 | 0 | Zone Substation | None
Metro West | Kilkenny 11kV | Non-IES | MVA | 2028 | 0 | Zone Substation | None
South East | Kincraig 33kV | Non-IES | MVA | 2028 | 0.531 | Connection Point | None
Metro South | Kingscote 11kV | Non-IES | MVA | 2028 | 0 | Zone Substation | None
South East | Kingston SE 11kV | Non-IES | MVA | 2028 | 0 | Zone Substation | None
Metro South | Kingswood 11kV | Non-IES | MVA | 2028 | 0.721 | Zone Substation | None
South East | Kongorong 11kV | Non-IES | MVA | 2028 | 0 | Zone Substation | None
South East | Kumorna 11kV | Non-IES | MVA | 2028 | 0 | Zone Substation | None
Mid North | Kybunga 11kV | Non-IES | MVA | 2028 | 0 | Zone Substation | None
Murraylands | Lameroo 11kV | Non-IES | MVA | 2028 | 0 | Zone Substation | None
Eastern Hills | Langhorne Creek 11kV | Non-IES | MVA | 2028 | 0.98 | Zone Substation | None
Metro West | Largs North 11kV | Non-IES | MVA | 2028 | 0 | Zone Substation | None
Metro West | Lefevre 11kV | Non-IES | MVA | 2028 | 0 | Zone Substation | None
Upper North | Leigh Creek South 33kV | Non-IES | MVA | 2028 | 0 | Connection Point | None
Metro East | Linden Park 11kV | Non-IES | MVA | 2028 | 0 | Zone Substation | None
Eyre Peninsula | Little Swamp 11kV | Non-IES | MVA | 2028 | 0 | Zone Substation | None
Eastern Hills | Lobethal 11kV | Non-IES | MVA | 2028 | 0 | Zone Substation | None
Eyre Peninsula | Lock 11kV | Non-IES | MVA | 2028 | 0 | Zone Substation | None
Riverland | Loveday 11kV | Non-IES | MVA | 2028 | 0 | Zone Substation | None
Metro South | Lower Mitcham 11kV | Non-IES | MVA | 2028 | 0 | Zone Substation | None
Riverland | Loxton 11kV | Non-IES | MVA | 2028 | 0 | Zone Substation | None
South East | Lucindale 11kV | Non-IES | MVA | 2028 | 0 | Zone Substation | None
Mid North | Lyndoch 11kV | Non-IES | MVA | 2028 | 0 | Zone Substation | None
Mid North | Lyndoch South 7.6kV | Non-IES | MVA | 2028 | 0 | Zone Substation | None
Riverland | Lyrup 11kV | Non-IES | MVA | 2028 | 0 | Zone Substation | None
Metro South | MacGillivray 11kV | Non-IES | MVA | 2028 | 0 | Zone Substation | None
Yorke Peninsula | Maitland 11kV | Non-IES | MVA | 2028 | 0 | Zone Substation | None
Mid North | Mallala 11kV | Non-IES | MVA | 2028 | 0 | Zone Substation | None
Murraylands | Mannum 33kV | Non-IES | MVA | 2028 | 0 | Connection Point | None
Murraylands | Mannum Town 7.6kV | Non-IES | MVA | 2028 | 0 | Zone Substation | None
Yorke Peninsula | Marion Bay 11kV | Non-IES | MVA | 2028 | 0 | Zone Substation | None
Mid North | Marrabel 11kV | Non-IES | MVA | 2028 | 0 | Zone Substation | None
Metro South | McLaren Flat TF1 11kV | Non-IES | MVA | 2028 | 0 | Zone Substation | None
Metro South | McLaren Flat TF2 11kV | Non-IES | MVA | 2028 | 0 | Zone Substation | None
Metro South | McLaren Vale 11kV | Non-IES | MVA | 2028 | 0 | Zone Substation | None
Metro South | McLaren Vale Vineyard 11kV | Non-IES | MVA | 2028 | 0 | Zone Substation | None
Eastern Hills | Meadows 11kV | Non-IES | MVA | 2028 | 0 | Zone Substation | Reverse N-1
Upper North | Melrose 11kV | Non-IES | MVA | 2028 | 0 | Zone Substation | None
Murraylands | Meningie 11kV | Non-IES | MVA | 2028 | 0 | Zone Substation | None
Metro East | Metro East 66kV | Non-IES | MVA | 2028 | 12.072 | Connection Point | None
Metro North | Metro North 66kV | Non-IES | MVA | 2028 | 164.118 | Connection Point | None
Metro South | Metro South 66kV | Non-IES | MVA | 2028 | 134.066 | Connection Point | None
Metro West | Metro West 66kV | Non-IES | MVA | 2028 | 9.104 | Connection Point | None
Eastern Hills | Milang 11kV | Non-IES | MVA | 2028 | 0 | Zone Substation | None
South East | Millicent 11kV | Non-IES | MVA | 2028 | 0 | Zone Substation | None
Yorke Peninsula | Minlaton 11kV | Non-IES | MVA | 2028 | 0 | Zone Substation | None
Murraylands | Mobilong 33kV | Non-IES | MVA | 2028 | 1.28 | Connection Point | None
Murraylands | Monarto Central 11kV | Non-IES | MVA | 2028 | 0 | Zone Substation | None
Murraylands | Monarto South 11kV | Non-IES | MVA | 2028 | 0 | Zone Substation | None
Yorke Peninsula | Moonta 11kV | Non-IES | MVA | 2028 | 0 | Zone Substation | N-1
Eyre Peninsula | Moorkitabie 11kV | Non-IES | MVA | 2028 | 0 | Zone Substation | None
Riverland | Morgan 11kV | Non-IES | MVA | 2028 | 0 | Zone Substation | N
Metro South | Morphett Vale East 11kV | Non-IES | MVA | 2028 | 0 | Zone Substation | None
Metro South | Morphettville 11kV | Non-IES | MVA | 2028 | 0 | Zone Substation | None
Eastern Hills | Mount Barker 11kV | Non-IES | MVA | 2028 | 0 | Zone Substation | None
Eastern Hills | Mount Barker 66kV | Non-IES | MVA | 2028 | 0.98 | Connection Point | None
South East | Mount Burr 11kV | Non-IES | MVA | 2028 | 0 | Zone Substation | None
South East | Mount Gambier 11kV | Non-IES | MVA | 2028 | 0 | Zone Substation | None
South East | Mount Gambier 33kV | Non-IES | MVA | 2028 | 0 | Connection Point | None
South East | Mount Gambier North 11kV | Non-IES | MVA | 2028 | 0 | Zone Substation | N-1
South East | Mount Gambier West 11kV | Non-IES | MVA | 2028 | 0 | Zone Substation | None
Upper North | Mount Gunson 33kV | Non-IES | MVA | 2028 | 0 | Connection Point | None
Eastern Hills | Mount Pleasant 11kV | Non-IES | MVA | 2028 | 0 | Zone Substation | None
South East | Mount Schank 11kV | Non-IES | MVA | 2028 | 0 | Zone Substation | None
Murraylands | Murray Bridge North 11kV | Non-IES | MVA | 2028 | 1.28 | Zone Substation | None
Murraylands | Murray Bridge South 11kV | Non-IES | MVA | 2028 | 0 | Zone Substation | None
Eastern Hills | Mylor 11kV | Non-IES | MVA | 2028 | 0 | Zone Substation | None
Murraylands | Mypolonga 11kV | Non-IES | MVA | 2028 | 0 | Zone Substation | None
Metro South | Myponga 11kV | Non-IES | MVA | 2028 | 0 | Zone Substation | None
Eastern Hills | Nairne 11kV | Non-IES | MVA | 2028 | 0 | Zone Substation | Reverse N-1
South East | Nangwarry 11kV | Non-IES | MVA | 2028 | 0 | Zone Substation | None
South East | Naracoorte 11kV | Non-IES | MVA | 2028 | 0 | Zone Substation | None
South East | Naracoorte East 11kV | Non-IES | MVA | 2028 | 0.531 | Zone Substation | None
Murraylands | Narrung 11kV | Non-IES | MVA | 2028 | 0 | Zone Substation | None
Upper North | Neuroodla 33kV | Non-IES | MVA | 2028 | 0 | Connection Point | None
Metro West | New Osborne 11kV | Non-IES | MVA | 2028 | 0 | Zone Substation | None
Metro West | New Richmond 11kV | Non-IES | MVA | 2028 | 0 | Zone Substation | None
Murraylands | Nildottie 11kV | Non-IES | MVA | 2028 | 0 | Zone Substation | None
Yorke Peninsula | Ninnes 11kV | Non-IES | MVA | 2028 | 0 | Zone Substation | None
Metro South | Noarlunga Centre 11kV | Non-IES | MVA | 2028 | 0.255 | Zone Substation | None
Metro East | North Adelaide 11kV | Non-IES | MVA | 2028 | 0 | Zone Substation | None
Metro South | North Unley 11kV | Non-IES | MVA | 2028 | 0 | Zone Substation | None
Riverland | North West Bend 66kV | Non-IES | MVA | 2028 | 0 | Connection Point | None
Metro East | Northfield 11kV | Non-IES | MVA | 2028 | 0 | Zone Substation | N
Metro East | Norwood 11kV | Non-IES | MVA | 2028 | 0.2 | Zone Substation | None
Mid North | Nuriootpa 11kV | Non-IES | MVA | 2028 | 0 | Zone Substation | None
Metro South | Oaklands 11kV | Non-IES | MVA | 2028 | 0 | Zone Substation | None
Upper North | Orroroo 11kV | Non-IES | MVA | 2028 | 0 | Zone Substation | None
South East | Padthaway 11kV | Non-IES | MVA | 2028 | 0 | Zone Substation | None
Murraylands | Palmer 11kV | Non-IES | MVA | 2028 | 0 | Zone Substation | None
Metro South | Panorama 11kV | Non-IES | MVA | 2028 | 0 | Zone Substation | None
Metro North | Parafield Gardens 11kV | Non-IES | MVA | 2028 | 0 | Zone Substation | None
Metro North | Paralowie 11kV | Non-IES | MVA | 2028 | 0 | Zone Substation | None
Murraylands | Parilla 11kV | Non-IES | MVA | 2028 | 1 | Zone Substation | None
Riverland | Paringa 11kV | Non-IES | MVA | 2028 | 0 | Zone Substation | None
Riverland | Paringa 33kV | Non-IES | MVA | 2028 | 0 | Zone Substation | None
Yorke Peninsula | Paskeville 11kV | Non-IES | MVA | 2028 | 0 | Zone Substation | None
Murraylands | Peake 11kV | Non-IES | MVA | 2028 | 0 | Zone Substation | None
Murraylands | Pellaring Flat 11kV | Non-IES | MVA | 2028 | 0 | Zone Substation | None
Metro North | Penfield 11kV | Non-IES | MVA | 2028 | 0 | Zone Substation | None
Metro South | Penneshaw 11kV | Non-IES | MVA | 2028 | 0 | Zone Substation | None
South East | Penola 11kV | Non-IES | MVA | 2028 | 0 | Zone Substation | None
South East | Penola West 33kV | Non-IES | MVA | 2028 | 0 | Connection Point | None
Upper North | Peterborough 11kV | Non-IES | MVA | 2028 | 0 | Zone Substation | None
Eastern Hills | Piccadilly 11kV | Non-IES | MVA | 2028 | 0 | Zone Substation | None
Murraylands | Pinnaroo 11kV | Non-IES | MVA | 2028 | 0 | Zone Substation | None
Murraylands | Pinnaroo South 11kV | Non-IES | MVA | 2028 | 0 | Zone Substation | None
Metro South | Plympton 11kV | Non-IES | MVA | 2028 | 2.22 | Zone Substation | None
Eyre Peninsula | Point Boston 11kV | Non-IES | MVA | 2028 | 0 | Zone Substation | None
Eyre Peninsula | Polda 11kV | Non-IES | MVA | 2028 | 0 | Zone Substation | None
Eyre Peninsula | Poonindie 11kV | Non-IES | MVA | 2028 | 0 | Zone Substation | None
Metro West | Port Adelaide 11kV | Non-IES | MVA | 2028 | 0 | Zone Substation | None
Metro West | Port Adelaide North 11kV | Non-IES | MVA | 2028 | 4 | Zone Substation | None
Upper North | Port Augusta 11kV | Non-IES | MVA | 2028 | 0 | Zone Substation | None
Upper North | Port Augusta West TF1 11kV | Non-IES | MVA | 2028 | 0 | Zone Substation | None
Upper North | Port Augusta West TF2 11kV | Non-IES | MVA | 2028 | 0 | Zone Substation | None
Upper North | Port Broughton 11kV | Non-IES | MVA | 2028 | 0 | Zone Substation | None
Yorke Peninsula | Port Clinton 11kV | Non-IES | MVA | 2028 | 0 | Zone Substation | None
Upper North | Port Germein 11kV | Non-IES | MVA | 2028 | 0 | Zone Substation | None
Yorke Peninsula | Port Giles 11kV | Non-IES | MVA | 2028 | 0 | Zone Substation | None
Yorke Peninsula | Port Julia 11kV | Non-IES | MVA | 2028 | 0 | Zone Substation | None
Eyre Peninsula | Port Lincoln City 11kV | Non-IES | MVA | 2028 | 0 | Zone Substation | None
Eyre Peninsula | Port Lincoln Docks 11kV | Non-IES | MVA | 2028 | 0 | Zone Substation | None
Eyre Peninsula | Port Lincoln Marina 11kV | Non-IES | MVA | 2028 | 0 | Zone Substation | None
Eyre Peninsula | Port Lincoln Terminal 33kV | Non-IES | MVA | 2028 | 0 | Connection Point | None
Metro South | Port Noarlunga 11kV | Non-IES | MVA | 2028 | 0 | Zone Substation | None
Upper North | Port Pirie Bungama 33kV | Non-IES | MVA | 2028 | 0 | Connection Point | None
Upper North | Port Pirie South 11kV | Non-IES | MVA | 2028 | 0 | Zone Substation | None
Metro South | Port Stanvac 11kV | Non-IES | MVA | 2028 | 14.73 | Zone Substation | None
Metro South | Port Stanvac TF2 11kV | Non-IES | MVA | 2028 | 0 | Zone Substation | None
Yorke Peninsula | Port Vincent 11kV | Non-IES | MVA | 2028 | 0 | Zone Substation | None
Riverland | Portee 11kV | Non-IES | MVA | 2028 | 0 | Zone Substation | N
Metro East | Prospect 11kV | Non-IES | MVA | 2028 | 4.5 | Zone Substation | None
Murraylands | Punyelroo 11kV | Non-IES | MVA | 2028 | 0 | Zone Substation | None
Riverland | Pyap 11kV | Non-IES | MVA | 2028 | 0 | Zone Substation | None
Riverland | Qualco 11kV | Non-IES | MVA | 2028 | 0 | Zone Substation | N
Metro West | Queenstown 11kV | Non-IES | MVA | 2028 | 0 | Zone Substation | None
Upper North | Quorn 11kV | Non-IES | MVA | 2028 | 0 | Zone Substation | None
Riverland | Ramco 11kV | Non-IES | MVA | 2028 | 0 | Zone Substation | None
Metro South | Rapid Bay 11kV | Non-IES | MVA | 2028 | 0 | Zone Substation | None
Riverland | Renmark 11kV | Non-IES | MVA | 2028 | 0 | Zone Substation | None
Mid North | Riverton 11kV | Non-IES | MVA | 2028 | 0 | Zone Substation | None
South East | Robe 7.6kV | Non-IES | MVA | 2028 | 0 | Zone Substation | None
Mid North | Robertstown 11kV | Non-IES | MVA | 2028 | 0 | Zone Substation | None
Riverland | Roonka 11kV | Non-IES | MVA | 2028 | 0 | Zone Substation | None
Eyre Peninsula | Rudall 11kV | Non-IES | MVA | 2028 | 0 | Zone Substation | None
Metro North | Salisbury 11kV | Non-IES | MVA | 2028 | 0 | Zone Substation | N
Metro South | Salt Cliffs 11kV | Non-IES | MVA | 2028 | 0 | Zone Substation | None
Mid North | Sandy Creek 11kV | Non-IES | MVA | 2028 | 0 | Zone Substation | None
Metro South | Seacombe 11kV | Non-IES | MVA | 2028 | 1.5 | Zone Substation | None
Metro South | Seaford 11kV | Non-IES | MVA | 2028 | 3.2 | Zone Substation | None
Metro South | Second Valley 11kV | Non-IES | MVA | 2028 | 0 | Zone Substation | None
Metro South | Sheidow Park 11kV | Non-IES | MVA | 2028 | 0 | Zone Substation | Reverse N-1
Murraylands | Sherlock 11kV | Non-IES | MVA | 2028 | 0 | Zone Substation | None
Metro North | Smithfield West 11kV | Non-IES | MVA | 2028 | 0 | Zone Substation | N-1
South East | Snuggery Rural 33kV | Non-IES | MVA | 2028 | 0 | Connection Point | None
South East | South End 11kV | Non-IES | MVA | 2028 | 0 | Zone Substation | Reverse N-1
Mid North | Spalding 11kV | Non-IES | MVA | 2028 | 0 | Zone Substation | None
Metro South | Square Water Hole 11kV | Non-IES | MVA | 2028 | 0 | Zone Substation | None
Yorke Peninsula | Stansbury 11kV | Non-IES | MVA | 2028 | 0 | Zone Substation | None
Eastern Hills | Stirling East 11kV | Non-IES | MVA | 2028 | 0 | Zone Substation | None
Upper North | Stirling North 1 11kV | Non-IES | MVA | 2028 | 0 | Zone Substation | None
Upper North | Stirling North 2 11kV | Non-IES | MVA | 2028 | 0 | Zone Substation | None
Mid North | Stockwell TF1 11kV | Non-IES | MVA | 2028 | 0 | Zone Substation | None
Mid North | Stockwell TF2 11kV | Non-IES | MVA | 2028 | 0 | Zone Substation | None
Eyre Peninsula | Stony Point 11kV | Non-IES | MVA | 2028 | 0 | Connection Point | None
Eastern Hills | Strathalbyn 11kV | Non-IES | MVA | 2028 | 0 | Zone Substation | None
Eyre Peninsula | Streaky Bay 11kV | Non-IES | MVA | 2028 | 0 | Zone Substation | Reverse N-1
Riverland | Swan Reach 11kV | Non-IES | MVA | 2028 | 0 | Zone Substation | None
Riverland | Swan Reach 33kV | Non-IES | MVA | 2028 | 0 | Zone Substation | None
Murraylands | Tailem Bend 33kV | Non-IES | MVA | 2028 | 1 | Connection Point | None
Murraylands | Tailem Bend Town 11kV | Non-IES | MVA | 2028 | 0 | Zone Substation | None
South East | Tantanoola 11kV | Non-IES | MVA | 2028 | 0 | Zone Substation | None
Eyre Peninsula | Tarlton 11kV | Non-IES | MVA | 2028 | 0 | Zone Substation | None
South East | Tarpeena South 11kV | Non-IES | MVA | 2028 | 0 | Zone Substation | N-1
Metro East | Tea Tree Gully 11kV | Non-IES | MVA | 2028 | 0 | Zone Substation | None
Murraylands | Teal Flat 11kV | Non-IES | MVA | 2028 | 0 | Zone Substation | None
Upper North | Telowie 11kV | Non-IES | MVA | 2028 | 0 | Zone Substation | None
Mid North | Templers 33kV | Non-IES | MVA | 2028 | 0 | Connection Point | None
Metro West | Thebarton 11kV | Non-IES | MVA | 2028 | 0 | Zone Substation | None
South East | Tintinara 11kV | Non-IES | MVA | 2028 | 0 | Zone Substation | None
Metro South | Tonsley Park 11kV | Non-IES | MVA | 2028 | 0 | Zone Substation | None
Eyre Peninsula | Tumby Bay 11kV | Non-IES | MVA | 2028 | 0 | Zone Substation | None
Metro North | Two Wells 11kV | Non-IES | MVA | 2028 | 7.565 | Zone Substation | N-1
Eyre Peninsula | Uley 11kV | Non-IES | MVA | 2028 | 0 | Zone Substation | None
Eyre Peninsula | Uley South 11kV | Non-IES | MVA | 2028 | 0 | Zone Substation | None
Eastern Hills | Uraidla 11kV | Non-IES | MVA | 2028 | 0 | Zone Substation | None
Eastern Hills | Uraidla 33kV | Non-IES | MVA | 2028 | 0 | Zone Substation | None
Eastern Hills | Verdun 11kV | Non-IES | MVA | 2028 | 0 | Zone Substation | None
Metro South | Victor Harbor 11kV | Non-IES | MVA | 2028 | 0 | Zone Substation | None
Metro North | Virginia 11kV | Non-IES | MVA | 2028 | 0.36 | Zone Substation | None
Riverland | Waikerie 11kV | Non-IES | MVA | 2028 | 0 | Zone Substation | None
Murraylands | Walker Flat 11kV | Non-IES | MVA | 2028 | 0 | Zone Substation | None
Yorke Peninsula | Wallaroo 11kV | Non-IES | MVA | 2028 | 0 | Zone Substation | None
Yorke Peninsula | Warooka 11kV | Non-IES | MVA | 2028 | 0 | Zone Substation | None
Mid North | Wasleys 11kV | Non-IES | MVA | 2028 | 0 | Zone Substation | None
Mid North | Waterloo 33kV | Non-IES | MVA | 2028 | 0 | Connection Point | None
Mid North | Waterloo Town 11kV | Non-IES | MVA | 2028 | 0 | Zone Substation | None
Murraylands | White Sands 11kV | Non-IES | MVA | 2028 | 0 | Zone Substation | None
Adelaide Central | Whitmore Square 11kV | Non-IES | MVA | 2028 | 0 | Zone Substation | None
Eyre Peninsula | Whyalla Central 33kV | Non-IES | MVA | 2028 | 36.5 | Connection Point | None
Eyre Peninsula | Whyalla City 11kV | Non-IES | MVA | 2028 | 0 | Zone Substation | None
Eyre Peninsula | Whyalla North 11kV | Non-IES | MVA | 2028 | 0 | Zone Substation | None
Eyre Peninsula | Whyalla Stuart 11kV | Non-IES | MVA | 2028 | 0 | Zone Substation | None
Mid North | Williamstown 11kV | Non-IES | MVA | 2028 | 0 | Zone Substation | None
Mid North | Williamstown South 11kV | Non-IES | MVA | 2028 | 0 | Zone Substation | None
Metro South | Willunga 11kV | Non-IES | MVA | 2028 | 0 | Zone Substation | None
Metro South | Willunga 33kV | Non-IES | MVA | 2028 | 0 | Zone Substation | None
Upper North | Wilmington 11kV | Non-IES | MVA | 2028 | 0 | Zone Substation | None
Upper North | Wirrabara Forest 11kV | Non-IES | MVA | 2028 | 0 | Zone Substation | None
Upper North | Wirrabara South 11kV | Non-IES | MVA | 2028 | 0 | Zone Substation | None
Metro South | Wirrina Cove 11kV | Non-IES | MVA | 2028 | 0 | Zone Substation | None
Upper North | Wongyarra 11kV | Non-IES | MVA | 2028 | 0 | Zone Substation | None
Metro East | Woodforde 11kV | Non-IES | MVA | 2028 | 0 | Zone Substation | None
Murraylands | Woods Point 11kV | Non-IES | MVA | 2028 | 0 | Zone Substation | None
Eastern Hills | Woodside 11kV | Non-IES | MVA | 2028 | 0 | Zone Substation | Reverse N-1
Metro West | Woodville 11kV | Non-IES | MVA | 2028 | 0 | Zone Substation | None
Metro West | Woodville 33kV | Non-IES | MVA | 2028 | 0 | Zone Substation | None
Riverland | Woolpunda 11kV | Non-IES | MVA | 2028 | 0 | Zone Substation | None
Eyre Peninsula | Wudinna 11kV | Non-IES | MVA | 2028 | 0 | Zone Substation | None
Eyre Peninsula | Wudinna 66kV | Non-IES | MVA | 2028 | 0.4 | Connection Point | None
Eyre Peninsula | Yadnarie 66kV | Non-IES | MVA | 2028 | 1.64 | Connection Point | None
Metro South | Yankalilla 11kV | Non-IES | MVA | 2028 | 0 | Zone Substation | None
Metro South | Yankalilla 33kV | Non-IES | MVA | 2028 | 0 | Zone Substation | None
Metro South | Yankalilla Hill 11kV | Non-IES | MVA | 2028 | 0 | Zone Substation | None
Upper North | Yongala 11kV | Non-IES | MVA | 2028 | 0 | Zone Substation | None
Yorke Peninsula | Yorketown 11kV | Non-IES | MVA | 2028 | 0 | Zone Substation | None
Adelaide Central | ACR 66kV | Non-IES | MVA | 2029 | 4.682 | Connection Point | None
Eastern Hills | Aldgate 11kV | Non-IES | MVA | 2029 | 0 | Zone Substation | None
Metro South | Aldinga 11kV | Non-IES | MVA | 2029 | 0 | Zone Substation | None
South East | Allendale East 11kV | Non-IES | MVA | 2029 | 0 | Zone Substation | None
Mid North | Alma 11kV | Non-IES | MVA | 2029 | 0 | Zone Substation | None
Metro South | American River 11kV | Non-IES | MVA | 2029 | 0 | Zone Substation | None
Eastern Hills | Angas Creek 33kV | Non-IES | MVA | 2029 | 0 | Connection Point | None
Mid North | Angaston 11kV | Non-IES | MVA | 2029 | 0 | Zone Substation | None
Metro North | Angle Vale 11kV | Non-IES | MVA | 2029 | 0 | Zone Substation | None
Yorke Peninsula | Ardrossan 11kV | Non-IES | MVA | 2029 | 0 | Zone Substation | None
Yorke Peninsula | Ardrossan West 33kV | Non-IES | MVA | 2029 | 0 | Connection Point | None
Eyre Peninsula | Arno Bay 11kV | Non-IES | MVA | 2029 | 0 | Zone Substation | None
Metro South | Ascot Park 11kV | Non-IES | MVA | 2029 | 0 | Zone Substation | N
Metro West | Athol Park 11kV | Non-IES | MVA | 2029 | 0 | Zone Substation | None
Mid North | Auburn 11kV | Non-IES | MVA | 2029 | 0 | Zone Substation | None
Yorke Peninsula | Balaklava 7.6kV | Non-IES | MVA | 2029 | 0 | Zone Substation | None
Eastern Hills | Balhannah 33kV | Non-IES | MVA | 2029 | 0 | Zone Substation | None
Upper North | Baroota 33kV | Non-IES | MVA | 2029 | 0 | Connection Point | None
Upper North | Baroota Town 11kV | Non-IES | MVA | 2029 | 0 | Zone Substation | None
Mid North | Barossa South TF1 11kV | Non-IES | MVA | 2029 | 0 | Zone Substation | None
Mid North | Barossa South TF2 11kV | Non-IES | MVA | 2029 | 0 | Zone Substation | None
South East | Beachport 11kV | Non-IES | MVA | 2029 | 0 | Zone Substation | None
Murraylands | Belvedere Road 7.6kV | Non-IES | MVA | 2029 | 0 | Zone Substation | None
Riverland | Berri 11kV | Non-IES | MVA | 2029 | 0 | Zone Substation | None
Riverland | Berri 66kV | Non-IES | MVA | 2029 | 0 | Connection Point | None
Murraylands | Binnies 11kV | Non-IES | MVA | 2029 | 0 | Zone Substation | None
Eastern Hills | Birdwood 11kV | Non-IES | MVA | 2029 | 0 | Zone Substation | None
Yorke Peninsula | Black Point 11kV | Non-IES | MVA | 2029 | 0 | Zone Substation | None
Metro West | Blackpool 11kV | Non-IES | MVA | 2029 | 0 | Zone Substation | None
Metro South | Blackwood 11kV | Non-IES | MVA | 2029 | 0 | Zone Substation | None
South East | Blanche 33kV | Non-IES | MVA | 2029 | 0 | Connection Point | None
Upper North | Booleroo Centre 11kV | Non-IES | MVA | 2029 | 0 | Zone Substation | None
Eyre Peninsula | Boothby 33kV | Non-IES | MVA | 2029 | 0 | Zone Substation | N-1
Upper North | Booyoolie 11kV | Non-IES | MVA | 2029 | 0 | Zone Substation | None
South East | Bordertown 11kV | Non-IES | MVA | 2029 | 5.68 | Zone Substation | N-1
Mid North | Brinkworth 33kV | Non-IES | MVA | 2029 | 0 | Connection Point | None
Mid North | Brinkworth Town 11kV | Non-IES | MVA | 2029 | 0 | Zone Substation | None
Eastern Hills | Brukunga 11kV | Non-IES | MVA | 2029 | 0 | Zone Substation | None
Upper North | Bungama Napperby 11kV | Non-IES | MVA | 2029 | 0 | Zone Substation | None
Metro East | Burnside 11kV | Non-IES | MVA | 2029 | 0 | Zone Substation | None
Mid North | Burra TF2 11kV | Non-IES | MVA | 2029 | 0 | Zone Substation | None
Riverland | Cadell 11kV | Non-IES | MVA | 2029 | 0 | Zone Substation | None
Murraylands | Caloote 11kV | Non-IES | MVA | 2029 | 0 | Zone Substation | None
Upper North | Caltowie 11kV | Non-IES | MVA | 2029 | 0 | Zone Substation | None
Murraylands | Cambrai 11kV | Non-IES | MVA | 2029 | 0 | Zone Substation | None
Murraylands | Campbell Park 11kV | Non-IES | MVA | 2029 | 0 | Zone Substation | None
Metro East | Campbelltown 11kV | Non-IES | MVA | 2029 | 0.2 | Zone Substation | None
Metro South | Cape Jervis 11kV | Non-IES | MVA | 2029 | 0 | Zone Substation | None
Metro South | Cape Jervis 33kV | Non-IES | MVA | 2029 | 34.5 | Zone Substation | N-1
Eyre Peninsula | Caralue 11kV | Non-IES | MVA | 2029 | 0 | Zone Substation | None
Metro West | Cavan 11kV | Non-IES | MVA | 2029 | 0 | Zone Substation | None
Adelaide Central | CBD 33kV | Non-IES | MVA | 2029 | 0.31 | Zone Substation | None
Eyre Peninsula | Ceduna 11kV | Non-IES | MVA | 2029 | 0.4 | Zone Substation | None
Eastern Hills | Chain of Ponds 11kV | Non-IES | MVA | 2029 | 0 | Zone Substation | None
Metro West | Cheltenham 11kV | Non-IES | MVA | 2029 | 0 | Zone Substation | None
Metro West | Cheltenham 33kV | Non-IES | MVA | 2029 | 0 | Zone Substation | None
Mid North | Clare 11kV | Non-IES | MVA | 2029 | 0 | Zone Substation | None
Mid North | Clare North 33kV | Non-IES | MVA | 2029 | 0 | Connection Point | None
Metro South | Clarence Gardens 11kV | Non-IES | MVA | 2029 | 0 | Zone Substation | None
Metro South | Clarendon 11kV | Non-IES | MVA | 2029 | 0 | Zone Substation | None
Metro East | Clearview 11kV | Non-IES | MVA | 2029 | 0 | Zone Substation | N
Eyre Peninsula | Cleve 11kV | Non-IES | MVA | 2029 | 0 | Zone Substation | None
Eyre Peninsula | Cleve 33kV | Non-IES | MVA | 2029 | 1.64 | Zone Substation | N-1
Eyre Peninsula | Coffin Bay 11kV | Non-IES | MVA | 2029 | 0 | Zone Substation | None
Mid North | Collinsfield 11kV | Non-IES | MVA | 2029 | 0 | Zone Substation | None
Murraylands | Coomandook 11kV | Non-IES | MVA | 2029 | 0 | Zone Substation | None
Murraylands | Coonalpyn 11kV | Non-IES | MVA | 2029 | 0 | Zone Substation | None
South East | Coonawarra 11kV | Non-IES | MVA | 2029 | 0 | Zone Substation | None
Upper North | Copley Nepabunna 33kV | Non-IES | MVA | 2029 | 0 | Zone Substation | N-1
Riverland | Cordola 11kV | Non-IES | MVA | 2029 | 0 | Zone Substation | None
Adelaide Central | Coromandel Place 11kV | Non-IES | MVA | 2029 | 0 | Zone Substation | None
Eyre Peninsula | Cowell 11kV | Non-IES | MVA | 2029 | 0 | Zone Substation | None
Metro West | Croydon 11kV | Non-IES | MVA | 2029 | 0 | Zone Substation | None
Metro West | Croydon Park 11kV | Non-IES | MVA | 2029 | 0 | Zone Substation | None
Upper North | Crystal Brook 11kV | Non-IES | MVA | 2029 | 0 | Zone Substation | None
Metro South | Cudmore Park 11kV | Non-IES | MVA | 2029 | 0 | Zone Substation | None
Eyre Peninsula | Cummins 11kV | Non-IES | MVA | 2029 | 0 | Zone Substation | None
Yorke Peninsula | Curramulka 7.6kV | Non-IES | MVA | 2029 | 0 | Zone Substation | None
Yorke Peninsula | Curramulka South 11kV | Non-IES | MVA | 2029 | 0 | Zone Substation | None
Yorke Peninsula | Dalrymple 33kV | Non-IES | MVA | 2029 | 0 | Connection Point | None
Eyre Peninsula | Darke Peak 11kV | Non-IES | MVA | 2029 | 0 | Zone Substation | None
Upper North | Davenport West 33kV | Non-IES | MVA | 2029 | 0 | Connection Point | None
Eastern Hills | Deloraine 11kV | Non-IES | MVA | 2029 | 0 | Zone Substation | None
Metro North | Direk 11kV | Non-IES | MVA | 2029 | 0 | Zone Substation | None
Mid North | Dorrien 33kV | Non-IES | MVA | 2029 | 50 | Connection Point | None
Mid North | Dorrien TF4 11kV | Non-IES | MVA | 2029 | 0 | Zone Substation | None
Mid North | Dorrien TF5 11kV | Non-IES | MVA | 2029 | 0 | Zone Substation | None
Yorke Peninsula | Dowlingville 11kV | Non-IES | MVA | 2029 | 0 | Zone Substation | None
Adelaide Central | East Terrace 11kV | Non-IES | MVA | 2029 | 0 | Zone Substation | None
Metro North | Edinburgh 11kV | Non-IES | MVA | 2029 | 4 | Zone Substation | None
Yorke Peninsula | Edithburgh 11kV | Non-IES | MVA | 2029 | 0 | Zone Substation | None
Metro North | Elizabeth Downs 11kV | Non-IES | MVA | 2029 | 0 | Zone Substation | None
Metro North | Elizabeth Heights 11kV | Non-IES | MVA | 2029 | 0 | Zone Substation | None
Metro North | Elizabeth South 11kV | Non-IES | MVA | 2029 | 0 | Zone Substation | None
Mid North | Eudunda 11kV | Non-IES | MVA | 2029 | 0 | Zone Substation | None
Metro North | Evanston 11kV | Non-IES | MVA | 2029 | 1.428 | Zone Substation | N-1
Metro North | Evanston 33kV | Non-IES | MVA | 2029 | 0 | Zone Substation | None
Metro West | Findon 11kV | Non-IES | MVA | 2029 | 0 | Zone Substation | None
Metro West | Flinders Park 11kV | Non-IES | MVA | 2029 | 0 | Zone Substation | None
Mid North | Florieton SWER 19kV | Non-IES | MVA | 2029 | 0 | Connection Point | None
Eastern Hills | Forreston 11kV | Non-IES | MVA | 2029 | 0 | Zone Substation | None
Mid North | Freeling 11kV | Non-IES | MVA | 2029 | 0 | Zone Substation | None
Mid North | Freeling North 11kV | Non-IES | MVA | 2029 | 0 | Zone Substation | None
Metro West | Fulham Gardens 11kV | Non-IES | MVA | 2029 | 0 | Zone Substation | None
Upper North | Fullerville 11kV | Non-IES | MVA | 2029 | 0 | Zone Substation | None
Mid North | Gawler Belt TF1 11kV | Non-IES | MVA | 2029 | 0 | Zone Substation | None
Mid North | Gawler Belt TF2 11kV | Non-IES | MVA | 2029 | 0 | Zone Substation | None
Mid North | Georgetown 11kV | Non-IES | MVA | 2029 | 0 | Zone Substation | None
Murraylands | Geranium 11kV | Non-IES | MVA | 2029 | 0 | Zone Substation | None
Upper North | Gladstone 11kV | Non-IES | MVA | 2029 | 0 | Zone Substation | None
Metro West | Glanville 11kV | Non-IES | MVA | 2029 | 0 | Zone Substation | None
South East | Glencoe 11kV | Non-IES | MVA | 2029 | 0 | Zone Substation | None
Metro South | Glenelg North 11kV | Non-IES | MVA | 2029 | 0 | Zone Substation | None
Riverland | Glossop 11kV | Non-IES | MVA | 2029 | 0 | Zone Substation | None
Metro East | Golden Grove 11kV | Non-IES | MVA | 2029 | 0 | Zone Substation | None
Mid North | Gomersal North 11kV | Non-IES | MVA | 2029 | 0 | Zone Substation | None
Metro South | Goolwa 11kV | Non-IES | MVA | 2029 | 0 | Zone Substation | None
Mid North | Gulnare 11kV | Non-IES | MVA | 2029 | 0 | Zone Substation | None
Eastern Hills | Gumeracha 11kV | Non-IES | MVA | 2029 | 0 | Zone Substation | None
Eastern Hills | Gumeracha Weir 11kV | Non-IES | MVA | 2029 | 0 | Zone Substation | None
Eastern Hills | Gumhaven 11kV | Non-IES | MVA | 2029 | 0 | Zone Substation | None
Metro South | Hackham 11kV | Non-IES | MVA | 2029 | 0 | Zone Substation | N-1
Eastern Hills | Hahndorf 11kV | Non-IES | MVA | 2029 | 0 | Zone Substation | None
Mid North | Halbury 11kV | Non-IES | MVA | 2029 | 0 | Zone Substation | None
Mid North | Hamley Bridge 11kV | Non-IES | MVA | 2029 | 0 | Zone Substation | None
Metro South | Happy Valley 11kV | Non-IES | MVA | 2029 | 0 | Zone Substation | None
Metro East | Harrow 11kV | Non-IES | MVA | 2029 | 0 | Zone Substation | None
South East | Hatherleigh 11kV | Non-IES | MVA | 2029 | 0 | Zone Substation | None
Upper North | Hawker 11kV | Non-IES | MVA | 2029 | 0 | Zone Substation | None
Metro South | Hay Flat 11kV | Non-IES | MVA | 2029 | 0 | Zone Substation | None
Metro West | Henley South 11kV | Non-IES | MVA | 2029 | 0 | Zone Substation | None
Eastern Hills | Hermitage 11kV | Non-IES | MVA | 2029 | 0 | Zone Substation | None
Metro East | Hillcrest 11kV | Non-IES | MVA | 2029 | 0.63 | Zone Substation | None
Adelaide Central | Hindley Street 11kV | Non-IES | MVA | 2029 | 0.372 | Zone Substation | None
Metro East | Holden Hill 11kV | Non-IES | MVA | 2029 | 0 | Zone Substation | None
Metro East | Hope Valley 11kV | Non-IES | MVA | 2029 | 1.86 | Zone Substation | None
Eastern Hills | Houghton 7.6kV | Non-IES | MVA | 2029 | 0 | Zone Substation | None
Mid North | Hoyleton 11kV | Non-IES | MVA | 2029 | 0 | Zone Substation | None
Yorke Peninsula | Hummocks 33kV | Non-IES | MVA | 2029 | 0 | Connection Point | None
Metro East | Ingle Farm 11kV | Non-IES | MVA | 2029 | 0 | Zone Substation | None
South East | Inverness 11kV | Non-IES | MVA | 2029 | 0 | Zone Substation | None
Murraylands | Jabuk 11kV | Non-IES | MVA | 2029 | 0 | Zone Substation | None
Yorke Peninsula | James Well 11kV | Non-IES | MVA | 2029 | 0 | Zone Substation | None
Upper North | Jamestown 11kV | Non-IES | MVA | 2029 | 0 | Zone Substation | Reverse N-1
Murraylands | Jervois 11kV | Non-IES | MVA | 2029 | 0 | Zone Substation | None
Yorke Peninsula | Kadina 11kV | Non-IES | MVA | 2029 | 0 | Zone Substation | None
Yorke Peninsula | Kadina East 33kV | Non-IES | MVA | 2029 | 0 | Connection Point | None
South East | Kalangadoo 11kV | Non-IES | MVA | 2029 | 0 | Zone Substation | None
South East | Kalangadoo West 11kV | Non-IES | MVA | 2029 | 0 | Zone Substation | None
Eastern Hills | Kanmantoo Copper Mine 11kV | Non-IES | MVA | 2029 | 0 | Connection Point | None
Mid North | Kapunda TF1 11kV | Non-IES | MVA | 2029 | 0 | Zone Substation | None
Mid North | Kapunda TF2 11kV | Non-IES | MVA | 2029 | 0 | Zone Substation | None
Murraylands | Karoonda 11kV | Non-IES | MVA | 2029 | 0 | Zone Substation | Reverse N
South East | Keith 11kV | Non-IES | MVA | 2029 | 0 | Zone Substation | None
South East | Keith 33kV | Non-IES | MVA | 2029 | 5.68 | Connection Point | None
Metro East | Kent Town 11kV | Non-IES | MVA | 2029 | 0 | Zone Substation | None
Eastern Hills | Kersbrook 11kV | Non-IES | MVA | 2029 | 0 | Zone Substation | None
Metro South | Keswick 11kV | Non-IES | MVA | 2029 | 0 | Zone Substation | None
Murraylands | Ki Ki 11kV | Non-IES | MVA | 2029 | 0 | Zone Substation | None
Metro West | Kilburn 11kV | Non-IES | MVA | 2029 | 5.104 | Zone Substation | None
Metro East | Kilburn South 11kV | Non-IES | MVA | 2029 | 0 | Zone Substation | None
Metro West | Kilkenny 11kV | Non-IES | MVA | 2029 | 0 | Zone Substation | None
South East | Kincraig 33kV | Non-IES | MVA | 2029 | 0.531 | Connection Point | None
Metro South | Kingscote 11kV | Non-IES | MVA | 2029 | 0 | Zone Substation | None
South East | Kingston SE 11kV | Non-IES | MVA | 2029 | 0 | Zone Substation | None
Metro South | Kingswood 11kV | Non-IES | MVA | 2029 | 0.721 | Zone Substation | None
South East | Kongorong 11kV | Non-IES | MVA | 2029 | 0 | Zone Substation | None
South East | Kumorna 11kV | Non-IES | MVA | 2029 | 0 | Zone Substation | None
Mid North | Kybunga 11kV | Non-IES | MVA | 2029 | 0 | Zone Substation | None
Murraylands | Lameroo 11kV | Non-IES | MVA | 2029 | 0 | Zone Substation | None
Eastern Hills | Langhorne Creek 11kV | Non-IES | MVA | 2029 | 0.98 | Zone Substation | None
Metro West | Largs North 11kV | Non-IES | MVA | 2029 | 0 | Zone Substation | None
Metro West | Lefevre 11kV | Non-IES | MVA | 2029 | 0 | Zone Substation | None
Upper North | Leigh Creek South 33kV | Non-IES | MVA | 2029 | 0 | Connection Point | None
Metro East | Linden Park 11kV | Non-IES | MVA | 2029 | 0 | Zone Substation | None
Eyre Peninsula | Little Swamp 11kV | Non-IES | MVA | 2029 | 0 | Zone Substation | None
Eastern Hills | Lobethal 11kV | Non-IES | MVA | 2029 | 0 | Zone Substation | None
Eyre Peninsula | Lock 11kV | Non-IES | MVA | 2029 | 0 | Zone Substation | None
Riverland | Loveday 11kV | Non-IES | MVA | 2029 | 0 | Zone Substation | None
Metro South | Lower Mitcham 11kV | Non-IES | MVA | 2029 | 0 | Zone Substation | None
Riverland | Loxton 11kV | Non-IES | MVA | 2029 | 0 | Zone Substation | None
South East | Lucindale 11kV | Non-IES | MVA | 2029 | 0 | Zone Substation | None
Mid North | Lyndoch 11kV | Non-IES | MVA | 2029 | 0 | Zone Substation | None
Mid North | Lyndoch South 7.6kV | Non-IES | MVA | 2029 | 0 | Zone Substation | None
Riverland | Lyrup 11kV | Non-IES | MVA | 2029 | 0 | Zone Substation | None
Metro South | MacGillivray 11kV | Non-IES | MVA | 2029 | 0 | Zone Substation | None
Yorke Peninsula | Maitland 11kV | Non-IES | MVA | 2029 | 0 | Zone Substation | None
Mid North | Mallala 11kV | Non-IES | MVA | 2029 | 0 | Zone Substation | None
Murraylands | Mannum 33kV | Non-IES | MVA | 2029 | 0 | Connection Point | None
Murraylands | Mannum Town 7.6kV | Non-IES | MVA | 2029 | 0 | Zone Substation | None
Yorke Peninsula | Marion Bay 11kV | Non-IES | MVA | 2029 | 0 | Zone Substation | None
Mid North | Marrabel 11kV | Non-IES | MVA | 2029 | 0 | Zone Substation | None
Metro South | McLaren Flat TF1 11kV | Non-IES | MVA | 2029 | 0 | Zone Substation | None
Metro South | McLaren Flat TF2 11kV | Non-IES | MVA | 2029 | 0 | Zone Substation | None
Metro South | McLaren Vale 11kV | Non-IES | MVA | 2029 | 0 | Zone Substation | None
Metro South | McLaren Vale Vineyard 11kV | Non-IES | MVA | 2029 | 0 | Zone Substation | None
Eastern Hills | Meadows 11kV | Non-IES | MVA | 2029 | 0 | Zone Substation | Reverse N-1
Upper North | Melrose 11kV | Non-IES | MVA | 2029 | 0 | Zone Substation | None
Murraylands | Meningie 11kV | Non-IES | MVA | 2029 | 0 | Zone Substation | None
Metro East | Metro East 66kV | Non-IES | MVA | 2029 | 12.072 | Connection Point | None
Metro North | Metro North 66kV | Non-IES | MVA | 2029 | 164.118 | Connection Point | None
Metro South | Metro South 66kV | Non-IES | MVA | 2029 | 134.066 | Connection Point | None
Metro West | Metro West 66kV | Non-IES | MVA | 2029 | 9.104 | Connection Point | None
Eastern Hills | Milang 11kV | Non-IES | MVA | 2029 | 0 | Zone Substation | None
South East | Millicent 11kV | Non-IES | MVA | 2029 | 0 | Zone Substation | None
Yorke Peninsula | Minlaton 11kV | Non-IES | MVA | 2029 | 0 | Zone Substation | None
Murraylands | Mobilong 33kV | Non-IES | MVA | 2029 | 1.28 | Connection Point | None
Murraylands | Monarto Central 11kV | Non-IES | MVA | 2029 | 0 | Zone Substation | None
Murraylands | Monarto South 11kV | Non-IES | MVA | 2029 | 0 | Zone Substation | None
Yorke Peninsula | Moonta 11kV | Non-IES | MVA | 2029 | 0 | Zone Substation | N-1
Eyre Peninsula | Moorkitabie 11kV | Non-IES | MVA | 2029 | 0 | Zone Substation | None
Riverland | Morgan 11kV | Non-IES | MVA | 2029 | 0 | Zone Substation | N
Metro South | Morphett Vale East 11kV | Non-IES | MVA | 2029 | 0 | Zone Substation | None
Metro South | Morphettville 11kV | Non-IES | MVA | 2029 | 0 | Zone Substation | None
Eastern Hills | Mount Barker 11kV | Non-IES | MVA | 2029 | 0 | Zone Substation | None
Eastern Hills | Mount Barker 66kV | Non-IES | MVA | 2029 | 0.98 | Connection Point | None
South East | Mount Burr 11kV | Non-IES | MVA | 2029 | 0 | Zone Substation | None
South East | Mount Gambier 11kV | Non-IES | MVA | 2029 | 0 | Zone Substation | None
South East | Mount Gambier 33kV | Non-IES | MVA | 2029 | 0 | Connection Point | None
South East | Mount Gambier North 11kV | Non-IES | MVA | 2029 | 0 | Zone Substation | N-1
South East | Mount Gambier West 11kV | Non-IES | MVA | 2029 | 0 | Zone Substation | None
Upper North | Mount Gunson 33kV | Non-IES | MVA | 2029 | 0 | Connection Point | None
Eastern Hills | Mount Pleasant 11kV | Non-IES | MVA | 2029 | 0 | Zone Substation | None
South East | Mount Schank 11kV | Non-IES | MVA | 2029 | 0 | Zone Substation | None
Murraylands | Murray Bridge North 11kV | Non-IES | MVA | 2029 | 1.28 | Zone Substation | None
Murraylands | Murray Bridge South 11kV | Non-IES | MVA | 2029 | 0 | Zone Substation | None
Eastern Hills | Mylor 11kV | Non-IES | MVA | 2029 | 0 | Zone Substation | None
Murraylands | Mypolonga 11kV | Non-IES | MVA | 2029 | 0 | Zone Substation | None
Metro South | Myponga 11kV | Non-IES | MVA | 2029 | 0 | Zone Substation | None
Eastern Hills | Nairne 11kV | Non-IES | MVA | 2029 | 0 | Zone Substation | Reverse N-1
South East | Nangwarry 11kV | Non-IES | MVA | 2029 | 0 | Zone Substation | None
South East | Naracoorte 11kV | Non-IES | MVA | 2029 | 0 | Zone Substation | None
South East | Naracoorte East 11kV | Non-IES | MVA | 2029 | 0.531 | Zone Substation | None
Murraylands | Narrung 11kV | Non-IES | MVA | 2029 | 0 | Zone Substation | None
Upper North | Neuroodla 33kV | Non-IES | MVA | 2029 | 0 | Connection Point | None
Metro West | New Osborne 11kV | Non-IES | MVA | 2029 | 0 | Zone Substation | None
Metro West | New Richmond 11kV | Non-IES | MVA | 2029 | 0 | Zone Substation | None
Murraylands | Nildottie 11kV | Non-IES | MVA | 2029 | 0 | Zone Substation | None
Yorke Peninsula | Ninnes 11kV | Non-IES | MVA | 2029 | 0 | Zone Substation | None
Metro South | Noarlunga Centre 11kV | Non-IES | MVA | 2029 | 0.255 | Zone Substation | None
Metro East | North Adelaide 11kV | Non-IES | MVA | 2029 | 0 | Zone Substation | None
Metro South | North Unley 11kV | Non-IES | MVA | 2029 | 0 | Zone Substation | None
Riverland | North West Bend 66kV | Non-IES | MVA | 2029 | 0 | Connection Point | None
Metro East | Northfield 11kV | Non-IES | MVA | 2029 | 0 | Zone Substation | N
Metro East | Norwood 11kV | Non-IES | MVA | 2029 | 0.2 | Zone Substation | None
Mid North | Nuriootpa 11kV | Non-IES | MVA | 2029 | 0 | Zone Substation | None
Metro South | Oaklands 11kV | Non-IES | MVA | 2029 | 0 | Zone Substation | None
Upper North | Orroroo 11kV | Non-IES | MVA | 2029 | 0 | Zone Substation | None
South East | Padthaway 11kV | Non-IES | MVA | 2029 | 0 | Zone Substation | None
Murraylands | Palmer 11kV | Non-IES | MVA | 2029 | 0 | Zone Substation | None
Metro South | Panorama 11kV | Non-IES | MVA | 2029 | 0 | Zone Substation | None
Metro North | Parafield Gardens 11kV | Non-IES | MVA | 2029 | 0 | Zone Substation | None
Metro North | Paralowie 11kV | Non-IES | MVA | 2029 | 0 | Zone Substation | None
Murraylands | Parilla 11kV | Non-IES | MVA | 2029 | 1 | Zone Substation | None
Riverland | Paringa 11kV | Non-IES | MVA | 2029 | 0 | Zone Substation | None
Riverland | Paringa 33kV | Non-IES | MVA | 2029 | 0 | Zone Substation | None
Yorke Peninsula | Paskeville 11kV | Non-IES | MVA | 2029 | 0 | Zone Substation | None
Murraylands | Peake 11kV | Non-IES | MVA | 2029 | 0 | Zone Substation | None
Murraylands | Pellaring Flat 11kV | Non-IES | MVA | 2029 | 0 | Zone Substation | None
Metro North | Penfield 11kV | Non-IES | MVA | 2029 | 0 | Zone Substation | None
Metro South | Penneshaw 11kV | Non-IES | MVA | 2029 | 0 | Zone Substation | None
South East | Penola 11kV | Non-IES | MVA | 2029 | 0 | Zone Substation | None
South East | Penola West 33kV | Non-IES | MVA | 2029 | 0 | Connection Point | None
Upper North | Peterborough 11kV | Non-IES | MVA | 2029 | 0 | Zone Substation | None
Eastern Hills | Piccadilly 11kV | Non-IES | MVA | 2029 | 0 | Zone Substation | None
Murraylands | Pinnaroo 11kV | Non-IES | MVA | 2029 | 0 | Zone Substation | None
Murraylands | Pinnaroo South 11kV | Non-IES | MVA | 2029 | 0 | Zone Substation | None
Metro South | Plympton 11kV | Non-IES | MVA | 2029 | 2.22 | Zone Substation | None
Eyre Peninsula | Point Boston 11kV | Non-IES | MVA | 2029 | 0 | Zone Substation | None
Eyre Peninsula | Polda 11kV | Non-IES | MVA | 2029 | 0 | Zone Substation | None
Eyre Peninsula | Poonindie 11kV | Non-IES | MVA | 2029 | 0 | Zone Substation | None
Metro West | Port Adelaide 11kV | Non-IES | MVA | 2029 | 0 | Zone Substation | None
Metro West | Port Adelaide North 11kV | Non-IES | MVA | 2029 | 4 | Zone Substation | None
Upper North | Port Augusta 11kV | Non-IES | MVA | 2029 | 0 | Zone Substation | None
Upper North | Port Augusta West TF1 11kV | Non-IES | MVA | 2029 | 0 | Zone Substation | None
Upper North | Port Augusta West TF2 11kV | Non-IES | MVA | 2029 | 0 | Zone Substation | None
Upper North | Port Broughton 11kV | Non-IES | MVA | 2029 | 0 | Zone Substation | None
Yorke Peninsula | Port Clinton 11kV | Non-IES | MVA | 2029 | 0 | Zone Substation | None
Upper North | Port Germein 11kV | Non-IES | MVA | 2029 | 0 | Zone Substation | None
Yorke Peninsula | Port Giles 11kV | Non-IES | MVA | 2029 | 0 | Zone Substation | None
Yorke Peninsula | Port Julia 11kV | Non-IES | MVA | 2029 | 0 | Zone Substation | None
Eyre Peninsula | Port Lincoln City 11kV | Non-IES | MVA | 2029 | 0 | Zone Substation | None
Eyre Peninsula | Port Lincoln Docks 11kV | Non-IES | MVA | 2029 | 0 | Zone Substation | None
Eyre Peninsula | Port Lincoln Marina 11kV | Non-IES | MVA | 2029 | 0 | Zone Substation | None
Eyre Peninsula | Port Lincoln Terminal 33kV | Non-IES | MVA | 2029 | 0 | Connection Point | None
Metro South | Port Noarlunga 11kV | Non-IES | MVA | 2029 | 0 | Zone Substation | None
Upper North | Port Pirie Bungama 33kV | Non-IES | MVA | 2029 | 0 | Connection Point | None
Upper North | Port Pirie South 11kV | Non-IES | MVA | 2029 | 0 | Zone Substation | None
Metro South | Port Stanvac 11kV | Non-IES | MVA | 2029 | 14.73 | Zone Substation | None
Metro South | Port Stanvac TF2 11kV | Non-IES | MVA | 2029 | 0 | Zone Substation | None
Yorke Peninsula | Port Vincent 11kV | Non-IES | MVA | 2029 | 0 | Zone Substation | None
Riverland | Portee 11kV | Non-IES | MVA | 2029 | 0 | Zone Substation | N
Metro East | Prospect 11kV | Non-IES | MVA | 2029 | 4.5 | Zone Substation | None
Murraylands | Punyelroo 11kV | Non-IES | MVA | 2029 | 0 | Zone Substation | None
Riverland | Pyap 11kV | Non-IES | MVA | 2029 | 0 | Zone Substation | None
Riverland | Qualco 11kV | Non-IES | MVA | 2029 | 0 | Zone Substation | N
Metro West | Queenstown 11kV | Non-IES | MVA | 2029 | 0 | Zone Substation | None
Upper North | Quorn 11kV | Non-IES | MVA | 2029 | 0 | Zone Substation | None
Riverland | Ramco 11kV | Non-IES | MVA | 2029 | 0 | Zone Substation | None
Metro South | Rapid Bay 11kV | Non-IES | MVA | 2029 | 0 | Zone Substation | None
Riverland | Renmark 11kV | Non-IES | MVA | 2029 | 0 | Zone Substation | None
Mid North | Riverton 11kV | Non-IES | MVA | 2029 | 0 | Zone Substation | None
South East | Robe 7.6kV | Non-IES | MVA | 2029 | 0 | Zone Substation | None
Mid North | Robertstown 11kV | Non-IES | MVA | 2029 | 0 | Zone Substation | None
Riverland | Roonka 11kV | Non-IES | MVA | 2029 | 0 | Zone Substation | None
Eyre Peninsula | Rudall 11kV | Non-IES | MVA | 2029 | 0 | Zone Substation | None
Metro North | Salisbury 11kV | Non-IES | MVA | 2029 | 0 | Zone Substation | N
Metro South | Salt Cliffs 11kV | Non-IES | MVA | 2029 | 0 | Zone Substation | None
Mid North | Sandy Creek 11kV | Non-IES | MVA | 2029 | 0 | Zone Substation | None
Metro South | Seacombe 11kV | Non-IES | MVA | 2029 | 1.5 | Zone Substation | None
Metro South | Seaford 11kV | Non-IES | MVA | 2029 | 3.2 | Zone Substation | None
Metro South | Second Valley 11kV | Non-IES | MVA | 2029 | 0 | Zone Substation | None
Metro South | Sheidow Park 11kV | Non-IES | MVA | 2029 | 0 | Zone Substation | Reverse N-1
Murraylands | Sherlock 11kV | Non-IES | MVA | 2029 | 0 | Zone Substation | None
Metro North | Smithfield West 11kV | Non-IES | MVA | 2029 | 0 | Zone Substation | N-1
South East | Snuggery Rural 33kV | Non-IES | MVA | 2029 | 0 | Connection Point | None
South East | South End 11kV | Non-IES | MVA | 2029 | 0 | Zone Substation | Reverse N-1
Mid North | Spalding 11kV | Non-IES | MVA | 2029 | 0 | Zone Substation | None
Metro South | Square Water Hole 11kV | Non-IES | MVA | 2029 | 0 | Zone Substation | None
Yorke Peninsula | Stansbury 11kV | Non-IES | MVA | 2029 | 0 | Zone Substation | None
Eastern Hills | Stirling East 11kV | Non-IES | MVA | 2029 | 0 | Zone Substation | None
Upper North | Stirling North 1 11kV | Non-IES | MVA | 2029 | 0 | Zone Substation | None
Upper North | Stirling North 2 11kV | Non-IES | MVA | 2029 | 0 | Zone Substation | None
Mid North | Stockwell TF1 11kV | Non-IES | MVA | 2029 | 0 | Zone Substation | None
Mid North | Stockwell TF2 11kV | Non-IES | MVA | 2029 | 0 | Zone Substation | None
Eyre Peninsula | Stony Point 11kV | Non-IES | MVA | 2029 | 0 | Connection Point | None
Eastern Hills | Strathalbyn 11kV | Non-IES | MVA | 2029 | 0 | Zone Substation | None
Eyre Peninsula | Streaky Bay 11kV | Non-IES | MVA | 2029 | 0 | Zone Substation | Reverse N-1
Riverland | Swan Reach 11kV | Non-IES | MVA | 2029 | 0 | Zone Substation | None
Riverland | Swan Reach 33kV | Non-IES | MVA | 2029 | 0 | Zone Substation | None
Murraylands | Tailem Bend 33kV | Non-IES | MVA | 2029 | 1 | Connection Point | None
Murraylands | Tailem Bend Town 11kV | Non-IES | MVA | 2029 | 0 | Zone Substation | None
South East | Tantanoola 11kV | Non-IES | MVA | 2029 | 0 | Zone Substation | None
Eyre Peninsula | Tarlton 11kV | Non-IES | MVA | 2029 | 0 | Zone Substation | None
South East | Tarpeena South 11kV | Non-IES | MVA | 2029 | 0 | Zone Substation | N-1
Metro East | Tea Tree Gully 11kV | Non-IES | MVA | 2029 | 0 | Zone Substation | None
Murraylands | Teal Flat 11kV | Non-IES | MVA | 2029 | 0 | Zone Substation | None
Upper North | Telowie 11kV | Non-IES | MVA | 2029 | 0 | Zone Substation | None
Mid North | Templers 33kV | Non-IES | MVA | 2029 | 0 | Connection Point | None
Metro West | Thebarton 11kV | Non-IES | MVA | 2029 | 0 | Zone Substation | None
South East | Tintinara 11kV | Non-IES | MVA | 2029 | 0 | Zone Substation | None
Metro South | Tonsley Park 11kV | Non-IES | MVA | 2029 | 0 | Zone Substation | None
Eyre Peninsula | Tumby Bay 11kV | Non-IES | MVA | 2029 | 0 | Zone Substation | None
Metro North | Two Wells 11kV | Non-IES | MVA | 2029 | 7.565 | Zone Substation | N-1
Eyre Peninsula | Uley 11kV | Non-IES | MVA | 2029 | 0 | Zone Substation | None
Eyre Peninsula | Uley South 11kV | Non-IES | MVA | 2029 | 0 | Zone Substation | None
Eastern Hills | Uraidla 11kV | Non-IES | MVA | 2029 | 0 | Zone Substation | None
Eastern Hills | Uraidla 33kV | Non-IES | MVA | 2029 | 0 | Zone Substation | None
Eastern Hills | Verdun 11kV | Non-IES | MVA | 2029 | 0 | Zone Substation | None
Metro South | Victor Harbor 11kV | Non-IES | MVA | 2029 | 0 | Zone Substation | None
Metro North | Virginia 11kV | Non-IES | MVA | 2029 | 0.36 | Zone Substation | None
Riverland | Waikerie 11kV | Non-IES | MVA | 2029 | 0 | Zone Substation | None
Murraylands | Walker Flat 11kV | Non-IES | MVA | 2029 | 0 | Zone Substation | None
Yorke Peninsula | Wallaroo 11kV | Non-IES | MVA | 2029 | 0 | Zone Substation | None
Yorke Peninsula | Warooka 11kV | Non-IES | MVA | 2029 | 0 | Zone Substation | None
Mid North | Wasleys 11kV | Non-IES | MVA | 2029 | 0 | Zone Substation | None
Mid North | Waterloo 33kV | Non-IES | MVA | 2029 | 0 | Connection Point | None
Mid North | Waterloo Town 11kV | Non-IES | MVA | 2029 | 0 | Zone Substation | None
Murraylands | White Sands 11kV | Non-IES | MVA | 2029 | 0 | Zone Substation | None
Adelaide Central | Whitmore Square 11kV | Non-IES | MVA | 2029 | 0 | Zone Substation | None
Eyre Peninsula | Whyalla Central 33kV | Non-IES | MVA | 2029 | 36.5 | Connection Point | None
Eyre Peninsula | Whyalla City 11kV | Non-IES | MVA | 2029 | 0 | Zone Substation | None
Eyre Peninsula | Whyalla North 11kV | Non-IES | MVA | 2029 | 0 | Zone Substation | None
Eyre Peninsula | Whyalla Stuart 11kV | Non-IES | MVA | 2029 | 0 | Zone Substation | None
Mid North | Williamstown 11kV | Non-IES | MVA | 2029 | 0 | Zone Substation | None
Mid North | Williamstown South 11kV | Non-IES | MVA | 2029 | 0 | Zone Substation | None
Metro South | Willunga 11kV | Non-IES | MVA | 2029 | 0 | Zone Substation | None
Metro South | Willunga 33kV | Non-IES | MVA | 2029 | 0 | Zone Substation | None
Upper North | Wilmington 11kV | Non-IES | MVA | 2029 | 0 | Zone Substation | None
Upper North | Wirrabara Forest 11kV | Non-IES | MVA | 2029 | 0 | Zone Substation | None
Upper North | Wirrabara South 11kV | Non-IES | MVA | 2029 | 0 | Zone Substation | None
Metro South | Wirrina Cove 11kV | Non-IES | MVA | 2029 | 0 | Zone Substation | None
Upper North | Wongyarra 11kV | Non-IES | MVA | 2029 | 0 | Zone Substation | None
Metro East | Woodforde 11kV | Non-IES | MVA | 2029 | 0 | Zone Substation | None
Murraylands | Woods Point 11kV | Non-IES | MVA | 2029 | 0 | Zone Substation | None
Eastern Hills | Woodside 11kV | Non-IES | MVA | 2029 | 0 | Zone Substation | Reverse N-1
Metro West | Woodville 11kV | Non-IES | MVA | 2029 | 0 | Zone Substation | None
Metro West | Woodville 33kV | Non-IES | MVA | 2029 | 0 | Zone Substation | None
Riverland | Woolpunda 11kV | Non-IES | MVA | 2029 | 0 | Zone Substation | None
Eyre Peninsula | Wudinna 11kV | Non-IES | MVA | 2029 | 0 | Zone Substation | None
Eyre Peninsula | Wudinna 66kV | Non-IES | MVA | 2029 | 0.4 | Connection Point | None
Eyre Peninsula | Yadnarie 66kV | Non-IES | MVA | 2029 | 1.64 | Connection Point | None
Metro South | Yankalilla 11kV | Non-IES | MVA | 2029 | 0 | Zone Substation | None
Metro South | Yankalilla 33kV | Non-IES | MVA | 2029 | 0 | Zone Substation | None
Metro South | Yankalilla Hill 11kV | Non-IES | MVA | 2029 | 0 | Zone Substation | None
Upper North | Yongala 11kV | Non-IES | MVA | 2029 | 0 | Zone Substation | None
Yorke Peninsula | Yorketown 11kV | Non-IES | MVA | 2029 | 0 | Zone Substation | None
Adelaide Central | ACR 66kV | Actual | MVA | 2020 | 196.23 | Connection Point | None | Actual
Eastern Hills | Aldgate 11kV | Actual | MVA | 2020 | 6.3742 | Zone Substation | None | Actual
Metro South | Aldinga 11kV | Actual | MVA | 2020 | 18.798 | Zone Substation | None | Actual
South East | Allendale East 11kV | Actual | MVA | 2020 | 3.8782 | Zone Substation | None | Actual
Mid North | Alma 11kV | Actual | MVA | 2020 | 0.10359 | Zone Substation | None | Actual
Metro South | American River 11kV | Actual | MVA | 2020 | 0.44437 | Zone Substation | None | Actual
Eastern Hills | Angas Creek 33kV | Actual | MVA | 2020 | 19.5418 | Connection Point | None | Actual
Mid North | Angaston 11kV | Actual | MVA | 2020 | 14.4455 | Zone Substation | None | Actual
Metro North | Angle Vale 11kV | Actual | MVA | 2020 | 20.5961 | Zone Substation | None | Actual
Yorke Peninsula | Ardrossan 11kV | Actual | MVA | 2020 | 2.4073 | Zone Substation | None | Actual
Yorke Peninsula | Ardrossan West 33kV | Actual | MVA | 2020 | 11.5995 | Connection Point | None | Actual
Eyre Peninsula | Arno Bay 11kV | Actual | MVA | 2020 | 0.71765 | Zone Substation | None | Actual
Metro South | Ascot Park 11kV | Actual | MVA | 2020 | 18.8247 | Zone Substation | N | Actual
Metro West | Athol Park 11kV | Actual | MVA | 2020 | 18.7098 | Zone Substation | None | Actual
Mid North | Auburn 11kV | Actual | MVA | 2020 | 3.1246 | Zone Substation | None | Actual
Yorke Peninsula | Balaklava 7.6kV | Actual | MVA | 2020 | 3.0703 | Zone Substation | None | Actual
Eastern Hills | Balhannah 33kV | Actual | MVA | 2020 | 22.4002 | Zone Substation | None | Actual
Upper North | Baroota 33kV | Actual | MVA | 2020 | 10.7709 | Connection Point | None | Actual
Upper North | Baroota Town 11kV | Actual | MVA | 2020 | 0.35728 | Zone Substation | None | Actual
Mid North | Barossa South TF1 11kV | Actual | MVA | 2020 | 2.5996 | Zone Substation | None | Actual
Mid North | Barossa South TF2 11kV | Actual | MVA | 2020 | 3.6096 | Zone Substation | None | Actual
South East | Beachport 11kV | Actual | MVA | 2020 | 1.112 | Zone Substation | None | Actual
Murraylands | Belvedere Road 7.6kV | Actual | MVA | 2020 | 0.13708 | Zone Substation | None | Actual
Riverland | Berri 11kV | Actual | MVA | 2020 | 11.3437 | Zone Substation | None | Actual
Riverland | Berri 66kV | Actual | MVA | 2020 | 91.2905 | Connection Point | None | Actual
Murraylands | Binnies 11kV | Actual | MVA | 2020 | 0.79115 | Zone Substation | None | Actual
Eastern Hills | Birdwood 11kV | Actual | MVA | 2020 | 3.1436 | Zone Substation | None | Actual
Yorke Peninsula | Black Point 11kV | Actual | MVA | 2020 | 0.50602 | Zone Substation | None | Actual
Metro West | Blackpool 11kV | Actual | MVA | 2020 | 12.6467 | Zone Substation | None | Actual
Metro South | Blackwood 11kV | Actual | MVA | 2020 | 28.1471 | Zone Substation | None | Actual
South East | Blanche 33kV | Actual | MVA | 2020 | 33.2258 | Connection Point | None | Actual
Upper North | Booleroo Centre 11kV | Actual | MVA | 2020 | 0.60937 | Zone Substation | None | Actual
Eyre Peninsula | Boothby 33kV | Actual | MVA | 2020 | 0.8796 | Zone Substation | N-1 | Actual
Upper North | Booyoolie 11kV | Actual | MVA | 2020 | 0.020373 | Zone Substation | None | Actual
South East | Bordertown 11kV | Actual | MVA | 2020 | 9.6289 | Zone Substation | N-1 | Actual
Mid North | Brinkworth 33kV | Actual | MVA | 2020 | 4.9438 | Connection Point | None | Actual
Mid North | Brinkworth Town 11kV | Actual | MVA | 2020 | 0.811 | Zone Substation | None | Actual
Eastern Hills | Brukunga 11kV | Actual | MVA | 2020 | 0.45955 | Zone Substation | None | Actual
Upper North | Bungama Napperby 11kV | Actual | MVA | 2020 | 0.97834 | Zone Substation | None | Actual
Metro East | Burnside 11kV | Actual | MVA | 2020 | 12.6455 | Zone Substation | None | Actual
Mid North | Burra TF2 11kV | Actual | MVA | 2020 | 1.7906 | Zone Substation | None | Actual
Riverland | Cadell 11kV | Actual | MVA | 2020 | 1.3325 | Zone Substation | None | Actual
Murraylands | Caloote 11kV | Actual | MVA | 2020 | 1.7115 | Zone Substation | None | Actual
Upper North | Caltowie 11kV | Actual | MVA | 2020 | 0.10352 | Zone Substation | None | Actual
Murraylands | Cambrai 11kV | Actual | MVA | 2020 | 0.98902 | Zone Substation | None | Actual
Murraylands | Campbell Park 11kV | Actual | MVA | 2020 | 1.4976 | Zone Substation | None | Actual
Metro East | Campbelltown 11kV | Actual | MVA | 2020 | 49.4635 | Zone Substation | None | Actual
Metro South | Cape Jervis 11kV | Actual | MVA | 2020 | 0.47028 | Zone Substation | None | Actual
Metro South | Cape Jervis 33kV | Actual | MVA | 2020 | 23.647 | Zone Substation | N-1 | Actual
Eyre Peninsula | Caralue 11kV | Actual | MVA | 2020 | 2.3449 | Zone Substation | None | Actual
Metro West | Cavan 11kV | Actual | MVA | 2020 | 36.8939 | Zone Substation | None | Actual
Adelaide Central | CBD 33kV | Actual | MVA | 2020 | 17.5928 | Zone Substation | None | Actual
Eyre Peninsula | Ceduna 11kV | Actual | MVA | 2020 | 6.8146 | Zone Substation | None | Actual
Eastern Hills | Chain of Ponds 11kV | Actual | MVA | 2020 | 0.48298 | Zone Substation | None | Actual
Metro West | Cheltenham 11kV | Actual | MVA | 2020 | 10.1892 | Zone Substation | None | Actual
Metro West | Cheltenham 33kV | Actual | MVA | 2020 | 3.3983 | Zone Substation | None | Actual
Mid North | Clare 11kV | Actual | MVA | 2020 | 9.7021 | Zone Substation | None | Actual
Mid North | Clare North 33kV | Actual | MVA | 2020 | 12.6466 | Connection Point | None | Actual
Metro South | Clarence Gardens 11kV | Actual | MVA | 2020 | 18.6342 | Zone Substation | None | Actual
Metro South | Clarendon 11kV | Actual | MVA | 2020 | 2.8521 | Zone Substation | None | Actual
Metro East | Clearview 11kV | Actual | MVA | 2020 | 24.3856 | Zone Substation | N | Actual
Eyre Peninsula | Cleve 11kV | Actual | MVA | 2020 | 2.3412 | Zone Substation | None | Actual
Eyre Peninsula | Cleve 33kV | Actual | MVA | 2020 | 2.2091 | Zone Substation | N-1 | Actual
Eyre Peninsula | Coffin Bay 11kV | Actual | MVA | 2020 | 1.5957 | Zone Substation | None | Actual
Mid North | Collinsfield 11kV | Actual | MVA | 2020 | 0.62906 | Zone Substation | None | Actual
Murraylands | Coomandook 11kV | Actual | MVA | 2020 | 0.40175 | Zone Substation | None | Actual
Murraylands | Coonalpyn 11kV | Actual | MVA | 2020 | 0.38828 | Zone Substation | None | Actual
South East | Coonawarra 11kV | Actual | MVA | 2020 | 3.7927 | Zone Substation | None | Actual
Upper North | Copley Nepabunna 33kV | Actual | MVA | 2020 | 0.2191 | Zone Substation | N-1 | Actual
Riverland | Cordola 11kV | Actual | MVA | 2020 | 1.9354 | Zone Substation | None | Actual
Adelaide Central | Coromandel Place 11kV | Actual | MVA | 2020 | 51.6011 | Zone Substation | None | Actual
Eyre Peninsula | Cowell 11kV | Actual | MVA | 2020 | 1.8883 | Zone Substation | None | Actual
Metro West | Croydon 11kV | Actual | MVA | 2020 | 25.7247 | Zone Substation | None | Actual
Metro West | Croydon Park 11kV | Actual | MVA | 2020 | 16.8483 | Zone Substation | None | Actual
Upper North | Crystal Brook 11kV | Actual | MVA | 2020 | 2.0755 | Zone Substation | None | Actual
Metro South | Cudmore Park 11kV | Actual | MVA | 2020 | 13.4277 | Zone Substation | None | Actual
Eyre Peninsula | Cummins 11kV | Actual | MVA | 2020 | 2.9547 | Zone Substation | None | Actual
Yorke Peninsula | Curramulka 7.6kV | Actual | MVA | 2020 | 0.20241 | Zone Substation | None | Actual
Yorke Peninsula | Curramulka South 11kV | Actual | MVA | 2020 | 0.1012 | Zone Substation | None | Actual
Yorke Peninsula | Dalrymple 33kV | Actual | MVA | 2020 | 7.405 | Connection Point | None | Actual
Eyre Peninsula | Darke Peak 11kV | Actual | MVA | 2020 | 0.34885 | Zone Substation | None | Actual
Upper North | Davenport West 33kV | Actual | MVA | 2020 | 31.3066 | Connection Point | None | Actual
Eastern Hills | Deloraine 11kV | Actual | MVA | 2020 | 0.41119 | Zone Substation | None | Actual
Metro North | Direk 11kV | Actual | MVA | 2020 | 24.1768 | Zone Substation | None | Actual
Mid North | Dorrien 33kV | Actual | MVA | 2020 | 57.0731 | Connection Point | None | Actual
Mid North | Dorrien TF4 11kV | Actual | MVA | 2020 | 7.7963 | Zone Substation | None | Actual
Mid North | Dorrien TF5 11kV | Actual | MVA | 2020 | 5.2572 | Zone Substation | None | Actual
Yorke Peninsula | Dowlingville 11kV | Actual | MVA | 2020 | 0.10218 | Zone Substation | None | Actual
Adelaide Central | East Terrace 11kV | Actual | MVA | 2020 | 35.7688 | Zone Substation | None | Actual
Metro North | Edinburgh 11kV | Actual | MVA | 2020 | 14.7176 | Zone Substation | None | Actual
Yorke Peninsula | Edithburgh 11kV | Actual | MVA | 2020 | 1.1753 | Zone Substation | None | Actual
Metro North | Elizabeth Downs 11kV | Actual | MVA | 2020 | 44.946 | Zone Substation | None | Actual
Metro North | Elizabeth Heights 11kV | Actual | MVA | 2020 | 17.7126 | Zone Substation | None | Actual
Metro North | Elizabeth South 11kV | Actual | MVA | 2020 | 10.2963 | Zone Substation | None | Actual
Mid North | Eudunda 11kV | Actual | MVA | 2020 | 1.7569 | Zone Substation | None | Actual
Metro North | Evanston 11kV | Actual | MVA | 2020 | 38.8414 | Zone Substation | N-1 | Actual
Metro North | Evanston 33kV | Actual | MVA | 2020 | 0.010085 | Zone Substation | None | Actual
Metro West | Findon 11kV | Actual | MVA | 2020 | 19.2769 | Zone Substation | None | Actual
Metro West | Flinders Park 11kV | Actual | MVA | 2020 | 21.6194 | Zone Substation | None | Actual
Mid North | Florieton SWER 19kV | Actual | MVA | 2020 | 0.060216 | Connection Point | None | Actual
Eastern Hills | Forreston 11kV | Actual | MVA | 2020 | 1.106 | Zone Substation | None | Actual
Mid North | Freeling 11kV | Actual | MVA | 2020 | 0.62156 | Zone Substation | None | Actual
Mid North | Freeling North 11kV | Actual | MVA | 2020 | 3.0641 | Zone Substation | None | Actual
Metro West | Fulham Gardens 11kV | Actual | MVA | 2020 | 41.7005 | Zone Substation | None | Actual
Upper North | Fullerville 11kV | Actual | MVA | 2020 | 0.030053 | Zone Substation | None | Actual
Mid North | Gawler Belt TF1 11kV | Actual | MVA | 2020 | 4.7867 | Zone Substation | None | Actual
Mid North | Gawler Belt TF2 11kV | Actual | MVA | 2020 | 4.7952 | Zone Substation | None | Actual
Mid North | Georgetown 11kV | Actual | MVA | 2020 | 0.15158 | Zone Substation | None | Actual
Murraylands | Geranium 11kV | Actual | MVA | 2020 | 0.098379 | Zone Substation | None | Actual
Upper North | Gladstone 11kV | Actual | MVA | 2020 | 2.3663 | Zone Substation | None | Actual
Metro West | Glanville 11kV | Actual | MVA | 2020 | 7.0634 | Zone Substation | None | Actual
South East | Glencoe 11kV | Actual | MVA | 2020 | 1.0527 | Zone Substation | None | Actual
Metro South | Glenelg North 11kV | Actual | MVA | 2020 | 21.2465 | Zone Substation | None | Actual
Riverland | Glossop 11kV | Actual | MVA | 2020 | 9.4194 | Zone Substation | None | Actual
Metro East | Golden Grove 11kV | Actual | MVA | 2020 | 45.6159 | Zone Substation | None | Actual
Mid North | Gomersal North 11kV | Actual | MVA | 2020 | 0.22289 | Zone Substation | None | Actual
Metro South | Goolwa 11kV | Actual | MVA | 2020 | 15.886 | Zone Substation | None | Actual
Mid North | Gulnare 11kV | Actual | MVA | 2020 | 0.1003 | Zone Substation | None | Actual
Eastern Hills | Gumeracha 11kV | Actual | MVA | 2020 | 0.30839 | Zone Substation | None | Actual
Eastern Hills | Gumeracha Weir 11kV | Actual | MVA | 2020 | 0.30839 | Zone Substation | None | Actual
Eastern Hills | Gumhaven 11kV | Actual | MVA | 2020 | 0.1028 | Zone Substation | None | Actual
Metro South | Hackham 11kV | Actual | MVA | 2020 | 14.1013 | Zone Substation | N-1 | Actual
Eastern Hills | Hahndorf 11kV | Actual | MVA | 2020 | 5.0109 | Zone Substation | None | Actual
Mid North | Halbury 11kV | Actual | MVA | 2020 | 0.1003 | Zone Substation | None | Actual
Mid North | Hamley Bridge 11kV | Actual | MVA | 2020 | 2.3552 | Zone Substation | None | Actual
Metro South | Happy Valley 11kV | Actual | MVA | 2020 | 32.9293 | Zone Substation | None | Actual
Metro East | Harrow 11kV | Actual | MVA | 2020 | 19.9987 | Zone Substation | None | Actual
South East | Hatherleigh 11kV | Actual | MVA | 2020 | 0.066461 | Zone Substation | None | Actual
Upper North | Hawker 11kV | Actual | MVA | 2020 | 0.8533 | Zone Substation | None | Actual
Metro South | Hay Flat 11kV | Actual | MVA | 2020 | 0.084292 | Zone Substation | None | Actual
Metro West | Henley South 11kV | Actual | MVA | 2020 | 35.6712 | Zone Substation | None | Actual
Eastern Hills | Hermitage 11kV | Actual | MVA | 2020 | 0.16576 | Zone Substation | None | Actual
Metro East | Hillcrest 11kV | Actual | MVA | 2020 | 35.7957 | Zone Substation | None | Actual
Adelaide Central | Hindley Street 11kV | Actual | MVA | 2020 | 42.9698 | Zone Substation | None | Actual
Metro East | Holden Hill 11kV | Actual | MVA | 2020 | 37.0878 | Zone Substation | None | Actual
Metro East | Hope Valley 11kV | Actual | MVA | 2020 | 18.9453 | Zone Substation | None | Actual
Eastern Hills | Houghton 7.6kV | Actual | MVA | 2020 | 2.2558 | Zone Substation | None | Actual
Mid North | Hoyleton 11kV | Actual | MVA | 2020 | 0.10756 | Zone Substation | None | Actual
Yorke Peninsula | Hummocks 33kV | Actual | MVA | 2020 | 13.8571 | Connection Point | None | Actual
Metro East | Ingle Farm 11kV | Actual | MVA | 2020 | 36.5586 | Zone Substation | None | Actual
South East | Inverness 11kV | Actual | MVA | 2020 | 0.78784 | Zone Substation | None | Actual
Murraylands | Jabuk 11kV | Actual | MVA | 2020 | 0.079866 | Zone Substation | None | Actual
Yorke Peninsula | James Well 11kV | Actual | MVA | 2020 | 0.40482 | Zone Substation | None | Actual
Upper North | Jamestown 11kV | Actual | MVA | 2020 | 2.6133 | Zone Substation | Reverse N-1 | Actual
Murraylands | Jervois 11kV | Actual | MVA | 2020 | 2.2476 | Zone Substation | None | Actual
Yorke Peninsula | Kadina 11kV | Actual | MVA | 2020 | 9.9315 | Zone Substation | None | Actual
Yorke Peninsula | Kadina East 33kV | Actual | MVA | 2020 | 27.876 | Connection Point | None | Actual
South East | Kalangadoo 11kV | Actual | MVA | 2020 | 0.5726 | Zone Substation | None | Actual
South East | Kalangadoo West 11kV | Actual | MVA | 2020 | 0.8006 | Zone Substation | None | Actual
Eastern Hills | Kanmantoo Copper Mine 11kV | Actual | MVA | 2020 | 1.6948 | Connection Point | None | Actual
Mid North | Kapunda TF1 11kV | Actual | MVA | 2020 | 3.9434 | Zone Substation | None | Actual
Mid North | Kapunda TF2 11kV | Actual | MVA | 2020 | 2.7942 | Zone Substation | None | Actual
Murraylands | Karoonda 11kV | Actual | MVA | 2020 | 0.79869 | Zone Substation | Reverse N | Actual
South East | Keith 11kV | Actual | MVA | 2020 | 5.1383 | Zone Substation | None | Actual
South East | Keith 33kV | Actual | MVA | 2020 | 21.7061 | Connection Point | None | Actual
Metro East | Kent Town 11kV | Actual | MVA | 2020 | 33.3257 | Zone Substation | None | Actual
Eastern Hills | Kersbrook 11kV | Actual | MVA | 2020 | 0.54028 | Zone Substation | None | Actual
Metro South | Keswick 11kV | Actual | MVA | 2020 | 31.9543 | Zone Substation | None | Actual
Murraylands | Ki Ki 11kV | Actual | MVA | 2020 | 0.10982 | Zone Substation | None | Actual
Metro West | Kilburn 11kV | Actual | MVA | 2020 | 42.8008 | Zone Substation | None | Actual
Metro East | Kilburn South 11kV | Actual | MVA | 2020 | 14.5176 | Zone Substation | None | Actual
Metro West | Kilkenny 11kV | Actual | MVA | 2020 | 21.6963 | Zone Substation | None | Actual
South East | Kincraig 33kV | Actual | MVA | 2020 | 20.523 | Connection Point | None | Actual
Metro South | Kingscote 11kV | Actual | MVA | 2020 | 4.0703 | Zone Substation | None | Actual
South East | Kingston SE 11kV | Actual | MVA | 2020 | 3.1346 | Zone Substation | None | Actual
Metro South | Kingswood 11kV | Actual | MVA | 2020 | 49.8933 | Zone Substation | None | Actual
South East | Kongorong 11kV | Actual | MVA | 2020 | 0.71721 | Zone Substation | None | Actual
South East | Kumorna 11kV | Actual | MVA | 2020 | 0.55777 | Zone Substation | None | Actual
Mid North | Kybunga 11kV | Actual | MVA | 2020 | 0.065734 | Zone Substation | None | Actual
Murraylands | Lameroo 11kV | Actual | MVA | 2020 | 1.2067 | Zone Substation | None | Actual
Eastern Hills | Langhorne Creek 11kV | Actual | MVA | 2020 | 3.9634 | Zone Substation | None | Actual
Metro West | Largs North 11kV | Actual | MVA | 2020 | 15.9082 | Zone Substation | None | Actual
Metro West | Lefevre 11kV | Actual | MVA | 2020 | 9.4752 | Zone Substation | None | Actual
Upper North | Leigh Creek South 33kV | Actual | MVA | 2020 | 0.84653 | Connection Point | None | Actual
Metro East | Linden Park 11kV | Actual | MVA | 2020 | 40.7261 | Zone Substation | None | Actual
Eyre Peninsula | Little Swamp 11kV | Actual | MVA | 2020 | 0.18799 | Zone Substation | None | Actual
Eastern Hills | Lobethal 11kV | Actual | MVA | 2020 | 7.1737 | Zone Substation | None | Actual
Eyre Peninsula | Lock 11kV | Actual | MVA | 2020 | 0.68463 | Zone Substation | None | Actual
Riverland | Loveday 11kV | Actual | MVA | 2020 | 12.3698 | Zone Substation | None | Actual
Metro South | Lower Mitcham 11kV | Actual | MVA | 2020 | 20.6782 | Zone Substation | None | Actual
Riverland | Loxton 11kV | Actual | MVA | 2020 | 12.7498 | Zone Substation | None | Actual
South East | Lucindale 11kV | Actual | MVA | 2020 | 1.2621 | Zone Substation | None | Actual
Mid North | Lyndoch 11kV | Actual | MVA | 2020 | 2.6676 | Zone Substation | None | Actual
Mid North | Lyndoch South 7.6kV | Actual | MVA | 2020 | 0.34225 | Zone Substation | None | Actual
Riverland | Lyrup 11kV | Actual | MVA | 2020 | 4.6901 | Zone Substation | None | Actual
Metro South | MacGillivray 11kV | Actual | MVA | 2020 | 1.4717 | Zone Substation | None | Actual
Yorke Peninsula | Maitland 11kV | Actual | MVA | 2020 | 3.7408 | Zone Substation | None | Actual
Mid North | Mallala 11kV | Actual | MVA | 2020 | 4.8291 | Zone Substation | None | Actual
Murraylands | Mannum 33kV | Actual | MVA | 2020 | 15.0778 | Connection Point | None | Actual
Murraylands | Mannum Town 7.6kV | Actual | MVA | 2020 | 4.3377 | Zone Substation | None | Actual
Yorke Peninsula | Marion Bay 11kV | Actual | MVA | 2020 | 0.57466 | Zone Substation | None | Actual
Mid North | Marrabel 11kV | Actual | MVA | 2020 | 0.90182 | Zone Substation | None | Actual
Metro South | McLaren Flat TF1 11kV | Actual | MVA | 2020 | 7.2685 | Zone Substation | None | Actual
Metro South | McLaren Flat TF2 11kV | Actual | MVA | 2020 | 2.1359 | Zone Substation | None | Actual
Metro South | McLaren Vale 11kV | Actual | MVA | 2020 | 2.5092 | Zone Substation | None | Actual
Metro South | McLaren Vale Vineyard 11kV | Actual | MVA | 2020 | 0.18017 | Zone Substation | None | Actual
Eastern Hills | Meadows 11kV | Actual | MVA | 2020 | 5.8417 | Zone Substation | Reverse N-1 | Actual
Upper North | Melrose 11kV | Actual | MVA | 2020 | 0.32898 | Zone Substation | None | Actual
Murraylands | Meningie 11kV | Actual | MVA | 2020 | 2.1644 | Zone Substation | None | Actual
Metro East | Metro East 66kV | Actual | MVA | 2020 | 726.4152 | Connection Point | None | Actual
Metro North | Metro North 66kV | Actual | MVA | 2020 | 328.4691 | Connection Point | None | Actual
Metro South | Metro South 66kV | Actual | MVA | 2020 | 686.6275 | Connection Point | None | Actual
Metro West | Metro West 66kV | Actual | MVA | 2020 | 429.941 | Connection Point | None | Actual
Eastern Hills | Milang 11kV | Actual | MVA | 2020 | 3.7546 | Zone Substation | None | Actual
South East | Millicent 11kV | Actual | MVA | 2020 | 6.1882 | Zone Substation | None | Actual
Yorke Peninsula | Minlaton 11kV | Actual | MVA | 2020 | 2.1959 | Zone Substation | None | Actual
Murraylands | Mobilong 33kV | Actual | MVA | 2020 | 40.6588 | Connection Point | None | Actual
Murraylands | Monarto Central 11kV | Actual | MVA | 2020 | 2.6509 | Zone Substation | None | Actual
Murraylands | Monarto South 11kV | Actual | MVA | 2020 | 4.3694 | Zone Substation | None | Actual
Yorke Peninsula | Moonta 11kV | Actual | MVA | 2020 | 9.5834 | Zone Substation | N-1 | Actual
Eyre Peninsula | Moorkitabie 11kV | Actual | MVA | 2020 | 0.67255 | Zone Substation | None | Actual
Riverland | Morgan 11kV | Actual | MVA | 2020 | 1.2524 | Zone Substation | N | Actual
Metro South | Morphett Vale East 11kV | Actual | MVA | 2020 | 33.6559 | Zone Substation | None | Actual
Metro South | Morphettville 11kV | Actual | MVA | 2020 | 25.0732 | Zone Substation | None | Actual
Eastern Hills | Mount Barker 11kV | Actual | MVA | 2020 | 26.0507 | Zone Substation | None | Actual
Eastern Hills | Mount Barker 66kV | Actual | MVA | 2020 | 96.6537 | Connection Point | None | Actual
South East | Mount Burr 11kV | Actual | MVA | 2020 | 0.35787 | Zone Substation | None | Actual
South East | Mount Gambier 11kV | Actual | MVA | 2020 | 12.3453 | Zone Substation | None | Actual
South East | Mount Gambier 33kV | Actual | MVA | 2020 | 18.9392 | Connection Point | None | Actual
South East | Mount Gambier North 11kV | Actual | MVA | 2020 | 10.3571 | Zone Substation | N-1 | Actual
South East | Mount Gambier West 11kV | Actual | MVA | 2020 | 15.1755 | Zone Substation | None | Actual
Upper North | Mount Gunson 33kV | Actual | MVA | 2020 | 0.20381 | Connection Point | None | Actual
Eastern Hills | Mount Pleasant 11kV | Actual | MVA | 2020 | 2.3853 | Zone Substation | None | Actual
South East | Mount Schank 11kV | Actual | MVA | 2020 | 2.8044 | Zone Substation | None | Actual
Murraylands | Murray Bridge North 11kV | Actual | MVA | 2020 | 12.6286 | Zone Substation | None | Actual
Murraylands | Murray Bridge South 11kV | Actual | MVA | 2020 | 16.171 | Zone Substation | None | Actual
Eastern Hills | Mylor 11kV | Actual | MVA | 2020 | 2.1877 | Zone Substation | None | Actual
Murraylands | Mypolonga 11kV | Actual | MVA | 2020 | 3.042 | Zone Substation | None | Actual
Metro South | Myponga 11kV | Actual | MVA | 2020 | 6.3234 | Zone Substation | None | Actual
Eastern Hills | Nairne 11kV | Actual | MVA | 2020 | 7.0134 | Zone Substation | Reverse N-1 | Actual
South East | Nangwarry 11kV | Actual | MVA | 2020 | 0.55692 | Zone Substation | None | Actual
South East | Naracoorte 11kV | Actual | MVA | 2020 | 10.9371 | Zone Substation | None | Actual
South East | Naracoorte East 11kV | Actual | MVA | 2020 | 5.6907 | Zone Substation | None | Actual
Murraylands | Narrung 11kV | Actual | MVA | 2020 | 1.0812 | Zone Substation | None | Actual
Upper North | Neuroodla 33kV | Actual | MVA | 2020 | 0.87738 | Connection Point | None | Actual
Metro West | New Osborne 11kV | Actual | MVA | 2020 | 0 | Zone Substation | None | Actual
Metro West | New Richmond 11kV | Actual | MVA | 2020 | 32.9618 | Zone Substation | None | Actual
Murraylands | Nildottie 11kV | Actual | MVA | 2020 | 2.0436 | Zone Substation | None | Actual
Yorke Peninsula | Ninnes 11kV | Actual | MVA | 2020 | 1.0218 | Zone Substation | None | Actual
Metro South | Noarlunga Centre 11kV | Actual | MVA | 2020 | 19.6334 | Zone Substation | None | Actual
Metro East | North Adelaide 11kV | Actual | MVA | 2020 | 21.3496 | Zone Substation | None | Actual
Metro South | North Unley 11kV | Actual | MVA | 2020 | 18.3965 | Zone Substation | None | Actual
Riverland | North West Bend 66kV | Actual | MVA | 2020 | 27.3462 | Connection Point | None | Actual
Metro East | Northfield 11kV | Actual | MVA | 2020 | 20.1333 | Zone Substation | N | Actual
Metro East | Norwood 11kV | Actual | MVA | 2020 | 54.8885 | Zone Substation | None | Actual
Mid North | Nuriootpa 11kV | Actual | MVA | 2020 | 9.2133 | Zone Substation | None | Actual
Metro South | Oaklands 11kV | Actual | MVA | 2020 | 46.7956 | Zone Substation | None | Actual
Upper North | Orroroo 11kV | Actual | MVA | 2020 | 1.3502 | Zone Substation | None | Actual
South East | Padthaway 11kV | Actual | MVA | 2020 | 3.8683 | Zone Substation | None | Actual
Murraylands | Palmer 11kV | Actual | MVA | 2020 | 0.029673 | Zone Substation | None | Actual
Metro South | Panorama 11kV | Actual | MVA | 2020 | 24.2379 | Zone Substation | None | Actual
Metro North | Parafield Gardens 11kV | Actual | MVA | 2020 | 28.1608 | Zone Substation | None | Actual
Metro North | Paralowie 11kV | Actual | MVA | 2020 | 16.7581 | Zone Substation | None | Actual
Murraylands | Parilla 11kV | Actual | MVA | 2020 | 0.99933 | Zone Substation | None | Actual
Riverland | Paringa 11kV | Actual | MVA | 2020 | 2.6915 | Zone Substation | None | Actual
Riverland | Paringa 33kV | Actual | MVA | 2020 | 15.1495 | Zone Substation | None | Actual
Yorke Peninsula | Paskeville 11kV | Actual | MVA | 2020 | 0.30654 | Zone Substation | None | Actual
Murraylands | Peake 11kV | Actual | MVA | 2020 | 0.15974 | Zone Substation | None | Actual
Murraylands | Pellaring Flat 11kV | Actual | MVA | 2020 | 0.098899 | Zone Substation | None | Actual
Metro North | Penfield 11kV | Actual | MVA | 2020 | 21.5708 | Zone Substation | None | Actual
Metro South | Penneshaw 11kV | Actual | MVA | 2020 | 0.79637 | Zone Substation | None | Actual
South East | Penola 11kV | Actual | MVA | 2020 | 2.6007 | Zone Substation | None | Actual
South East | Penola West 33kV | Actual | MVA | 2020 | 7.5622 | Connection Point | None | Actual
Upper North | Peterborough 11kV | Actual | MVA | 2020 | 1.8562 | Zone Substation | None | Actual
Eastern Hills | Piccadilly 11kV | Actual | MVA | 2020 | 1.5103 | Zone Substation | None | Actual
Murraylands | Pinnaroo 11kV | Actual | MVA | 2020 | 1.8875 | Zone Substation | None | Actual
Murraylands | Pinnaroo South 11kV | Actual | MVA | 2020 | 0.022771 | Zone Substation | None | Actual
Metro South | Plympton 11kV | Actual | MVA | 2020 | 20.5673 | Zone Substation | None | Actual
Eyre Peninsula | Point Boston 11kV | Actual | MVA | 2020 | 1.0083 | Zone Substation | None | Actual
Eyre Peninsula | Polda 11kV | Actual | MVA | 2020 | 0.76704 | Zone Substation | None | Actual
Eyre Peninsula | Poonindie 11kV | Actual | MVA | 2020 | 0.49409 | Zone Substation | None | Actual
Metro West | Port Adelaide 11kV | Actual | MVA | 2020 | 12.5353 | Zone Substation | None | Actual
Metro West | Port Adelaide North 11kV | Actual | MVA | 2020 | 20.3126 | Zone Substation | None | Actual
Upper North | Port Augusta 11kV | Actual | MVA | 2020 | 13.6525 | Zone Substation | None | Actual
Upper North | Port Augusta West TF1 11kV | Actual | MVA | 2020 | 5.3174 | Zone Substation | None | Actual
Upper North | Port Augusta West TF2 11kV | Actual | MVA | 2020 | 3.3804 | Zone Substation | None | Actual
Upper North | Port Broughton 11kV | Actual | MVA | 2020 | 3.3139 | Zone Substation | None | Actual
Yorke Peninsula | Port Clinton 11kV | Actual | MVA | 2020 | 0.58178 | Zone Substation | None | Actual
Upper North | Port Germein 11kV | Actual | MVA | 2020 | 0.66571 | Zone Substation | None | Actual
Yorke Peninsula | Port Giles 11kV | Actual | MVA | 2020 | 1.1347 | Zone Substation | None | Actual
Yorke Peninsula | Port Julia 11kV | Actual | MVA | 2020 | 0.32929 | Zone Substation | None | Actual
Eyre Peninsula | Port Lincoln City 11kV | Actual | MVA | 2020 | 10.6273 | Zone Substation | None | Actual
Eyre Peninsula | Port Lincoln Docks 11kV | Actual | MVA | 2020 | 6.5922 | Zone Substation | None | Actual
Eyre Peninsula | Port Lincoln Marina 11kV | Actual | MVA | 2020 | 5.5519 | Zone Substation | None | Actual
Eyre Peninsula | Port Lincoln Terminal 33kV | Actual | MVA | 2020 | 32.467 | Connection Point | None | Actual
Metro South | Port Noarlunga 11kV | Actual | MVA | 2020 | 30.9431 | Zone Substation | None | Actual
Upper North | Port Pirie Bungama 33kV | Actual | MVA | 2020 | 64.2894 | Connection Point | None | Actual
Upper North | Port Pirie South 11kV | Actual | MVA | 2020 | 21.9165 | Zone Substation | None | Actual
Metro South | Port Stanvac 11kV | Actual | MVA | 2020 | 33.8133 | Zone Substation | None | Actual
Metro South | Port Stanvac TF2 11kV | Actual | MVA | 2020 | 0 | Zone Substation | None | Actual
Yorke Peninsula | Port Vincent 11kV | Actual | MVA | 2020 | 1.5407 | Zone Substation | None | Actual
Riverland | Portee 11kV | Actual | MVA | 2020 | 0.67224 | Zone Substation | N | Actual
Metro East | Prospect 11kV | Actual | MVA | 2020 | 35.3364 | Zone Substation | None | Actual
Murraylands | Punyelroo 11kV | Actual | MVA | 2020 | 0.53804 | Zone Substation | None | Actual
Riverland | Pyap 11kV | Actual | MVA | 2020 | 8.4396 | Zone Substation | None | Actual
Riverland | Qualco 11kV | Actual | MVA | 2020 | 2.8153 | Zone Substation | N | Actual
Metro West | Queenstown 11kV | Actual | MVA | 2020 | 19.7197 | Zone Substation | None | Actual
Upper North | Quorn 11kV | Actual | MVA | 2020 | 1.7513 | Zone Substation | None | Actual
Riverland | Ramco 11kV | Actual | MVA | 2020 | 5.8853 | Zone Substation | None | Actual
Metro South | Rapid Bay 11kV | Actual | MVA | 2020 | 0.038833 | Zone Substation | None | Actual
Riverland | Renmark 11kV | Actual | MVA | 2020 | 18.9525 | Zone Substation | None | Actual
Mid North | Riverton 11kV | Actual | MVA | 2020 | 1.9545 | Zone Substation | None | Actual
South East | Robe 7.6kV | Actual | MVA | 2020 | 2.7967 | Zone Substation | None | Actual
Mid North | Robertstown 11kV | Actual | MVA | 2020 | 1.121 | Zone Substation | None | Actual
Riverland | Roonka 11kV | Actual | MVA | 2020 | 3.2674 | Zone Substation | None | Actual
Eyre Peninsula | Rudall 11kV | Actual | MVA | 2020 | 0.17696 | Zone Substation | None | Actual
Metro North | Salisbury 11kV | Actual | MVA | 2020 | 55.7738 | Zone Substation | N | Actual
Metro South | Salt Cliffs 11kV | Actual | MVA | 2020 | 0.12644 | Zone Substation | None | Actual
Mid North | Sandy Creek 11kV | Actual | MVA | 2020 | 2.4348 | Zone Substation | None | Actual
Metro South | Seacombe 11kV | Actual | MVA | 2020 | 41.1349 | Zone Substation | None | Actual
Metro South | Seaford 11kV | Actual | MVA | 2020 | 9.4394 | Zone Substation | None | Actual
Metro South | Second Valley 11kV | Actual | MVA | 2020 | 0.25022 | Zone Substation | None | Actual
Metro South | Sheidow Park 11kV | Actual | MVA | 2020 | 25.0082 | Zone Substation | Reverse N-1 | Actual
Murraylands | Sherlock 11kV | Actual | MVA | 2020 | 0.029951 | Zone Substation | None | Actual
Metro North | Smithfield West 11kV | Actual | MVA | 2020 | 18.3099 | Zone Substation | N-1 | Actual
South East | Snuggery Rural 33kV | Actual | MVA | 2020 | 11.9172 | Connection Point | None | Actual
South East | South End 11kV | Actual | MVA | 2020 | 0.42454 | Zone Substation | Reverse N-1 | Actual
Mid North | Spalding 11kV | Actual | MVA | 2020 | 0.93114 | Zone Substation | None | Actual
Metro South | Square Water Hole 11kV | Actual | MVA | 2020 | 4.1493 | Zone Substation | None | Actual
Yorke Peninsula | Stansbury 11kV | Actual | MVA | 2020 | 1.1028 | Zone Substation | None | Actual
Eastern Hills | Stirling East 11kV | Actual | MVA | 2020 | 7.6172 | Zone Substation | None | Actual
Upper North | Stirling North 1 11kV | Actual | MVA | 2020 | 1.6703 | Zone Substation | None | Actual
Upper North | Stirling North 2 11kV | Actual | MVA | 2020 | 1.7176 | Zone Substation | None | Actual
Mid North | Stockwell TF1 11kV | Actual | MVA | 2020 | 2.1435 | Zone Substation | None | Actual
Mid North | Stockwell TF2 11kV | Actual | MVA | 2020 | 4.215 | Zone Substation | None | Actual
Eyre Peninsula | Stony Point 11kV | Actual | MVA | 2020 | 0.1483 | Connection Point | None | Actual
Eastern Hills | Strathalbyn 11kV | Actual | MVA | 2020 | 10.1498 | Zone Substation | None | Actual
Eyre Peninsula | Streaky Bay 11kV | Actual | MVA | 2020 | 3.1721 | Zone Substation | Reverse N-1 | Actual
Riverland | Swan Reach 11kV | Actual | MVA | 2020 | 1.6284 | Zone Substation | None | Actual
Riverland | Swan Reach 33kV | Actual | MVA | 2020 | 1.9615 | Zone Substation | None | Actual
Murraylands | Tailem Bend 33kV | Actual | MVA | 2020 | 27.272 | Connection Point | None | Actual
Murraylands | Tailem Bend Town 11kV | Actual | MVA | 2020 | 2.946 | Zone Substation | None | Actual
South East | Tantanoola 11kV | Actual | MVA | 2020 | 0.6054 | Zone Substation | None | Actual
Eyre Peninsula | Tarlton 11kV | Actual | MVA | 2020 | 0.6023 | Zone Substation | None | Actual
South East | Tarpeena South 11kV | Actual | MVA | 2020 | 5.268 | Zone Substation | N-1 | Actual
Metro East | Tea Tree Gully 11kV | Actual | MVA | 2020 | 33.7775 | Zone Substation | None | Actual
Murraylands | Teal Flat 11kV | Actual | MVA | 2020 | 3.3231 | Zone Substation | None | Actual
Upper North | Telowie 11kV | Actual | MVA | 2020 | 0.54987 | Zone Substation | None | Actual
Mid North | Templers 33kV | Actual | MVA | 2020 | 32.8165 | Connection Point | None | Actual
Metro West | Thebarton 11kV | Actual | MVA | 2020 | 26.234 | Zone Substation | None | Actual
South East | Tintinara 11kV | Actual | MVA | 2020 | 1.1968 | Zone Substation | None | Actual
Metro South | Tonsley Park 11kV | Actual | MVA | 2020 | 18.3231 | Zone Substation | None | Actual
Eyre Peninsula | Tumby Bay 11kV | Actual | MVA | 2020 | 2.4454 | Zone Substation | None | Actual
Metro North | Two Wells 11kV | Actual | MVA | 2020 | 6.8799 | Zone Substation | N-1 | Actual
Eyre Peninsula | Uley 11kV | Actual | MVA | 2020 | 0.25436 | Zone Substation | None | Actual
Eyre Peninsula | Uley South 11kV | Actual | MVA | 2020 | 0.4471 | Zone Substation | None | Actual
Eastern Hills | Uraidla 11kV | Actual | MVA | 2020 | 5.4979 | Zone Substation | None | Actual
Eastern Hills | Uraidla 33kV | Actual | MVA | 2020 | 16.3905 | Zone Substation | None | Actual
Eastern Hills | Verdun 11kV | Actual | MVA | 2020 | 1.1167 | Zone Substation | None | Actual
Metro South | Victor Harbor 11kV | Actual | MVA | 2020 | 24.3604 | Zone Substation | None | Actual
Metro North | Virginia 11kV | Actual | MVA | 2020 | 6.8462 | Zone Substation | None | Actual
Riverland | Waikerie 11kV | Actual | MVA | 2020 | 7.288 | Zone Substation | None | Actual
Murraylands | Walker Flat 11kV | Actual | MVA | 2020 | 1.4633 | Zone Substation | None | Actual
Yorke Peninsula | Wallaroo 11kV | Actual | MVA | 2020 | 8.696 | Zone Substation | None | Actual
Yorke Peninsula | Warooka 11kV | Actual | MVA | 2020 | 2.389 | Zone Substation | None | Actual
Mid North | Wasleys 11kV | Actual | MVA | 2020 | 1.6508 | Zone Substation | None | Actual
Mid North | Waterloo 33kV | Actual | MVA | 2020 | 9.4366 | Connection Point | None | Actual
Mid North | Waterloo Town 11kV | Actual | MVA | 2020 | 0.38042 | Zone Substation | None | Actual
Murraylands | White Sands 11kV | Actual | MVA | 2020 | 3.99 | Zone Substation | None | Actual
Adelaide Central | Whitmore Square 11kV | Actual | MVA | 2020 | 41.1076 | Zone Substation | None | Actual
Eyre Peninsula | Whyalla Central 33kV | Actual | MVA | 2020 | 75.2577 | Connection Point | None | Actual
Eyre Peninsula | Whyalla City 11kV | Actual | MVA | 2020 | 18.113 | Zone Substation | None | Actual
Eyre Peninsula | Whyalla North 11kV | Actual | MVA | 2020 | 0.48453 | Zone Substation | None | Actual
Eyre Peninsula | Whyalla Stuart 11kV | Actual | MVA | 2020 | 16.884 | Zone Substation | None | Actual
Mid North | Williamstown 11kV | Actual | MVA | 2020 | 0.85134 | Zone Substation | None | Actual
Mid North | Williamstown South 11kV | Actual | MVA | 2020 | 2.1998 | Zone Substation | None | Actual
Metro South | Willunga 11kV | Actual | MVA | 2020 | 4.498 | Zone Substation | None | Actual
Metro South | Willunga 33kV | Actual | MVA | 2020 | 2.731 | Zone Substation | None | Actual
Upper North | Wilmington 11kV | Actual | MVA | 2020 | 0.7979 | Zone Substation | None | Actual
Upper North | Wirrabara Forest 11kV | Actual | MVA | 2020 | 0.40931 | Zone Substation | None | Actual
Upper North | Wirrabara South 11kV | Actual | MVA | 2020 | 0.050089 | Zone Substation | None | Actual
Metro South | Wirrina Cove 11kV | Actual | MVA | 2020 | 0.63221 | Zone Substation | None | Actual
Upper North | Wongyarra 11kV | Actual | MVA | 2020 | 0.10018 | Zone Substation | None | Actual
Metro East | Woodforde 11kV | Actual | MVA | 2020 | 39.9464 | Zone Substation | None | Actual
Murraylands | Woods Point 11kV | Actual | MVA | 2020 | 2.0826 | Zone Substation | None | Actual
Eastern Hills | Woodside 11kV | Actual | MVA | 2020 | 8.9477 | Zone Substation | Reverse N-1 | Actual
Metro West | Woodville 11kV | Actual | MVA | 2020 | 10.6975 | Zone Substation | None | Actual
Metro West | Woodville 33kV | Actual | MVA | 2020 | 0.54242 | Zone Substation | None | Actual
Riverland | Woolpunda 11kV | Actual | MVA | 2020 | 6.1538 | Zone Substation | None | Actual
Eyre Peninsula | Wudinna 11kV | Actual | MVA | 2020 | 2.058 | Zone Substation | None | Actual
Eyre Peninsula | Wudinna 66kV | Actual | MVA | 2020 | 14.8822 | Connection Point | None | Actual
Eyre Peninsula | Yadnarie 66kV | Actual | MVA | 2020 | 7.869 | Connection Point | None | Actual
Metro South | Yankalilla 11kV | Actual | MVA | 2020 | 7.513 | Zone Substation | None | Actual
Metro South | Yankalilla 33kV | Actual | MVA | 2020 | 1.2143 | Zone Substation | None | Actual
Metro South | Yankalilla Hill 11kV | Actual | MVA | 2020 | 0.12644 | Zone Substation | None | Actual
Upper North | Yongala 11kV | Actual | MVA | 2020 | 0.10187 | Zone Substation | None | Actual
Yorke Peninsula | Yorketown 11kV | Actual | MVA | 2020 | 1.2962 | Zone Substation | None | Actual
Adelaide Central | ACR 66kV | Actual | MVA | 2021 | 164.2433 | Connection Point | None | Actual
Eastern Hills | Aldgate 11kV | Actual | MVA | 2021 | 5.4402 | Zone Substation | None | Actual
Metro South | Aldinga 11kV | Actual | MVA | 2021 | 17.0921 | Zone Substation | None | Actual
South East | Allendale East 11kV | Actual | MVA | 2021 | 4.163 | Zone Substation | None | Actual
Mid North | Alma 11kV | Actual | MVA | 2021 | 0.12336 | Zone Substation | None | Actual
Metro South | American River 11kV | Actual | MVA | 2021 | 0.41408 | Zone Substation | None | Actual
Eastern Hills | Angas Creek 33kV | Actual | MVA | 2021 | 15.9079 | Connection Point | None | Actual
Mid North | Angaston 11kV | Actual | MVA | 2021 | 13.9124 | Zone Substation | None | Actual
Metro North | Angle Vale 11kV | Actual | MVA | 2021 | 18.1494 | Zone Substation | None | Actual
Yorke Peninsula | Ardrossan 11kV | Actual | MVA | 2021 | 2.125 | Zone Substation | None | Actual
Yorke Peninsula | Ardrossan West 33kV | Actual | MVA | 2021 | 10.3424 | Connection Point | None | Actual
Eyre Peninsula | Arno Bay 11kV | Actual | MVA | 2021 | 0.8091 | Zone Substation | None | Actual
Metro South | Ascot Park 11kV | Actual | MVA | 2021 | 16.3285 | Zone Substation | N | Actual
Metro West | Athol Park 11kV | Actual | MVA | 2021 | 14.5501 | Zone Substation | None | Actual
Mid North | Auburn 11kV | Actual | MVA | 2021 | 2.7546 | Zone Substation | None | Actual
Yorke Peninsula | Balaklava 7.6kV | Actual | MVA | 2021 | 2.6098 | Zone Substation | None | Actual
Eastern Hills | Balhannah 33kV | Actual | MVA | 2021 | 20.0272 | Zone Substation | None | Actual
Upper North | Baroota 33kV | Actual | MVA | 2021 | 6.879 | Connection Point | None | Actual
Upper North | Baroota Town 11kV | Actual | MVA | 2021 | 0.24239 | Zone Substation | None | Actual
Mid North | Barossa South TF1 11kV | Actual | MVA | 2021 | 2.3997 | Zone Substation | None | Actual
Mid North | Barossa South TF2 11kV | Actual | MVA | 2021 | 3.8849 | Zone Substation | None | Actual
South East | Beachport 11kV | Actual | MVA | 2021 | 1.356 | Zone Substation | None | Actual
Murraylands | Belvedere Road 7.6kV | Actual | MVA | 2021 | 0.14115 | Zone Substation | None | Actual
Riverland | Berri 11kV | Actual | MVA | 2021 | 10.7899 | Zone Substation | None | Actual
Riverland | Berri 66kV | Actual | MVA | 2021 | 82.4909 | Connection Point | None | Actual
Murraylands | Binnies 11kV | Actual | MVA | 2021 | 0.90807 | Zone Substation | None | Actual
Eastern Hills | Birdwood 11kV | Actual | MVA | 2021 | 2.6979 | Zone Substation | None | Actual
Yorke Peninsula | Black Point 11kV | Actual | MVA | 2021 | 0.59794 | Zone Substation | None | Actual
Metro West | Blackpool 11kV | Actual | MVA | 2021 | 12.8165 | Zone Substation | None | Actual
Metro South | Blackwood 11kV | Actual | MVA | 2021 | 22.5356 | Zone Substation | None | Actual
South East | Blanche 33kV | Actual | MVA | 2021 | 35.1883 | Connection Point | None | Actual
Upper North | Booleroo Centre 11kV | Actual | MVA | 2021 | 0.49029 | Zone Substation | None | Actual
Eyre Peninsula | Boothby 33kV | Actual | MVA | 2021 | 0.78307 | Zone Substation | N-1 | Actual
Upper North | Booyoolie 11kV | Actual | MVA | 2021 | 0.020205 | Zone Substation | None | Actual
South East | Bordertown 11kV | Actual | MVA | 2021 | 8.3916 | Zone Substation | N-1 | Actual
Mid North | Brinkworth 33kV | Actual | MVA | 2021 | 4.2929 | Connection Point | None | Actual
Mid North | Brinkworth Town 11kV | Actual | MVA | 2021 | 0.74051 | Zone Substation | None | Actual
Eastern Hills | Brukunga 11kV | Actual | MVA | 2021 | 0.37213 | Zone Substation | None | Actual
Upper North | Bungama Napperby 11kV | Actual | MVA | 2021 | 0.83704 | Zone Substation | None | Actual
Metro East | Burnside 11kV | Actual | MVA | 2021 | 11.4973 | Zone Substation | None | Actual
Mid North | Burra TF2 11kV | Actual | MVA | 2021 | 1.5443 | Zone Substation | None | Actual
Riverland | Cadell 11kV | Actual | MVA | 2021 | 1.1376 | Zone Substation | None | Actual
Murraylands | Caloote 11kV | Actual | MVA | 2021 | 1.5737 | Zone Substation | None | Actual
Upper North | Caltowie 11kV | Actual | MVA | 2021 | 0.09399 | Zone Substation | None | Actual
Murraylands | Cambrai 11kV | Actual | MVA | 2021 | 0.86614 | Zone Substation | None | Actual
Murraylands | Campbell Park 11kV | Actual | MVA | 2021 | 0.44058 | Zone Substation | None | Actual
Metro East | Campbelltown 11kV | Actual | MVA | 2021 | 44.1297 | Zone Substation | None | Actual
Metro South | Cape Jervis 11kV | Actual | MVA | 2021 | 0.50412 | Zone Substation | None | Actual
Metro South | Cape Jervis 33kV | Actual | MVA | 2021 | 13.4871 | Zone Substation | N-1 | Actual
Eyre Peninsula | Caralue 11kV | Actual | MVA | 2021 | 1.9634 | Zone Substation | None | Actual
Metro West | Cavan 11kV | Actual | MVA | 2021 | 29.8215 | Zone Substation | None | Actual
Adelaide Central | CBD 33kV | Actual | MVA | 2021 | 14.729 | Zone Substation | None | Actual
Eyre Peninsula | Ceduna 11kV | Actual | MVA | 2021 | 6.2613 | Zone Substation | None | Actual
Eastern Hills | Chain of Ponds 11kV | Actual | MVA | 2021 | 0.42868 | Zone Substation | None | Actual
Metro West | Cheltenham 11kV | Actual | MVA | 2021 | 8.4206 | Zone Substation | None | Actual
Metro West | Cheltenham 33kV | Actual | MVA | 2021 | 3.1596 | Zone Substation | None | Actual
Mid North | Clare 11kV | Actual | MVA | 2021 | 7.8984 | Zone Substation | None | Actual
Mid North | Clare North 33kV | Actual | MVA | 2021 | 10.5701 | Connection Point | None | Actual
Metro South | Clarence Gardens 11kV | Actual | MVA | 2021 | 15.4574 | Zone Substation | None | Actual
Metro South | Clarendon 11kV | Actual | MVA | 2021 | 2.5883 | Zone Substation | None | Actual
Metro East | Clearview 11kV | Actual | MVA | 2021 | 21.5449 | Zone Substation | N | Actual
Eyre Peninsula | Cleve 11kV | Actual | MVA | 2021 | 2.0855 | Zone Substation | None | Actual
Eyre Peninsula | Cleve 33kV | Actual | MVA | 2021 | 1.9 | Zone Substation | N-1 | Actual
Eyre Peninsula | Coffin Bay 11kV | Actual | MVA | 2021 | 1.4809 | Zone Substation | None | Actual
Mid North | Collinsfield 11kV | Actual | MVA | 2021 | 0.52578 | Zone Substation | None | Actual
Murraylands | Coomandook 11kV | Actual | MVA | 2021 | 0.34293 | Zone Substation | None | Actual
Murraylands | Coonalpyn 11kV | Actual | MVA | 2021 | 0.4428 | Zone Substation | None | Actual
South East | Coonawarra 11kV | Actual | MVA | 2021 | 3.361 | Zone Substation | None | Actual
Upper North | Copley Nepabunna 33kV | Actual | MVA | 2021 | 0.22863 | Zone Substation | N-1 | Actual
Riverland | Cordola 11kV | Actual | MVA | 2021 | 1.7001 | Zone Substation | None | Actual
Adelaide Central | Coromandel Place 11kV | Actual | MVA | 2021 | 42.8651 | Zone Substation | None | Actual
Eyre Peninsula | Cowell 11kV | Actual | MVA | 2021 | 1.7508 | Zone Substation | None | Actual
Metro West | Croydon 11kV | Actual | MVA | 2021 | 22.2296 | Zone Substation | None | Actual
Metro West | Croydon Park 11kV | Actual | MVA | 2021 | 14.2175 | Zone Substation | None | Actual
Upper North | Crystal Brook 11kV | Actual | MVA | 2021 | 1.7633 | Zone Substation | None | Actual
Metro South | Cudmore Park 11kV | Actual | MVA | 2021 | 12.0443 | Zone Substation | None | Actual
Eyre Peninsula | Cummins 11kV | Actual | MVA | 2021 | 2.3226 | Zone Substation | None | Actual
Yorke Peninsula | Curramulka 7.6kV | Actual | MVA | 2021 | 0.18242 | Zone Substation | None | Actual
Yorke Peninsula | Curramulka South 11kV | Actual | MVA | 2021 | 0.10135 | Zone Substation | None | Actual
Yorke Peninsula | Dalrymple 33kV | Actual | MVA | 2021 | 7.3618 | Connection Point | None | Actual
Eyre Peninsula | Darke Peak 11kV | Actual | MVA | 2021 | 0.2691 | Zone Substation | None | Actual
Upper North | Davenport West 33kV | Actual | MVA | 2021 | 27.8987 | Connection Point | None | Actual
Eastern Hills | Deloraine 11kV | Actual | MVA | 2021 | 0.3101 | Zone Substation | None | Actual
Metro North | Direk 11kV | Actual | MVA | 2021 | 22.2065 | Zone Substation | None | Actual
Mid North | Dorrien 33kV | Actual | MVA | 2021 | 52.518 | Connection Point | None | Actual
Mid North | Dorrien TF4 11kV | Actual | MVA | 2021 | 7.1232 | Zone Substation | None | Actual
Mid North | Dorrien TF5 11kV | Actual | MVA | 2021 | 4.4309 | Zone Substation | None | Actual
Yorke Peninsula | Dowlingville 11kV | Actual | MVA | 2021 | 0.11119 | Zone Substation | None | Actual
Adelaide Central | East Terrace 11kV | Actual | MVA | 2021 | 28.1916 | Zone Substation | None | Actual
Metro North | Edinburgh 11kV | Actual | MVA | 2021 | 13.4329 | Zone Substation | None | Actual
Yorke Peninsula | Edithburgh 11kV | Actual | MVA | 2021 | 1.1079 | Zone Substation | None | Actual
Metro North | Elizabeth Downs 11kV | Actual | MVA | 2021 | 35.7792 | Zone Substation | None | Actual
Metro North | Elizabeth Heights 11kV | Actual | MVA | 2021 | 17.9448 | Zone Substation | None | Actual
Metro North | Elizabeth South 11kV | Actual | MVA | 2021 | 7.3128 | Zone Substation | None | Actual
Mid North | Eudunda 11kV | Actual | MVA | 2021 | 1.5039 | Zone Substation | None | Actual
Metro North | Evanston 11kV | Actual | MVA | 2021 | 34.0366 | Zone Substation | N-1 | Actual
Metro North | Evanston 33kV | Actual | MVA | 2021 | 0 | Zone Substation | None | Actual
Metro West | Findon 11kV | Actual | MVA | 2021 | 16.4079 | Zone Substation | None | Actual
Metro West | Flinders Park 11kV | Actual | MVA | 2021 | 16.6919 | Zone Substation | None | Actual
Mid North | Florieton SWER 19kV | Actual | MVA | 2021 | 0.060033 | Connection Point | None | Actual
Eastern Hills | Forreston 11kV | Actual | MVA | 2021 | 0.85165 | Zone Substation | None | Actual
Mid North | Freeling 11kV | Actual | MVA | 2021 | 0.62709 | Zone Substation | None | Actual
Mid North | Freeling North 11kV | Actual | MVA | 2021 | 2.8246 | Zone Substation | None | Actual
Metro West | Fulham Gardens 11kV | Actual | MVA | 2021 | 37.0429 | Zone Substation | None | Actual
Upper North | Fullerville 11kV | Actual | MVA | 2021 | 0.030003 | Zone Substation | None | Actual
Mid North | Gawler Belt TF1 11kV | Actual | MVA | 2021 | 4.0549 | Zone Substation | None | Actual
Mid North | Gawler Belt TF2 11kV | Actual | MVA | 2021 | 4.4069 | Zone Substation | None | Actual
Mid North | Georgetown 11kV | Actual | MVA | 2021 | 0.13662 | Zone Substation | None | Actual
Murraylands | Geranium 11kV | Actual | MVA | 2021 | 0.09424 | Zone Substation | None | Actual
Upper North | Gladstone 11kV | Actual | MVA | 2021 | 2.0014 | Zone Substation | None | Actual
Metro West | Glanville 11kV | Actual | MVA | 2021 | 11.2666 | Zone Substation | None | Actual
South East | Glencoe 11kV | Actual | MVA | 2021 | 1.0415 | Zone Substation | None | Actual
Metro South | Glenelg North 11kV | Actual | MVA | 2021 | 17.7239 | Zone Substation | None | Actual
Riverland | Glossop 11kV | Actual | MVA | 2021 | 9.6234 | Zone Substation | None | Actual
Metro East | Golden Grove 11kV | Actual | MVA | 2021 | 39.5895 | Zone Substation | None | Actual
Mid North | Gomersal North 11kV | Actual | MVA | 2021 | 0.30754 | Zone Substation | None | Actual
Metro South | Goolwa 11kV | Actual | MVA | 2021 | 14.5533 | Zone Substation | None | Actual
Mid North | Gulnare 11kV | Actual | MVA | 2021 | 0.1007 | Zone Substation | None | Actual
Eastern Hills | Gumeracha 11kV | Actual | MVA | 2021 | 0.36825 | Zone Substation | None | Actual
Eastern Hills | Gumeracha Weir 11kV | Actual | MVA | 2021 | 0.3072 | Zone Substation | None | Actual
Eastern Hills | Gumhaven 11kV | Actual | MVA | 2021 | 0.1024 | Zone Substation | None | Actual
Metro South | Hackham 11kV | Actual | MVA | 2021 | 12.7457 | Zone Substation | N-1 | Actual
Eastern Hills | Hahndorf 11kV | Actual | MVA | 2021 | 4.3328 | Zone Substation | None | Actual
Mid North | Halbury 11kV | Actual | MVA | 2021 | 0.090631 | Zone Substation | None | Actual
Mid North | Hamley Bridge 11kV | Actual | MVA | 2021 | 2.148 | Zone Substation | None | Actual
Metro South | Happy Valley 11kV | Actual | MVA | 2021 | 29.0693 | Zone Substation | None | Actual
Metro East | Harrow 11kV | Actual | MVA | 2021 | 18.2994 | Zone Substation | None | Actual
South East | Hatherleigh 11kV | Actual | MVA | 2021 | 0.066199 | Zone Substation | None | Actual
Upper North | Hawker 11kV | Actual | MVA | 2021 | 0.72084 | Zone Substation | None | Actual
Metro South | Hay Flat 11kV | Actual | MVA | 2021 | 0.084853 | Zone Substation | None | Actual
Metro West | Henley South 11kV | Actual | MVA | 2021 | 31.706 | Zone Substation | None | Actual
Eastern Hills | Hermitage 11kV | Actual | MVA | 2021 | 0.14702 | Zone Substation | None | Actual
Metro East | Hillcrest 11kV | Actual | MVA | 2021 | 32.3243 | Zone Substation | None | Actual
Adelaide Central | Hindley Street 11kV | Actual | MVA | 2021 | 37.2929 | Zone Substation | None | Actual
Metro East | Holden Hill 11kV | Actual | MVA | 2021 | 31.9743 | Zone Substation | None | Actual
Metro East | Hope Valley 11kV | Actual | MVA | 2021 | 16.6204 | Zone Substation | None | Actual
Eastern Hills | Houghton 7.6kV | Actual | MVA | 2021 | 1.902 | Zone Substation | None | Actual
Mid North | Hoyleton 11kV | Actual | MVA | 2021 | 0.089275 | Zone Substation | None | Actual
Yorke Peninsula | Hummocks 33kV | Actual | MVA | 2021 | 12.7987 | Connection Point | None | Actual
Metro East | Ingle Farm 11kV | Actual | MVA | 2021 | 31.9207 | Zone Substation | None | Actual
South East | Inverness 11kV | Actual | MVA | 2021 | 0.80924 | Zone Substation | None | Actual
Murraylands | Jabuk 11kV | Actual | MVA | 2021 | 0.078037 | Zone Substation | None | Actual
Yorke Peninsula | James Well 11kV | Actual | MVA | 2021 | 0.46619 | Zone Substation | None | Actual
Upper North | Jamestown 11kV | Actual | MVA | 2021 | 2.0727 | Zone Substation | Reverse N-1 | Actual
Murraylands | Jervois 11kV | Actual | MVA | 2021 | 2.2044 | Zone Substation | None | Actual
Yorke Peninsula | Kadina 11kV | Actual | MVA | 2021 | 7.349 | Zone Substation | None | Actual
Yorke Peninsula | Kadina East 33kV | Actual | MVA | 2021 | 25.122 | Connection Point | None | Actual
South East | Kalangadoo 11kV | Actual | MVA | 2021 | 0.57032 | Zone Substation | None | Actual
South East | Kalangadoo West 11kV | Actual | MVA | 2021 | 0.81526 | Zone Substation | None | Actual
Eastern Hills | Kanmantoo Copper Mine 11kV | Actual | MVA | 2021 | 1.4527 | Connection Point | None | Actual
Mid North | Kapunda TF1 11kV | Actual | MVA | 2021 | 3.7855 | Zone Substation | None | Actual
Mid North | Kapunda TF2 11kV | Actual | MVA | 2021 | 2.3494 | Zone Substation | None | Actual
Murraylands | Karoonda 11kV | Actual | MVA | 2021 | 0.68693 | Zone Substation | Reverse N | Actual
South East | Keith 11kV | Actual | MVA | 2021 | 4.5036 | Zone Substation | None | Actual
South East | Keith 33kV | Actual | MVA | 2021 | 18.4163 | Connection Point | None | Actual
Metro East | Kent Town 11kV | Actual | MVA | 2021 | 24.6635 | Zone Substation | None | Actual
Eastern Hills | Kersbrook 11kV | Actual | MVA | 2021 | 0.48507 | Zone Substation | None | Actual
Metro South | Keswick 11kV | Actual | MVA | 2021 | 28.9659 | Zone Substation | None | Actual
Murraylands | Ki Ki 11kV | Actual | MVA | 2021 | 0.10719 | Zone Substation | None | Actual
Metro West | Kilburn 11kV | Actual | MVA | 2021 | 41.6425 | Zone Substation | None | Actual
Metro East | Kilburn South 11kV | Actual | MVA | 2021 | 12.5377 | Zone Substation | None | Actual
Metro West | Kilkenny 11kV | Actual | MVA | 2021 | 17.9865 | Zone Substation | None | Actual
South East | Kincraig 33kV | Actual | MVA | 2021 | 17.9631 | Connection Point | None | Actual
Metro South | Kingscote 11kV | Actual | MVA | 2021 | 2.9354 | Zone Substation | None | Actual
South East | Kingston SE 11kV | Actual | MVA | 2021 | 3.2845 | Zone Substation | None | Actual
Metro South | Kingswood 11kV | Actual | MVA | 2021 | 39.9924 | Zone Substation | None | Actual
South East | Kongorong 11kV | Actual | MVA | 2021 | 0.70081 | Zone Substation | None | Actual
South East | Kumorna 11kV | Actual | MVA | 2021 | 0.57945 | Zone Substation | None | Actual
Mid North | Kybunga 11kV | Actual | MVA | 2021 | 0.057489 | Zone Substation | None | Actual
Murraylands | Lameroo 11kV | Actual | MVA | 2021 | 1.0768 | Zone Substation | None | Actual
Eastern Hills | Langhorne Creek 11kV | Actual | MVA | 2021 | 3.528 | Zone Substation | None | Actual
Metro West | Largs North 11kV | Actual | MVA | 2021 | 13.3859 | Zone Substation | None | Actual
Metro West | Lefevre 11kV | Actual | MVA | 2021 | 9.4333 | Zone Substation | None | Actual
Upper North | Leigh Creek South 33kV | Actual | MVA | 2021 | 1.0483 | Connection Point | None | Actual
Metro East | Linden Park 11kV | Actual | MVA | 2021 | 33.5047 | Zone Substation | None | Actual
Eyre Peninsula | Little Swamp 11kV | Actual | MVA | 2021 | 0.17465 | Zone Substation | None | Actual
Eastern Hills | Lobethal 11kV | Actual | MVA | 2021 | 6.1335 | Zone Substation | None | Actual
Eyre Peninsula | Lock 11kV | Actual | MVA | 2021 | 0.66013 | Zone Substation | None | Actual
Riverland | Loveday 11kV | Actual | MVA | 2021 | 12.388 | Zone Substation | None | Actual
Metro South | Lower Mitcham 11kV | Actual | MVA | 2021 | 17.4532 | Zone Substation | None | Actual
Riverland | Loxton 11kV | Actual | MVA | 2021 | 12.6203 | Zone Substation | None | Actual
South East | Lucindale 11kV | Actual | MVA | 2021 | 1.2026 | Zone Substation | None | Actual
Mid North | Lyndoch 11kV | Actual | MVA | 2021 | 2.6494 | Zone Substation | None | Actual
Mid North | Lyndoch South 7.6kV | Actual | MVA | 2021 | 0.27424 | Zone Substation | None | Actual
Riverland | Lyrup 11kV | Actual | MVA | 2021 | 4.2825 | Zone Substation | None | Actual
Metro South | MacGillivray 11kV | Actual | MVA | 2021 | 1.5635 | Zone Substation | None | Actual
Yorke Peninsula | Maitland 11kV | Actual | MVA | 2021 | 3.3518 | Zone Substation | None | Actual
Mid North | Mallala 11kV | Actual | MVA | 2021 | 3.7263 | Zone Substation | None | Actual
Murraylands | Mannum 33kV | Actual | MVA | 2021 | 13.7261 | Connection Point | None | Actual
Murraylands | Mannum Town 7.6kV | Actual | MVA | 2021 | 4.309 | Zone Substation | None | Actual
Yorke Peninsula | Marion Bay 11kV | Actual | MVA | 2021 | 0.49936 | Zone Substation | None | Actual
Mid North | Marrabel 11kV | Actual | MVA | 2021 | 0.78699 | Zone Substation | None | Actual
Metro South | McLaren Flat TF1 11kV | Actual | MVA | 2021 | 6.208 | Zone Substation | None | Actual
Metro South | McLaren Flat TF2 11kV | Actual | MVA | 2021 | 1.7397 | Zone Substation | None | Actual
Metro South | McLaren Vale 11kV | Actual | MVA | 2021 | 2.1625 | Zone Substation | None | Actual
Metro South | McLaren Vale Vineyard 11kV | Actual | MVA | 2021 | 0.22067 | Zone Substation | None | Actual
Eastern Hills | Meadows 11kV | Actual | MVA | 2021 | 4.9094 | Zone Substation | Reverse N-1 | Actual
Upper North | Melrose 11kV | Actual | MVA | 2021 | 0.29087 | Zone Substation | None | Actual
Murraylands | Meningie 11kV | Actual | MVA | 2021 | 1.9779 | Zone Substation | None | Actual
Metro East | Metro East 66kV | Actual | MVA | 2021 | 588.0287 | Connection Point | None | Actual
Metro North | Metro North 66kV | Actual | MVA | 2021 | 350.0846 | Connection Point | None | Actual
Metro South | Metro South 66kV | Actual | MVA | 2021 | 596.42 | Connection Point | None | Actual
Metro West | Metro West 66kV | Actual | MVA | 2021 | 360.1809 | Connection Point | None | Actual
Eastern Hills | Milang 11kV | Actual | MVA | 2021 | 3.7366 | Zone Substation | None | Actual
South East | Millicent 11kV | Actual | MVA | 2021 | 5.2862 | Zone Substation | None | Actual
Yorke Peninsula | Minlaton 11kV | Actual | MVA | 2021 | 1.6252 | Zone Substation | None | Actual
Murraylands | Mobilong 33kV | Actual | MVA | 2021 | 33.3673 | Connection Point | None | Actual
Murraylands | Monarto Central 11kV | Actual | MVA | 2021 | 2.6097 | Zone Substation | None | Actual
Murraylands | Monarto South 11kV | Actual | MVA | 2021 | 4.1231 | Zone Substation | None | Actual
Yorke Peninsula | Moonta 11kV | Actual | MVA | 2021 | 8.7205 | Zone Substation | N-1 | Actual
Eyre Peninsula | Moorkitabie 11kV | Actual | MVA | 2021 | 0.60256 | Zone Substation | None | Actual
Riverland | Morgan 11kV | Actual | MVA | 2021 | 1.1781 | Zone Substation | N | Actual
Metro South | Morphett Vale East 11kV | Actual | MVA | 2021 | 29.3145 | Zone Substation | None | Actual
Metro South | Morphettville 11kV | Actual | MVA | 2021 | 21.5252 | Zone Substation | None | Actual
Eastern Hills | Mount Barker 11kV | Actual | MVA | 2021 | 23.1386 | Zone Substation | None | Actual
Eastern Hills | Mount Barker 66kV | Actual | MVA | 2021 | 83.5938 | Connection Point | None | Actual
South East | Mount Burr 11kV | Actual | MVA | 2021 | 0.35645 | Zone Substation | None | Actual
South East | Mount Gambier 11kV | Actual | MVA | 2021 | 13.1091 | Zone Substation | None | Actual
South East | Mount Gambier 33kV | Actual | MVA | 2021 | 23.1879 | Connection Point | None | Actual
South East | Mount Gambier North 11kV | Actual | MVA | 2021 | 10.3929 | Zone Substation | N-1 | Actual
South East | Mount Gambier West 11kV | Actual | MVA | 2021 | 14.7287 | Zone Substation | None | Actual
Upper North | Mount Gunson 33kV | Actual | MVA | 2021 | 0.22555 | Connection Point | None | Actual
Eastern Hills | Mount Pleasant 11kV | Actual | MVA | 2021 | 1.6759 | Zone Substation | None | Actual
South East | Mount Schank 11kV | Actual | MVA | 2021 | 2.6509 | Zone Substation | None | Actual
Murraylands | Murray Bridge North 11kV | Actual | MVA | 2021 | 11.2257 | Zone Substation | None | Actual
Murraylands | Murray Bridge South 11kV | Actual | MVA | 2021 | 12.9903 | Zone Substation | None | Actual
Eastern Hills | Mylor 11kV | Actual | MVA | 2021 | 2.2914 | Zone Substation | None | Actual
Murraylands | Mypolonga 11kV | Actual | MVA | 2021 | 2.454 | Zone Substation | None | Actual
Metro South | Myponga 11kV | Actual | MVA | 2021 | 6.0603 | Zone Substation | None | Actual
Eastern Hills | Nairne 11kV | Actual | MVA | 2021 | 6.491 | Zone Substation | Reverse N-1 | Actual
South East | Nangwarry 11kV | Actual | MVA | 2021 | 0.53808 | Zone Substation | None | Actual
South East | Naracoorte 11kV | Actual | MVA | 2021 | 9.8687 | Zone Substation | None | Actual
South East | Naracoorte East 11kV | Actual | MVA | 2021 | 4.4637 | Zone Substation | None | Actual
Murraylands | Narrung 11kV | Actual | MVA | 2021 | 1.2879 | Zone Substation | None | Actual
Upper North | Neuroodla 33kV | Actual | MVA | 2021 | 0.80394 | Connection Point | None | Actual
Metro West | New Osborne 11kV | Actual | MVA | 2021 | 0.0192 | Zone Substation | None | Actual
Metro West | New Richmond 11kV | Actual | MVA | 2021 | 25.9345 | Zone Substation | None | Actual
Murraylands | Nildottie 11kV | Actual | MVA | 2021 | 1.8421 | Zone Substation | None | Actual
Yorke Peninsula | Ninnes 11kV | Actual | MVA | 2021 | 1.0917 | Zone Substation | None | Actual
Metro South | Noarlunga Centre 11kV | Actual | MVA | 2021 | 14.7523 | Zone Substation | None | Actual
Metro East | North Adelaide 11kV | Actual | MVA | 2021 | 17.4563 | Zone Substation | None | Actual
Metro South | North Unley 11kV | Actual | MVA | 2021 | 13.9002 | Zone Substation | None | Actual
Riverland | North West Bend 66kV | Actual | MVA | 2021 | 26.8899 | Connection Point | None | Actual
Metro East | Northfield 11kV | Actual | MVA | 2021 | 17.4382 | Zone Substation | N | Actual
Metro East | Norwood 11kV | Actual | MVA | 2021 | 49.1155 | Zone Substation | None | Actual
Mid North | Nuriootpa 11kV | Actual | MVA | 2021 | 7.9024 | Zone Substation | None | Actual
Metro South | Oaklands 11kV | Actual | MVA | 2021 | 39.3139 | Zone Substation | None | Actual
Upper North | Orroroo 11kV | Actual | MVA | 2021 | 1.0616 | Zone Substation | None | Actual
South East | Padthaway 11kV | Actual | MVA | 2021 | 2.9484 | Zone Substation | None | Actual
Murraylands | Palmer 11kV | Actual | MVA | 2021 | 0.013254 | Zone Substation | None | Actual
Metro South | Panorama 11kV | Actual | MVA | 2021 | 22.1849 | Zone Substation | None | Actual
Metro North | Parafield Gardens 11kV | Actual | MVA | 2021 | 25.1637 | Zone Substation | None | Actual
Metro North | Paralowie 11kV | Actual | MVA | 2021 | 15.3126 | Zone Substation | None | Actual
Murraylands | Parilla 11kV | Actual | MVA | 2021 | 1.1641 | Zone Substation | None | Actual
Riverland | Paringa 11kV | Actual | MVA | 2021 | 2.4757 | Zone Substation | None | Actual
Riverland | Paringa 33kV | Actual | MVA | 2021 | 14.9318 | Zone Substation | None | Actual
Yorke Peninsula | Paskeville 11kV | Actual | MVA | 2021 | 0.33357 | Zone Substation | None | Actual
Murraylands | Peake 11kV | Actual | MVA | 2021 | 0.13785 | Zone Substation | None | Actual
Murraylands | Pellaring Flat 11kV | Actual | MVA | 2021 | 0.094552 | Zone Substation | None | Actual
Metro North | Penfield 11kV | Actual | MVA | 2021 | 18.4376 | Zone Substation | None | Actual
Metro South | Penneshaw 11kV | Actual | MVA | 2021 | 0.6427 | Zone Substation | None | Actual
South East | Penola 11kV | Actual | MVA | 2021 | 2.3953 | Zone Substation | None | Actual
South East | Penola West 33kV | Actual | MVA | 2021 | 7.2613 | Connection Point | None | Actual
Upper North | Peterborough 11kV | Actual | MVA | 2021 | 1.5841 | Zone Substation | None | Actual
Eastern Hills | Piccadilly 11kV | Actual | MVA | 2021 | 1.3175 | Zone Substation | None | Actual
Murraylands | Pinnaroo 11kV | Actual | MVA | 2021 | 2.0612 | Zone Substation | None | Actual
Murraylands | Pinnaroo South 11kV | Actual | MVA | 2021 | 0.024233 | Zone Substation | None | Actual
Metro South | Plympton 11kV | Actual | MVA | 2021 | 20.739 | Zone Substation | None | Actual
Eyre Peninsula | Point Boston 11kV | Actual | MVA | 2021 | 1.0599 | Zone Substation | None | Actual
Eyre Peninsula | Polda 11kV | Actual | MVA | 2021 | 0.69463 | Zone Substation | None | Actual
Eyre Peninsula | Poonindie 11kV | Actual | MVA | 2021 | 0.41471 | Zone Substation | None | Actual
Metro West | Port Adelaide 11kV | Actual | MVA | 2021 | 10.6907 | Zone Substation | None | Actual
Metro West | Port Adelaide North 11kV | Actual | MVA | 2021 | 20.7003 | Zone Substation | None | Actual
Upper North | Port Augusta 11kV | Actual | MVA | 2021 | 11.7805 | Zone Substation | None | Actual
Upper North | Port Augusta West TF1 11kV | Actual | MVA | 2021 | 4.6419 | Zone Substation | None | Actual
Upper North | Port Augusta West TF2 11kV | Actual | MVA | 2021 | 3.0008 | Zone Substation | None | Actual
Upper North | Port Broughton 11kV | Actual | MVA | 2021 | 3.003 | Zone Substation | None | Actual
Yorke Peninsula | Port Clinton 11kV | Actual | MVA | 2021 | 0.57793 | Zone Substation | None | Actual
Upper North | Port Germein 11kV | Actual | MVA | 2021 | 0.74091 | Zone Substation | None | Actual
Yorke Peninsula | Port Giles 11kV | Actual | MVA | 2021 | 1.3308 | Zone Substation | None | Actual
Yorke Peninsula | Port Julia 11kV | Actual | MVA | 2021 | 0.26261 | Zone Substation | None | Actual
Eyre Peninsula | Port Lincoln City 11kV | Actual | MVA | 2021 | 11.0896 | Zone Substation | None | Actual
Eyre Peninsula | Port Lincoln Docks 11kV | Actual | MVA | 2021 | 4.8489 | Zone Substation | None | Actual
Eyre Peninsula | Port Lincoln Marina 11kV | Actual | MVA | 2021 | 5.3964 | Zone Substation | None | Actual
Eyre Peninsula | Port Lincoln Terminal 33kV | Actual | MVA | 2021 | 27.8618 | Connection Point | None | Actual
Metro South | Port Noarlunga 11kV | Actual | MVA | 2021 | 28.8243 | Zone Substation | None | Actual
Upper North | Port Pirie Bungama 33kV | Actual | MVA | 2021 | 55.5486 | Connection Point | None | Actual
Upper North | Port Pirie South 11kV | Actual | MVA | 2021 | 17.6486 | Zone Substation | None | Actual
Metro South | Port Stanvac 11kV | Actual | MVA | 2021 | 36.0221 | Zone Substation | None | Actual
Metro South | Port Stanvac TF2 11kV | Actual | MVA | 2021 | 0 | Zone Substation | None | Actual
Yorke Peninsula | Port Vincent 11kV | Actual | MVA | 2021 | 1.1654 | Zone Substation | None | Actual
Riverland | Portee 11kV | Actual | MVA | 2021 | 0.6516 | Zone Substation | N | Actual
Metro East | Prospect 11kV | Actual | MVA | 2021 | 26.3069 | Zone Substation | None | Actual
Murraylands | Punyelroo 11kV | Actual | MVA | 2021 | 0.45813 | Zone Substation | None | Actual
Riverland | Pyap 11kV | Actual | MVA | 2021 | 7.8209 | Zone Substation | None | Actual
Riverland | Qualco 11kV | Actual | MVA | 2021 | 2.8029 | Zone Substation | N | Actual
Metro West | Queenstown 11kV | Actual | MVA | 2021 | 12.5606 | Zone Substation | None | Actual
Upper North | Quorn 11kV | Actual | MVA | 2021 | 1.4961 | Zone Substation | None | Actual
Riverland | Ramco 11kV | Actual | MVA | 2021 | 6.018 | Zone Substation | None | Actual
Metro South | Rapid Bay 11kV | Actual | MVA | 2021 | 0.044721 | Zone Substation | None | Actual
Riverland | Renmark 11kV | Actual | MVA | 2021 | 16.5381 | Zone Substation | None | Actual
Mid North | Riverton 11kV | Actual | MVA | 2021 | 1.7081 | Zone Substation | None | Actual
South East | Robe 7.6kV | Actual | MVA | 2021 | 2.8216 | Zone Substation | None | Actual
Mid North | Robertstown 11kV | Actual | MVA | 2021 | 0.66807 | Zone Substation | None | Actual
Riverland | Roonka 11kV | Actual | MVA | 2021 | 3.1435 | Zone Substation | None | Actual
Eyre Peninsula | Rudall 11kV | Actual | MVA | 2021 | 0.26545 | Zone Substation | None | Actual
Metro North | Salisbury 11kV | Actual | MVA | 2021 | 50.9046 | Zone Substation | N | Actual
Metro South | Salt Cliffs 11kV | Actual | MVA | 2021 | 0.12728 | Zone Substation | None | Actual
Mid North | Sandy Creek 11kV | Actual | MVA | 2021 | 2.2334 | Zone Substation | None | Actual
Metro South | Seacombe 11kV | Actual | MVA | 2021 | 37.4911 | Zone Substation | None | Actual
Metro South | Seaford 11kV | Actual | MVA | 2021 | 8.4157 | Zone Substation | None | Actual
Metro South | Second Valley 11kV | Actual | MVA | 2021 | 0.21276 | Zone Substation | None | Actual
Metro South | Sheidow Park 11kV | Actual | MVA | 2021 | 22.1533 | Zone Substation | Reverse N-1 | Actual
Murraylands | Sherlock 11kV | Actual | MVA | 2021 | 0.017344 | Zone Substation | None | Actual
Metro North | Smithfield West 11kV | Actual | MVA | 2021 | 22.2233 | Zone Substation | N-1 | Actual
South East | Snuggery Rural 33kV | Actual | MVA | 2021 | 13.2946 | Connection Point | None | Actual
South East | South End 11kV | Actual | MVA | 2021 | 0.3866 | Zone Substation | Reverse N-1 | Actual
Mid North | Spalding 11kV | Actual | MVA | 2021 | 0.84857 | Zone Substation | None | Actual
Metro South | Square Water Hole 11kV | Actual | MVA | 2021 | 4.2121 | Zone Substation | None | Actual
Yorke Peninsula | Stansbury 11kV | Actual | MVA | 2021 | 0.93262 | Zone Substation | None | Actual
Eastern Hills | Stirling East 11kV | Actual | MVA | 2021 | 5.8128 | Zone Substation | None | Actual
Upper North | Stirling North 1 11kV | Actual | MVA | 2021 | 1.4137 | Zone Substation | None | Actual
Upper North | Stirling North 2 11kV | Actual | MVA | 2021 | 1.5347 | Zone Substation | None | Actual
Mid North | Stockwell TF1 11kV | Actual | MVA | 2021 | 2.2863 | Zone Substation | None | Actual
Mid North | Stockwell TF2 11kV | Actual | MVA | 2021 | 4.2076 | Zone Substation | None | Actual
Eyre Peninsula | Stony Point 11kV | Actual | MVA | 2021 | 0.15182 | Connection Point | None | Actual
Eastern Hills | Strathalbyn 11kV | Actual | MVA | 2021 | 9.0521 | Zone Substation | None | Actual
Eyre Peninsula | Streaky Bay 11kV | Actual | MVA | 2021 | 2.7119 | Zone Substation | Reverse N-1 | Actual
Riverland | Swan Reach 11kV | Actual | MVA | 2021 | 1.5853 | Zone Substation | None | Actual
Riverland | Swan Reach 33kV | Actual | MVA | 2021 | 2.0737 | Zone Substation | None | Actual
Murraylands | Tailem Bend 33kV | Actual | MVA | 2021 | 24.5747 | Connection Point | None | Actual
Murraylands | Tailem Bend Town 11kV | Actual | MVA | 2021 | 2.7862 | Zone Substation | None | Actual
South East | Tantanoola 11kV | Actual | MVA | 2021 | 0.47599 | Zone Substation | None | Actual
Eyre Peninsula | Tarlton 11kV | Actual | MVA | 2021 | 0.52616 | Zone Substation | None | Actual
South East | Tarpeena South 11kV | Actual | MVA | 2021 | 5.1461 | Zone Substation | N-1 | Actual
Metro East | Tea Tree Gully 11kV | Actual | MVA | 2021 | 27.8164 | Zone Substation | None | Actual
Murraylands | Teal Flat 11kV | Actual | MVA | 2021 | 2.9103 | Zone Substation | None | Actual
Upper North | Telowie 11kV | Actual | MVA | 2021 | 0.45067 | Zone Substation | None | Actual
Mid North | Templers 33kV | Actual | MVA | 2021 | 27.8346 | Connection Point | None | Actual
Metro West | Thebarton 11kV | Actual | MVA | 2021 | 22.7392 | Zone Substation | None | Actual
South East | Tintinara 11kV | Actual | MVA | 2021 | 1.2043 | Zone Substation | None | Actual
Metro South | Tonsley Park 11kV | Actual | MVA | 2021 | 15.4979 | Zone Substation | None | Actual
Eyre Peninsula | Tumby Bay 11kV | Actual | MVA | 2021 | 2.2765 | Zone Substation | None | Actual
Metro North | Two Wells 11kV | Actual | MVA | 2021 | 6.9647 | Zone Substation | N-1 | Actual
Eyre Peninsula | Uley 11kV | Actual | MVA | 2021 | 0.29738 | Zone Substation | None | Actual
Eyre Peninsula | Uley South 11kV | Actual | MVA | 2021 | 0.47028 | Zone Substation | None | Actual
Eastern Hills | Uraidla 11kV | Actual | MVA | 2021 | 4.4429 | Zone Substation | None | Actual
Eastern Hills | Uraidla 33kV | Actual | MVA | 2021 | 12.8704 | Zone Substation | None | Actual
Eastern Hills | Verdun 11kV | Actual | MVA | 2021 | 0.77211 | Zone Substation | None | Actual
Metro South | Victor Harbor 11kV | Actual | MVA | 2021 | 23.1019 | Zone Substation | None | Actual
Metro North | Virginia 11kV | Actual | MVA | 2021 | 6.6398 | Zone Substation | None | Actual
Riverland | Waikerie 11kV | Actual | MVA | 2021 | 7.5515 | Zone Substation | None | Actual
Murraylands | Walker Flat 11kV | Actual | MVA | 2021 | 1.462 | Zone Substation | None | Actual
Yorke Peninsula | Wallaroo 11kV | Actual | MVA | 2021 | 8.7205 | Zone Substation | None | Actual
Yorke Peninsula | Warooka 11kV | Actual | MVA | 2021 | 2.2749 | Zone Substation | None | Actual
Mid North | Wasleys 11kV | Actual | MVA | 2021 | 1.4822 | Zone Substation | None | Actual
Mid North | Waterloo 33kV | Actual | MVA | 2021 | 8.0168 | Connection Point | None | Actual
Mid North | Waterloo Town 11kV | Actual | MVA | 2021 | 0.19126 | Zone Substation | None | Actual
Murraylands | White Sands 11kV | Actual | MVA | 2021 | 3.9898 | Zone Substation | None | Actual
Adelaide Central | Whitmore Square 11kV | Actual | MVA | 2021 | 35.0133 | Zone Substation | None | Actual
Eyre Peninsula | Whyalla Central 33kV | Actual | MVA | 2021 | 82.1429 | Connection Point | None | Actual
Eyre Peninsula | Whyalla City 11kV | Actual | MVA | 2021 | 14.9334 | Zone Substation | None | Actual
Eyre Peninsula | Whyalla North 11kV | Actual | MVA | 2021 | 0.052 | Zone Substation | None | Actual
Eyre Peninsula | Whyalla Stuart 11kV | Actual | MVA | 2021 | 13.9738 | Zone Substation | None | Actual
Mid North | Williamstown 11kV | Actual | MVA | 2021 | 0.63985 | Zone Substation | None | Actual
Mid North | Williamstown South 11kV | Actual | MVA | 2021 | 2.5036 | Zone Substation | None | Actual
Metro South | Willunga 11kV | Actual | MVA | 2021 | 4.1295 | Zone Substation | None | Actual
Metro South | Willunga 33kV | Actual | MVA | 2021 | 2.2551 | Zone Substation | None | Actual
Upper North | Wilmington 11kV | Actual | MVA | 2021 | 0.63355 | Zone Substation | None | Actual
Upper North | Wirrabara Forest 11kV | Actual | MVA | 2021 | 0.38105 | Zone Substation | None | Actual
Upper North | Wirrabara South 11kV | Actual | MVA | 2021 | 0.050005 | Zone Substation | None | Actual
Metro South | Wirrina Cove 11kV | Actual | MVA | 2021 | 0.63642 | Zone Substation | None | Actual
Upper North | Wongyarra 11kV | Actual | MVA | 2021 | 0.10001 | Zone Substation | None | Actual
Metro East | Woodforde 11kV | Actual | MVA | 2021 | 34.959 | Zone Substation | None | Actual
Murraylands | Woods Point 11kV | Actual | MVA | 2021 | 2.1222 | Zone Substation | None | Actual
Eastern Hills | Woodside 11kV | Actual | MVA | 2021 | 7.8937 | Zone Substation | Reverse N-1 | Actual
Metro West | Woodville 11kV | Actual | MVA | 2021 | 8.8988 | Zone Substation | None | Actual
Metro West | Woodville 33kV | Actual | MVA | 2021 | 2.7068 | Zone Substation | None | Actual
Riverland | Woolpunda 11kV | Actual | MVA | 2021 | 7.2263 | Zone Substation | None | Actual
Eyre Peninsula | Wudinna 11kV | Actual | MVA | 2021 | 1.8003 | Zone Substation | None | Actual
Eyre Peninsula | Wudinna 66kV | Actual | MVA | 2021 | 13.3895 | Connection Point | None | Actual
Eyre Peninsula | Yadnarie 66kV | Actual | MVA | 2021 | 7.18 | Connection Point | None | Actual
Metro South | Yankalilla 11kV | Actual | MVA | 2021 | 6.7782 | Zone Substation | None | Actual
Metro South | Yankalilla 33kV | Actual | MVA | 2021 | 1.3034 | Zone Substation | None | Actual
Metro South | Yankalilla Hill 11kV | Actual | MVA | 2021 | 0.12728 | Zone Substation | None | Actual
Upper North | Yongala 11kV | Actual | MVA | 2021 | 0.11113 | Zone Substation | None | Actual
Yorke Peninsula | Yorketown 11kV | Actual | MVA | 2021 | 1.2375 | Zone Substation | None | Actual
Adelaide Central | ACR 66kV | Actual | MVA | 2022 | 152.8864 | Connection Point | None | Actual
Eastern Hills | Aldgate 11kV | Actual | MVA | 2022 | 5.6558 | Zone Substation | None | Actual
Metro South | Aldinga 11kV | Actual | MVA | 2022 | 16.0762 | Zone Substation | None | Actual
South East | Allendale East 11kV | Actual | MVA | 2022 | 4.5482 | Zone Substation | None | Actual
Mid North | Alma 11kV | Actual | MVA | 2022 | 0.11254 | Zone Substation | None | Actual
Metro South | American River 11kV | Actual | MVA | 2022 | 0.38409 | Zone Substation | None | Actual
Eastern Hills | Angas Creek 33kV | Actual | MVA | 2022 | 17.9534 | Connection Point | None | Actual
Mid North | Angaston 11kV | Actual | MVA | 2022 | 13.1559 | Zone Substation | None | Actual
Metro North | Angle Vale 11kV | Actual | MVA | 2022 | 17.2384 | Zone Substation | None | Actual
Yorke Peninsula | Ardrossan 11kV | Actual | MVA | 2022 | 1.9746 | Zone Substation | None | Actual
Yorke Peninsula | Ardrossan West 33kV | Actual | MVA | 2022 | 10.9051 | Connection Point | None | Actual
Eyre Peninsula | Arno Bay 11kV | Actual | MVA | 2022 | 0.68018 | Zone Substation | None | Actual
Metro South | Ascot Park 11kV | Actual | MVA | 2022 | 14.2263 | Zone Substation | N | Actual
Metro West | Athol Park 11kV | Actual | MVA | 2022 | 14.7541 | Zone Substation | None | Actual
Mid North | Auburn 11kV | Actual | MVA | 2022 | 2.5699 | Zone Substation | None | Actual
Yorke Peninsula | Balaklava 7.6kV | Actual | MVA | 2022 | 2.3638 | Zone Substation | None | Actual
Eastern Hills | Balhannah 33kV | Actual | MVA | 2022 | 18.3981 | Zone Substation | None | Actual
Upper North | Baroota 33kV | Actual | MVA | 2022 | 6.3151 | Connection Point | None | Actual
Upper North | Baroota Town 11kV | Actual | MVA | 2022 | 0.20846 | Zone Substation | None | Actual
Mid North | Barossa South TF1 11kV | Actual | MVA | 2022 | 2.2103 | Zone Substation | None | Actual
Mid North | Barossa South TF2 11kV | Actual | MVA | 2022 | 3.6001 | Zone Substation | None | Actual
South East | Beachport 11kV | Actual | MVA | 2022 | 0.97025 | Zone Substation | None | Actual
Murraylands | Belvedere Road 7.6kV | Actual | MVA | 2022 | 0.13892 | Zone Substation | None | Actual
Riverland | Berri 11kV | Actual | MVA | 2022 | 11.0458 | Zone Substation | None | Actual
Riverland | Berri 66kV | Actual | MVA | 2022 | 90.3292 | Connection Point | None | Actual
Murraylands | Binnies 11kV | Actual | MVA | 2022 | 0.91482 | Zone Substation | None | Actual
Eastern Hills | Birdwood 11kV | Actual | MVA | 2022 | 2.5999 | Zone Substation | None | Actual
Yorke Peninsula | Black Point 11kV | Actual | MVA | 2022 | 0.47638 | Zone Substation | None | Actual
Metro West | Blackpool 11kV | Actual | MVA | 2022 | 10.9964 | Zone Substation | None | Actual
Metro South | Blackwood 11kV | Actual | MVA | 2022 | 23.2409 | Zone Substation | None | Actual
South East | Blanche 33kV | Actual | MVA | 2022 | 35.5743 | Connection Point | None | Actual
Upper North | Booleroo Centre 11kV | Actual | MVA | 2022 | 0.43313 | Zone Substation | None | Actual
Eyre Peninsula | Boothby 33kV | Actual | MVA | 2022 | 0.71764 | Zone Substation | N-1 | Actual
Upper North | Booyoolie 11kV | Actual | MVA | 2022 | 0.02033 | Zone Substation | None | Actual
South East | Bordertown 11kV | Actual | MVA | 2022 | 10.9023 | Zone Substation | N-1 | Actual
Mid North | Brinkworth 33kV | Actual | MVA | 2022 | 4.1632 | Connection Point | None | Actual
Mid North | Brinkworth Town 11kV | Actual | MVA | 2022 | 0.66024 | Zone Substation | None | Actual
Eastern Hills | Brukunga 11kV | Actual | MVA | 2022 | 0.3829 | Zone Substation | None | Actual
Upper North | Bungama Napperby 11kV | Actual | MVA | 2022 | 0.81609 | Zone Substation | None | Actual
Metro East | Burnside 11kV | Actual | MVA | 2022 | 11.4888 | Zone Substation | None | Actual
Mid North | Burra TF2 11kV | Actual | MVA | 2022 | 1.5295 | Zone Substation | None | Actual
Riverland | Cadell 11kV | Actual | MVA | 2022 | 1.1844 | Zone Substation | None | Actual
Murraylands | Caloote 11kV | Actual | MVA | 2022 | 1.969 | Zone Substation | None | Actual
Upper North | Caltowie 11kV | Actual | MVA | 2022 | 0.082561 | Zone Substation | None | Actual
Murraylands | Cambrai 11kV | Actual | MVA | 2022 | 0.69439 | Zone Substation | None | Actual
Murraylands | Campbell Park 11kV | Actual | MVA | 2022 | 0.52809 | Zone Substation | None | Actual
Metro East | Campbelltown 11kV | Actual | MVA | 2022 | 47.8468 | Zone Substation | None | Actual
Metro South | Cape Jervis 11kV | Actual | MVA | 2022 | 0.45465 | Zone Substation | None | Actual
Metro South | Cape Jervis 33kV | Actual | MVA | 2022 | 21.616 | Zone Substation | N-1 | Actual
Eyre Peninsula | Caralue 11kV | Actual | MVA | 2022 | 1.7504 | Zone Substation | None | Actual
Metro West | Cavan 11kV | Actual | MVA | 2022 | 30.2505 | Zone Substation | None | Actual
Adelaide Central | CBD 33kV | Actual | MVA | 2022 | 12.43 | Zone Substation | None | Actual
Eyre Peninsula | Ceduna 11kV | Actual | MVA | 2022 | 5.4046 | Zone Substation | None | Actual
Eastern Hills | Chain of Ponds 11kV | Actual | MVA | 2022 | 0.39058 | Zone Substation | None | Actual
Metro West | Cheltenham 11kV | Actual | MVA | 2022 | 7.4619 | Zone Substation | None | Actual
Metro West | Cheltenham 33kV | Actual | MVA | 2022 | 3.3053 | Zone Substation | None | Actual
Mid North | Clare 11kV | Actual | MVA | 2022 | 7.6046 | Zone Substation | None | Actual
Mid North | Clare North 33kV | Actual | MVA | 2022 | 10.3388 | Connection Point | None | Actual
Metro South | Clarence Gardens 11kV | Actual | MVA | 2022 | 13.7928 | Zone Substation | None | Actual
Metro South | Clarendon 11kV | Actual | MVA | 2022 | 2.5127 | Zone Substation | None | Actual
Metro East | Clearview 11kV | Actual | MVA | 2022 | 20.8685 | Zone Substation | N | Actual
Eyre Peninsula | Cleve 11kV | Actual | MVA | 2022 | 1.777 | Zone Substation | None | Actual
Eyre Peninsula | Cleve 33kV | Actual | MVA | 2022 | 2.0025 | Zone Substation | N-1 | Actual
Eyre Peninsula | Coffin Bay 11kV | Actual | MVA | 2022 | 1.2302 | Zone Substation | None | Actual
Mid North | Collinsfield 11kV | Actual | MVA | 2022 | 0.52062 | Zone Substation | None | Actual
Murraylands | Coomandook 11kV | Actual | MVA | 2022 | 0.33968 | Zone Substation | None | Actual
Murraylands | Coonalpyn 11kV | Actual | MVA | 2022 | 0.44339 | Zone Substation | None | Actual
South East | Coonawarra 11kV | Actual | MVA | 2022 | 3.043 | Zone Substation | None | Actual
Upper North | Copley Nepabunna 33kV | Actual | MVA | 2022 | 0.22863 | Zone Substation | N-1 | Actual
Riverland | Cordola 11kV | Actual | MVA | 2022 | 1.8445 | Zone Substation | None | Actual
Adelaide Central | Coromandel Place 11kV | Actual | MVA | 2022 | 39.712 | Zone Substation | None | Actual
Eyre Peninsula | Cowell 11kV | Actual | MVA | 2022 | 1.8386 | Zone Substation | None | Actual
Metro West | Croydon 11kV | Actual | MVA | 2022 | 20.6383 | Zone Substation | None | Actual
Metro West | Croydon Park 11kV | Actual | MVA | 2022 | 12.5785 | Zone Substation | None | Actual
Upper North | Crystal Brook 11kV | Actual | MVA | 2022 | 1.7351 | Zone Substation | None | Actual
Metro South | Cudmore Park 11kV | Actual | MVA | 2022 | 11.558 | Zone Substation | None | Actual
Eyre Peninsula | Cummins 11kV | Actual | MVA | 2022 | 1.8628 | Zone Substation | None | Actual
Yorke Peninsula | Curramulka 7.6kV | Actual | MVA | 2022 | 0.19258 | Zone Substation | None | Actual
Yorke Peninsula | Curramulka South 11kV | Actual | MVA | 2022 | 0.10136 | Zone Substation | None | Actual
Yorke Peninsula | Dalrymple 33kV | Actual | MVA | 2022 | 6.9808 | Connection Point | None | Actual
Eyre Peninsula | Darke Peak 11kV | Actual | MVA | 2022 | 0.25172 | Zone Substation | None | Actual
Upper North | Davenport West 33kV | Actual | MVA | 2022 | 26.4894 | Connection Point | None | Actual
Eastern Hills | Deloraine 11kV | Actual | MVA | 2022 | 0.26807 | Zone Substation | None | Actual
Metro North | Direk 11kV | Actual | MVA | 2022 | 19.0195 | Zone Substation | None | Actual
Mid North | Dorrien 33kV | Actual | MVA | 2022 | 62.9026 | Connection Point | None | Actual
Mid North | Dorrien TF4 11kV | Actual | MVA | 2022 | 6.6871 | Zone Substation | None | Actual
Mid North | Dorrien TF5 11kV | Actual | MVA | 2022 | 4.3691 | Zone Substation | None | Actual
Yorke Peninsula | Dowlingville 11kV | Actual | MVA | 2022 | 0.1217 | Zone Substation | None | Actual
Adelaide Central | East Terrace 11kV | Actual | MVA | 2022 | 27.34 | Zone Substation | None | Actual
Metro North | Edinburgh 11kV | Actual | MVA | 2022 | 7.8128 | Zone Substation | None | Actual
Yorke Peninsula | Edithburgh 11kV | Actual | MVA | 2022 | 1.3295 | Zone Substation | None | Actual
Metro North | Elizabeth Downs 11kV | Actual | MVA | 2022 | 35.0767 | Zone Substation | None | Actual
Metro North | Elizabeth Heights 11kV | Actual | MVA | 2022 | 15.7154 | Zone Substation | None | Actual
Metro North | Elizabeth South 11kV | Actual | MVA | 2022 | 8.6812 | Zone Substation | None | Actual
Mid North | Eudunda 11kV | Actual | MVA | 2022 | 1.4312 | Zone Substation | None | Actual
Metro North | Evanston 11kV | Actual | MVA | 2022 | 34.8464 | Zone Substation | N-1 | Actual
Metro North | Evanston 33kV | Actual | MVA | 2022 | 0 | Zone Substation | None | Actual
Metro West | Findon 11kV | Actual | MVA | 2022 | 13.6184 | Zone Substation | None | Actual
Metro West | Flinders Park 11kV | Actual | MVA | 2022 | 14.7744 | Zone Substation | None | Actual
Mid North | Florieton SWER 19kV | Actual | MVA | 2022 | 0.0614 | Connection Point | None | Actual
Eastern Hills | Forreston 11kV | Actual | MVA | 2022 | 0.84783 | Zone Substation | None | Actual
Mid North | Freeling 11kV | Actual | MVA | 2022 | 0.46665 | Zone Substation | None | Actual
Mid North | Freeling North 11kV | Actual | MVA | 2022 | 2.6195 | Zone Substation | None | Actual
Metro West | Fulham Gardens 11kV | Actual | MVA | 2022 | 29.9852 | Zone Substation | None | Actual
Upper North | Fullerville 11kV | Actual | MVA | 2022 | 0.030063 | Zone Substation | None | Actual
Mid North | Gawler Belt TF1 11kV | Actual | MVA | 2022 | 3.5447 | Zone Substation | None | Actual
Mid North | Gawler Belt TF2 11kV | Actual | MVA | 2022 | 4.2835 | Zone Substation | None | Actual
Mid North | Georgetown 11kV | Actual | MVA | 2022 | 0.1261 | Zone Substation | None | Actual
Murraylands | Geranium 11kV | Actual | MVA | 2022 | 0.081432 | Zone Substation | None | Actual
Upper North | Gladstone 11kV | Actual | MVA | 2022 | 1.997 | Zone Substation | None | Actual
Metro West | Glanville 11kV | Actual | MVA | 2022 | 11.2461 | Zone Substation | None | Actual
South East | Glencoe 11kV | Actual | MVA | 2022 | 1.0879 | Zone Substation | None | Actual
Metro South | Glenelg North 11kV | Actual | MVA | 2022 | 15.4397 | Zone Substation | None | Actual
Riverland | Glossop 11kV | Actual | MVA | 2022 | 9.7328 | Zone Substation | None | Actual
Metro East | Golden Grove 11kV | Actual | MVA | 2022 | 39.2174 | Zone Substation | None | Actual
Mid North | Gomersal North 11kV | Actual | MVA | 2022 | 0.20519 | Zone Substation | None | Actual
Metro South | Goolwa 11kV | Actual | MVA | 2022 | 11.75 | Zone Substation | None | Actual
Mid North | Gulnare 11kV | Actual | MVA | 2022 | 0.101 | Zone Substation | None | Actual
Eastern Hills | Gumeracha 11kV | Actual | MVA | 2022 | 0.39019 | Zone Substation | None | Actual
Eastern Hills | Gumeracha Weir 11kV | Actual | MVA | 2022 | 0.39019 | Zone Substation | None | Actual
Eastern Hills | Gumhaven 11kV | Actual | MVA | 2022 | 0.12322 | Zone Substation | None | Actual
Metro South | Hackham 11kV | Actual | MVA | 2022 | 11.4161 | Zone Substation | N-1 | Actual
Eastern Hills | Hahndorf 11kV | Actual | MVA | 2022 | 4.2224 | Zone Substation | None | Actual
Mid North | Halbury 11kV | Actual | MVA | 2022 | 0.101 | Zone Substation | None | Actual
Mid North | Hamley Bridge 11kV | Actual | MVA | 2022 | 1.9683 | Zone Substation | None | Actual
Metro South | Happy Valley 11kV | Actual | MVA | 2022 | 28.5047 | Zone Substation | None | Actual
Metro East | Harrow 11kV | Actual | MVA | 2022 | 18.2339 | Zone Substation | None | Actual
South East | Hatherleigh 11kV | Actual | MVA | 2022 | 0.073036 | Zone Substation | None | Actual
Upper North | Hawker 11kV | Actual | MVA | 2022 | 0.747 | Zone Substation | None | Actual
Metro South | Hay Flat 11kV | Actual | MVA | 2022 | 0.086152 | Zone Substation | None | Actual
Metro West | Henley South 11kV | Actual | MVA | 2022 | 25.4755 | Zone Substation | None | Actual
Eastern Hills | Hermitage 11kV | Actual | MVA | 2022 | 0.16195 | Zone Substation | None | Actual
Metro East | Hillcrest 11kV | Actual | MVA | 2022 | 31.6688 | Zone Substation | None | Actual
Adelaide Central | Hindley Street 11kV | Actual | MVA | 2022 | 34.9524 | Zone Substation | None | Actual
Metro East | Holden Hill 11kV | Actual | MVA | 2022 | 31.645 | Zone Substation | None | Actual
Metro East | Hope Valley 11kV | Actual | MVA | 2022 | 16.824 | Zone Substation | None | Actual
Eastern Hills | Houghton 7.6kV | Actual | MVA | 2022 | 1.8063 | Zone Substation | None | Actual
Mid North | Hoyleton 11kV | Actual | MVA | 2022 | 0.081056 | Zone Substation | None | Actual
Yorke Peninsula | Hummocks 33kV | Actual | MVA | 2022 | 14.7756 | Connection Point | None | Actual
Metro East | Ingle Farm 11kV | Actual | MVA | 2022 | 30.6387 | Zone Substation | None | Actual
South East | Inverness 11kV | Actual | MVA | 2022 | 0.78491 | Zone Substation | None | Actual
Murraylands | Jabuk 11kV | Actual | MVA | 2022 | 0.078609 | Zone Substation | None | Actual
Yorke Peninsula | James Well 11kV | Actual | MVA | 2022 | 0.38516 | Zone Substation | None | Actual
Upper North | Jamestown 11kV | Actual | MVA | 2022 | 2.1173 | Zone Substation | Reverse N-1 | Actual
Murraylands | Jervois 11kV | Actual | MVA | 2022 | 2.6263 | Zone Substation | None | Actual
Yorke Peninsula | Kadina 11kV | Actual | MVA | 2022 | 7.722 | Zone Substation | None | Actual
Yorke Peninsula | Kadina East 33kV | Actual | MVA | 2022 | 26.7517 | Connection Point | None | Actual
South East | Kalangadoo 11kV | Actual | MVA | 2022 | 0.54202 | Zone Substation | None | Actual
South East | Kalangadoo West 11kV | Actual | MVA | 2022 | 0.64575 | Zone Substation | None | Actual
Eastern Hills | Kanmantoo Copper Mine 11kV | Actual | MVA | 2022 | 1.5396 | Connection Point | None | Actual
Mid North | Kapunda TF1 11kV | Actual | MVA | 2022 | 3.2175 | Zone Substation | None | Actual
Mid North | Kapunda TF2 11kV | Actual | MVA | 2022 | 2.367 | Zone Substation | None | Actual
Murraylands | Karoonda 11kV | Actual | MVA | 2022 | 0.67649 | Zone Substation | Reverse N | Actual
South East | Keith 11kV | Actual | MVA | 2022 | 4.6453 | Zone Substation | None | Actual
South East | Keith 33kV | Actual | MVA | 2022 | 19.686 | Connection Point | None | Actual
Metro East | Kent Town 11kV | Actual | MVA | 2022 | 23.5307 | Zone Substation | None | Actual
Eastern Hills | Kersbrook 11kV | Actual | MVA | 2022 | 0.44085 | Zone Substation | None | Actual
Metro South | Keswick 11kV | Actual | MVA | 2022 | 27.3163 | Zone Substation | None | Actual
Murraylands | Ki Ki 11kV | Actual | MVA | 2022 | 0.10822 | Zone Substation | None | Actual
Metro West | Kilburn 11kV | Actual | MVA | 2022 | 40.5793 | Zone Substation | None | Actual
Metro East | Kilburn South 11kV | Actual | MVA | 2022 | 11.1215 | Zone Substation | None | Actual
Metro West | Kilkenny 11kV | Actual | MVA | 2022 | 18.0187 | Zone Substation | None | Actual
South East | Kincraig 33kV | Actual | MVA | 2022 | 20.2514 | Connection Point | None | Actual
Metro South | Kingscote 11kV | Actual | MVA | 2022 | 2.8371 | Zone Substation | None | Actual
South East | Kingston SE 11kV | Actual | MVA | 2022 | 3.0476 | Zone Substation | None | Actual
Metro South | Kingswood 11kV | Actual | MVA | 2022 | 35.5135 | Zone Substation | None | Actual
South East | Kongorong 11kV | Actual | MVA | 2022 | 0.70596 | Zone Substation | None | Actual
South East | Kumorna 11kV | Actual | MVA | 2022 | 0.54183 | Zone Substation | None | Actual
Mid North | Kybunga 11kV | Actual | MVA | 2022 | 0.069462 | Zone Substation | None | Actual
Murraylands | Lameroo 11kV | Actual | MVA | 2022 | 1.064 | Zone Substation | None | Actual
Eastern Hills | Langhorne Creek 11kV | Actual | MVA | 2022 | 3.1357 | Zone Substation | None | Actual
Metro West | Largs North 11kV | Actual | MVA | 2022 | 11.6052 | Zone Substation | None | Actual
Metro West | Lefevre 11kV | Actual | MVA | 2022 | 8.9241 | Zone Substation | None | Actual
Upper North | Leigh Creek South 33kV | Actual | MVA | 2022 | 0.85832 | Connection Point | None | Actual
Metro East | Linden Park 11kV | Actual | MVA | 2022 | 31.1695 | Zone Substation | None | Actual
Eyre Peninsula | Little Swamp 11kV | Actual | MVA | 2022 | 0.13513 | Zone Substation | None | Actual
Eastern Hills | Lobethal 11kV | Actual | MVA | 2022 | 7.104 | Zone Substation | None | Actual
Eyre Peninsula | Lock 11kV | Actual | MVA | 2022 | 0.56036 | Zone Substation | None | Actual
Riverland | Loveday 11kV | Actual | MVA | 2022 | 12.0996 | Zone Substation | None | Actual
Metro South | Lower Mitcham 11kV | Actual | MVA | 2022 | 15.7435 | Zone Substation | None | Actual
Riverland | Loxton 11kV | Actual | MVA | 2022 | 12.9676 | Zone Substation | None | Actual
South East | Lucindale 11kV | Actual | MVA | 2022 | 1.4458 | Zone Substation | None | Actual
Mid North | Lyndoch 11kV | Actual | MVA | 2022 | 2.602 | Zone Substation | None | Actual
Mid North | Lyndoch South 7.6kV | Actual | MVA | 2022 | 0.33786 | Zone Substation | None | Actual
Riverland | Lyrup 11kV | Actual | MVA | 2022 | 3.8519 | Zone Substation | None | Actual
Metro South | MacGillivray 11kV | Actual | MVA | 2022 | 1.4231 | Zone Substation | None | Actual
Yorke Peninsula | Maitland 11kV | Actual | MVA | 2022 | 3.4328 | Zone Substation | None | Actual
Mid North | Mallala 11kV | Actual | MVA | 2022 | 3.977 | Zone Substation | None | Actual
Murraylands | Mannum 33kV | Actual | MVA | 2022 | 13.7017 | Connection Point | None | Actual
Murraylands | Mannum Town 7.6kV | Actual | MVA | 2022 | 4.0044 | Zone Substation | None | Actual
Yorke Peninsula | Marion Bay 11kV | Actual | MVA | 2022 | 0.52712 | Zone Substation | None | Actual
Mid North | Marrabel 11kV | Actual | MVA | 2022 | 0.77001 | Zone Substation | None | Actual
Metro South | McLaren Flat TF1 11kV | Actual | MVA | 2022 | 6.9656 | Zone Substation | None | Actual
Metro South | McLaren Flat TF2 11kV | Actual | MVA | 2022 | 1.9449 | Zone Substation | None | Actual
Metro South | McLaren Vale 11kV | Actual | MVA | 2022 | 2.1977 | Zone Substation | None | Actual
Metro South | McLaren Vale Vineyard 11kV | Actual | MVA | 2022 | 0.22405 | Zone Substation | None | Actual
Eastern Hills | Meadows 11kV | Actual | MVA | 2022 | 5.0836 | Zone Substation | Reverse N-1 | Actual
Upper North | Melrose 11kV | Actual | MVA | 2022 | 0.31056 | Zone Substation | None | Actual
Murraylands | Meningie 11kV | Actual | MVA | 2022 | 1.8954 | Zone Substation | None | Actual
Metro East | Metro East 66kV | Actual | MVA | 2022 | 570.1562 | Connection Point | None | Actual
Metro North | Metro North 66kV | Actual | MVA | 2022 | 289.5045 | Connection Point | None | Actual
Metro South | Metro South 66kV | Actual | MVA | 2022 | 527.7463 | Connection Point | None | Actual
Metro West | Metro West 66kV | Actual | MVA | 2022 | 332.5038 | Connection Point | None | Actual
Eastern Hills | Milang 11kV | Actual | MVA | 2022 | 3.2475 | Zone Substation | None | Actual
South East | Millicent 11kV | Actual | MVA | 2022 | 5.2454 | Zone Substation | None | Actual
Yorke Peninsula | Minlaton 11kV | Actual | MVA | 2022 | 1.6195 | Zone Substation | None | Actual
Murraylands | Mobilong 33kV | Actual | MVA | 2022 | 32.734 | Connection Point | None | Actual
Murraylands | Monarto Central 11kV | Actual | MVA | 2022 | 1.758 | Zone Substation | None | Actual
Murraylands | Monarto South 11kV | Actual | MVA | 2022 | 3.8435 | Zone Substation | None | Actual
Yorke Peninsula | Moonta 11kV | Actual | MVA | 2022 | 9.7923 | Zone Substation | N-1 | Actual
Eyre Peninsula | Moorkitabie 11kV | Actual | MVA | 2022 | 0.61745 | Zone Substation | None | Actual
Riverland | Morgan 11kV | Actual | MVA | 2022 | 1.208 | Zone Substation | N | Actual
Metro South | Morphett Vale East 11kV | Actual | MVA | 2022 | 27.2516 | Zone Substation | None | Actual
Metro South | Morphettville 11kV | Actual | MVA | 2022 | 18.2354 | Zone Substation | None | Actual
Eastern Hills | Mount Barker 11kV | Actual | MVA | 2022 | 22.5549 | Zone Substation | None | Actual
Eastern Hills | Mount Barker 66kV | Actual | MVA | 2022 | 84.1377 | Connection Point | None | Actual
South East | Mount Burr 11kV | Actual | MVA | 2022 | 0.34133 | Zone Substation | None | Actual
South East | Mount Gambier 11kV | Actual | MVA | 2022 | 13.5793 | Zone Substation | None | Actual
South East | Mount Gambier 33kV | Actual | MVA | 2022 | 24.2561 | Connection Point | None | Actual
South East | Mount Gambier North 11kV | Actual | MVA | 2022 | 9.8028 | Zone Substation | N-1 | Actual
South East | Mount Gambier West 11kV | Actual | MVA | 2022 | 14.6978 | Zone Substation | None | Actual
Upper North | Mount Gunson 33kV | Actual | MVA | 2022 | 0.21474 | Connection Point | None | Actual
Eastern Hills | Mount Pleasant 11kV | Actual | MVA | 2022 | 1.9529 | Zone Substation | None | Actual
South East | Mount Schank 11kV | Actual | MVA | 2022 | 2.784 | Zone Substation | None | Actual
Murraylands | Murray Bridge North 11kV | Actual | MVA | 2022 | 10.4934 | Zone Substation | None | Actual
Murraylands | Murray Bridge South 11kV | Actual | MVA | 2022 | 12.8751 | Zone Substation | None | Actual
Eastern Hills | Mylor 11kV | Actual | MVA | 2022 | 2.1748 | Zone Substation | None | Actual
Murraylands | Mypolonga 11kV | Actual | MVA | 2022 | 2.558 | Zone Substation | None | Actual
Metro South | Myponga 11kV | Actual | MVA | 2022 | 5.5941 | Zone Substation | None | Actual
Eastern Hills | Nairne 11kV | Actual | MVA | 2022 | 5.844 | Zone Substation | Reverse N-1 | Actual
South East | Nangwarry 11kV | Actual | MVA | 2022 | 0.49337 | Zone Substation | None | Actual
South East | Naracoorte 11kV | Actual | MVA | 2022 | 9.9835 | Zone Substation | None | Actual
South East | Naracoorte East 11kV | Actual | MVA | 2022 | 4.9763 | Zone Substation | None | Actual
Murraylands | Narrung 11kV | Actual | MVA | 2022 | 1.4414 | Zone Substation | None | Actual
Upper North | Neuroodla 33kV | Actual | MVA | 2022 | 0.82861 | Connection Point | None | Actual
Metro West | New Osborne 11kV | Actual | MVA | 2022 | 0.0192 | Zone Substation | None | Actual
Metro West | New Richmond 11kV | Actual | MVA | 2022 | 23.9505 | Zone Substation | None | Actual
Murraylands | Nildottie 11kV | Actual | MVA | 2022 | 2.0977 | Zone Substation | None | Actual
Yorke Peninsula | Ninnes 11kV | Actual | MVA | 2022 | 1.0344 | Zone Substation | None | Actual
Metro South | Noarlunga Centre 11kV | Actual | MVA | 2022 | 16.608 | Zone Substation | None | Actual
Metro East | North Adelaide 11kV | Actual | MVA | 2022 | 16.493 | Zone Substation | None | Actual
Metro South | North Unley 11kV | Actual | MVA | 2022 | 13.9828 | Zone Substation | None | Actual
Riverland | North West Bend 66kV | Actual | MVA | 2022 | 24.1188 | Connection Point | None | Actual
Metro East | Northfield 11kV | Actual | MVA | 2022 | 16.2909 | Zone Substation | N | Actual
Metro East | Norwood 11kV | Actual | MVA | 2022 | 41.9253 | Zone Substation | None | Actual
Mid North | Nuriootpa 11kV | Actual | MVA | 2022 | 7.9203 | Zone Substation | None | Actual
Metro South | Oaklands 11kV | Actual | MVA | 2022 | 32.1512 | Zone Substation | None | Actual
Upper North | Orroroo 11kV | Actual | MVA | 2022 | 1.0248 | Zone Substation | None | Actual
South East | Padthaway 11kV | Actual | MVA | 2022 | 2.9414 | Zone Substation | None | Actual
Murraylands | Palmer 11kV | Actual | MVA | 2022 | 0.013173 | Zone Substation | None | Actual
Metro South | Panorama 11kV | Actual | MVA | 2022 | 21.2504 | Zone Substation | None | Actual
Metro North | Parafield Gardens 11kV | Actual | MVA | 2022 | 24.5143 | Zone Substation | None | Actual
Metro North | Paralowie 11kV | Actual | MVA | 2022 | 16.4098 | Zone Substation | None | Actual
Murraylands | Parilla 11kV | Actual | MVA | 2022 | 1.7021 | Zone Substation | None | Actual
Riverland | Paringa 11kV | Actual | MVA | 2022 | 2.492 | Zone Substation | None | Actual
Riverland | Paringa 33kV | Actual | MVA | 2022 | 15.3521 | Zone Substation | None | Actual
Yorke Peninsula | Paskeville 11kV | Actual | MVA | 2022 | 0.26238 | Zone Substation | None | Actual
Murraylands | Peake 11kV | Actual | MVA | 2022 | 0.13095 | Zone Substation | None | Actual
Murraylands | Pellaring Flat 11kV | Actual | MVA | 2022 | 0.092638 | Zone Substation | None | Actual
Metro North | Penfield 11kV | Actual | MVA | 2022 | 17.5689 | Zone Substation | None | Actual
Metro South | Penneshaw 11kV | Actual | MVA | 2022 | 0.66494 | Zone Substation | None | Actual
South East | Penola 11kV | Actual | MVA | 2022 | 2.5318 | Zone Substation | None | Actual
South East | Penola West 33kV | Actual | MVA | 2022 | 6.9062 | Connection Point | None | Actual
Upper North | Peterborough 11kV | Actual | MVA | 2022 | 1.6115 | Zone Substation | None | Actual
Eastern Hills | Piccadilly 11kV | Actual | MVA | 2022 | 1.529 | Zone Substation | None | Actual
Murraylands | Pinnaroo 11kV | Actual | MVA | 2022 | 1.6373 | Zone Substation | None | Actual
Murraylands | Pinnaroo South 11kV | Actual | MVA | 2022 | 0.024824 | Zone Substation | None | Actual
Metro South | Plympton 11kV | Actual | MVA | 2022 | 16.775 | Zone Substation | None | Actual
Eyre Peninsula | Point Boston 11kV | Actual | MVA | 2022 | 1.0537 | Zone Substation | None | Actual
Eyre Peninsula | Polda 11kV | Actual | MVA | 2022 | 0.62107 | Zone Substation | None | Actual
Eyre Peninsula | Poonindie 11kV | Actual | MVA | 2022 | 0.4001 | Zone Substation | None | Actual
Metro West | Port Adelaide 11kV | Actual | MVA | 2022 | 9.7949 | Zone Substation | None | Actual
Metro West | Port Adelaide North 11kV | Actual | MVA | 2022 | 18.6141 | Zone Substation | None | Actual
Upper North | Port Augusta 11kV | Actual | MVA | 2022 | 11.2757 | Zone Substation | None | Actual
Upper North | Port Augusta West TF1 11kV | Actual | MVA | 2022 | 4.4812 | Zone Substation | None | Actual
Upper North | Port Augusta West TF2 11kV | Actual | MVA | 2022 | 2.871 | Zone Substation | None | Actual
Upper North | Port Broughton 11kV | Actual | MVA | 2022 | 3.3723 | Zone Substation | None | Actual
Yorke Peninsula | Port Clinton 11kV | Actual | MVA | 2022 | 0.60969 | Zone Substation | None | Actual
Upper North | Port Germein 11kV | Actual | MVA | 2022 | 0.64618 | Zone Substation | None | Actual
Yorke Peninsula | Port Giles 11kV | Actual | MVA | 2022 | 1.5623 | Zone Substation | None | Actual
Yorke Peninsula | Port Julia 11kV | Actual | MVA | 2022 | 0.24768 | Zone Substation | None | Actual
Eyre Peninsula | Port Lincoln City 11kV | Actual | MVA | 2022 | 8.1178 | Zone Substation | None | Actual
Eyre Peninsula | Port Lincoln Docks 11kV | Actual | MVA | 2022 | 5.4705 | Zone Substation | None | Actual
Eyre Peninsula | Port Lincoln Marina 11kV | Actual | MVA | 2022 | 4.3162 | Zone Substation | None | Actual
Eyre Peninsula | Port Lincoln Terminal 33kV | Actual | MVA | 2022 | 25.2296 | Connection Point | None | Actual
Metro South | Port Noarlunga 11kV | Actual | MVA | 2022 | 25.7973 | Zone Substation | None | Actual
Upper North | Port Pirie Bungama 33kV | Actual | MVA | 2022 | 56.1068 | Connection Point | None | Actual
Upper North | Port Pirie South 11kV | Actual | MVA | 2022 | 18.9281 | Zone Substation | None | Actual
Metro South | Port Stanvac 11kV | Actual | MVA | 2022 | 29.9531 | Zone Substation | None | Actual
Metro South | Port Stanvac TF2 11kV | Actual | MVA | 2022 | 6.9393 | Zone Substation | None | Actual
Yorke Peninsula | Port Vincent 11kV | Actual | MVA | 2022 | 1.5864 | Zone Substation | None | Actual
Riverland | Portee 11kV | Actual | MVA | 2022 | 0.54649 | Zone Substation | N | Actual
Metro East | Prospect 11kV | Actual | MVA | 2022 | 24.9823 | Zone Substation | None | Actual
Murraylands | Punyelroo 11kV | Actual | MVA | 2022 | 0.58316 | Zone Substation | None | Actual
Riverland | Pyap 11kV | Actual | MVA | 2022 | 8.0553 | Zone Substation | None | Actual
Riverland | Qualco 11kV | Actual | MVA | 2022 | 2.7077 | Zone Substation | N | Actual
Metro West | Queenstown 11kV | Actual | MVA | 2022 | 10.6563 | Zone Substation | None | Actual
Upper North | Quorn 11kV | Actual | MVA | 2022 | 1.5023 | Zone Substation | None | Actual
Riverland | Ramco 11kV | Actual | MVA | 2022 | 6.0317 | Zone Substation | None | Actual
Metro South | Rapid Bay 11kV | Actual | MVA | 2022 | 0.033871 | Zone Substation | None | Actual
Riverland | Renmark 11kV | Actual | MVA | 2022 | 18.5503 | Zone Substation | None | Actual
Mid North | Riverton 11kV | Actual | MVA | 2022 | 1.5254 | Zone Substation | None | Actual
South East | Robe 7.6kV | Actual | MVA | 2022 | 2.8017 | Zone Substation | None | Actual
Mid North | Robertstown 11kV | Actual | MVA | 2022 | 0.66903 | Zone Substation | None | Actual
Riverland | Roonka 11kV | Actual | MVA | 2022 | 3.4217 | Zone Substation | None | Actual
Eyre Peninsula | Rudall 11kV | Actual | MVA | 2022 | 0.27953 | Zone Substation | None | Actual
Metro North | Salisbury 11kV | Actual | MVA | 2022 | 48.8649 | Zone Substation | N | Actual
Metro South | Salt Cliffs 11kV | Actual | MVA | 2022 | 0.1289 | Zone Substation | None | Actual
Mid North | Sandy Creek 11kV | Actual | MVA | 2022 | 2.282 | Zone Substation | None | Actual
Metro South | Seacombe 11kV | Actual | MVA | 2022 | 31.5744 | Zone Substation | None | Actual
Metro South | Seaford 11kV | Actual | MVA | 2022 | 7.9393 | Zone Substation | None | Actual
Metro South | Second Valley 11kV | Actual | MVA | 2022 | 0.21371 | Zone Substation | None | Actual
Metro South | Sheidow Park 11kV | Actual | MVA | 2022 | 21.9321 | Zone Substation | Reverse N-1 | Actual
Murraylands | Sherlock 11kV | Actual | MVA | 2022 | 0.0175 | Zone Substation | None | Actual
Metro North | Smithfield West 11kV | Actual | MVA | 2022 | 21.5321 | Zone Substation | N-1 | Actual
South East | Snuggery Rural 33kV | Actual | MVA | 2022 | 12.2468 | Connection Point | None | Actual
South East | South End 11kV | Actual | MVA | 2022 | 0.45797 | Zone Substation | Reverse N-1 | Actual
Mid North | Spalding 11kV | Actual | MVA | 2022 | 0.88976 | Zone Substation | None | Actual
Metro South | Square Water Hole 11kV | Actual | MVA | 2022 | 3.8229 | Zone Substation | None | Actual
Yorke Peninsula | Stansbury 11kV | Actual | MVA | 2022 | 1.1565 | Zone Substation | None | Actual
Eastern Hills | Stirling East 11kV | Actual | MVA | 2022 | 6.9225 | Zone Substation | None | Actual
Upper North | Stirling North 1 11kV | Actual | MVA | 2022 | 1.293 | Zone Substation | None | Actual
Upper North | Stirling North 2 11kV | Actual | MVA | 2022 | 1.487 | Zone Substation | None | Actual
Mid North | Stockwell TF1 11kV | Actual | MVA | 2022 | 2.1991 | Zone Substation | None | Actual
Mid North | Stockwell TF2 11kV | Actual | MVA | 2022 | 4.3866 | Zone Substation | None | Actual
Eyre Peninsula | Stony Point 11kV | Actual | MVA | 2022 | 0.15205 | Connection Point | None | Actual
Eastern Hills | Strathalbyn 11kV | Actual | MVA | 2022 | 9.6445 | Zone Substation | None | Actual
Eyre Peninsula | Streaky Bay 11kV | Actual | MVA | 2022 | 2.2641 | Zone Substation | Reverse N-1 | Actual
Riverland | Swan Reach 11kV | Actual | MVA | 2022 | 1.5114 | Zone Substation | None | Actual
Riverland | Swan Reach 33kV | Actual | MVA | 2022 | 1.9619 | Zone Substation | None | Actual
Murraylands | Tailem Bend 33kV | Actual | MVA | 2022 | 28.7959 | Connection Point | None | Actual
Murraylands | Tailem Bend Town 11kV | Actual | MVA | 2022 | 2.6481 | Zone Substation | None | Actual
South East | Tantanoola 11kV | Actual | MVA | 2022 | 0.48933 | Zone Substation | None | Actual
Eyre Peninsula | Tarlton 11kV | Actual | MVA | 2022 | 0.50059 | Zone Substation | None | Actual
South East | Tarpeena South 11kV | Actual | MVA | 2022 | 6.3418 | Zone Substation | N-1 | Actual
Metro East | Tea Tree Gully 11kV | Actual | MVA | 2022 | 27.5826 | Zone Substation | None | Actual
Murraylands | Teal Flat 11kV | Actual | MVA | 2022 | 2.5553 | Zone Substation | None | Actual
Upper North | Telowie 11kV | Actual | MVA | 2022 | 0.43304 | Zone Substation | None | Actual
Mid North | Templers 33kV | Actual | MVA | 2022 | 26.4045 | Connection Point | None | Actual
Metro West | Thebarton 11kV | Actual | MVA | 2022 | 19.2697 | Zone Substation | None | Actual
South East | Tintinara 11kV | Actual | MVA | 2022 | 1.1887 | Zone Substation | None | Actual
Metro South | Tonsley Park 11kV | Actual | MVA | 2022 | 12.0376 | Zone Substation | None | Actual
Eyre Peninsula | Tumby Bay 11kV | Actual | MVA | 2022 | 2.2155 | Zone Substation | None | Actual
Metro North | Two Wells 11kV | Actual | MVA | 2022 | 6.4467 | Zone Substation | N-1 | Actual
Eyre Peninsula | Uley 11kV | Actual | MVA | 2022 | 0.20375 | Zone Substation | None | Actual
Eyre Peninsula | Uley South 11kV | Actual | MVA | 2022 | 0.45123 | Zone Substation | None | Actual
Eastern Hills | Uraidla 11kV | Actual | MVA | 2022 | 3.8083 | Zone Substation | None | Actual
Eastern Hills | Uraidla 33kV | Actual | MVA | 2022 | 14.4288 | Zone Substation | None | Actual
Eastern Hills | Verdun 11kV | Actual | MVA | 2022 | 0.66752 | Zone Substation | None | Actual
Metro South | Victor Harbor 11kV | Actual | MVA | 2022 | 17.8265 | Zone Substation | None | Actual
Metro North | Virginia 11kV | Actual | MVA | 2022 | 6.3254 | Zone Substation | None | Actual
Riverland | Waikerie 11kV | Actual | MVA | 2022 | 7.321 | Zone Substation | None | Actual
Murraylands | Walker Flat 11kV | Actual | MVA | 2022 | 1.4107 | Zone Substation | None | Actual
Yorke Peninsula | Wallaroo 11kV | Actual | MVA | 2022 | 8.4618 | Zone Substation | None | Actual
Yorke Peninsula | Warooka 11kV | Actual | MVA | 2022 | 2.2825 | Zone Substation | None | Actual
Mid North | Wasleys 11kV | Actual | MVA | 2022 | 1.433 | Zone Substation | None | Actual
Mid North | Waterloo 33kV | Actual | MVA | 2022 | 7.7664 | Connection Point | None | Actual
Mid North | Waterloo Town 11kV | Actual | MVA | 2022 | 0.1731 | Zone Substation | None | Actual
Murraylands | White Sands 11kV | Actual | MVA | 2022 | 3.9247 | Zone Substation | None | Actual
Adelaide Central | Whitmore Square 11kV | Actual | MVA | 2022 | 31.7198 | Zone Substation | None | Actual
Eyre Peninsula | Whyalla Central 33kV | Actual | MVA | 2022 | 76.0896 | Connection Point | None | Actual
Eyre Peninsula | Whyalla City 11kV | Actual | MVA | 2022 | 13.1746 | Zone Substation | None | Actual
Eyre Peninsula | Whyalla North 11kV | Actual | MVA | 2022 | 0.43752 | Zone Substation | None | Actual
Eyre Peninsula | Whyalla Stuart 11kV | Actual | MVA | 2022 | 12.6952 | Zone Substation | None | Actual
Mid North | Williamstown 11kV | Actual | MVA | 2022 | 0.77988 | Zone Substation | None | Actual
Mid North | Williamstown South 11kV | Actual | MVA | 2022 | 2.0347 | Zone Substation | None | Actual
Metro South | Willunga 11kV | Actual | MVA | 2022 | 3.7761 | Zone Substation | None | Actual
Metro South | Willunga 33kV | Actual | MVA | 2022 | 2.1669 | Zone Substation | None | Actual
Upper North | Wilmington 11kV | Actual | MVA | 2022 | 0.65388 | Zone Substation | None | Actual
Upper North | Wirrabara Forest 11kV | Actual | MVA | 2022 | 0.33581 | Zone Substation | None | Actual
Upper North | Wirrabara South 11kV | Actual | MVA | 2022 | 0.050105 | Zone Substation | None | Actual
Metro South | Wirrina Cove 11kV | Actual | MVA | 2022 | 0.64657 | Zone Substation | None | Actual
Upper North | Wongyarra 11kV | Actual | MVA | 2022 | 0.10021 | Zone Substation | None | Actual
Metro East | Woodforde 11kV | Actual | MVA | 2022 | 29.7059 | Zone Substation | None | Actual
Murraylands | Woods Point 11kV | Actual | MVA | 2022 | 2.3976 | Zone Substation | None | Actual
Eastern Hills | Woodside 11kV | Actual | MVA | 2022 | 7.3277 | Zone Substation | Reverse N-1 | Actual
Metro West | Woodville 11kV | Actual | MVA | 2022 | 6.7544 | Zone Substation | None | Actual
Metro West | Woodville 33kV | Actual | MVA | 2022 | 0.63818 | Zone Substation | None | Actual
Riverland | Woolpunda 11kV | Actual | MVA | 2022 | 7.6845 | Zone Substation | None | Actual
Eyre Peninsula | Wudinna 11kV | Actual | MVA | 2022 | 1.4167 | Zone Substation | None | Actual
Eyre Peninsula | Wudinna 66kV | Actual | MVA | 2022 | 10.9241 | Connection Point | None | Actual
Eyre Peninsula | Yadnarie 66kV | Actual | MVA | 2022 | 6.1988 | Connection Point | None | Actual
Metro South | Yankalilla 11kV | Actual | MVA | 2022 | 7.4819 | Zone Substation | None | Actual
Metro South | Yankalilla 33kV | Actual | MVA | 2022 | 1.228 | Zone Substation | None | Actual
Metro South | Yankalilla Hill 11kV | Actual | MVA | 2022 | 0.1289 | Zone Substation | None | Actual
Upper North | Yongala 11kV | Actual | MVA | 2022 | 0.042012 | Zone Substation | None | Actual
Yorke Peninsula | Yorketown 11kV | Actual | MVA | 2022 | 1.0962 | Zone Substation | None | Actual
Adelaide Central | ACR 66kV | Actual | MVA | 2023 | 171.6748 | Connection Point | None | Actual
Eastern Hills | Aldgate 11kV | Actual | MVA | 2023 | 5.6129 | Zone Substation | None | Actual
Metro South | Aldinga 11kV | Actual | MVA | 2023 | 18.597 | Zone Substation | None | Actual
South East | Allendale East 11kV | Actual | MVA | 2023 | 3.9367 | Zone Substation | None | Actual
Mid North | Alma 11kV | Actual | MVA | 2023 | 0.10236 | Zone Substation | None | Actual
Metro South | American River 11kV | Actual | MVA | 2023 | 0.47444 | Zone Substation | None | Actual
Eastern Hills | Angas Creek 33kV | Actual | MVA | 2023 | 18.1533 | Connection Point | None | Actual
Mid North | Angaston 11kV | Actual | MVA | 2023 | 13.6749 | Zone Substation | None | Actual
Metro North | Angle Vale 11kV | Actual | MVA | 2023 | 21.0271 | Zone Substation | None | Actual
Yorke Peninsula | Ardrossan 11kV | Actual | MVA | 2023 | 2.4177 | Zone Substation | None | Actual
Yorke Peninsula | Ardrossan West 33kV | Actual | MVA | 2023 | 13.9786 | Connection Point | None | Actual
Eyre Peninsula | Arno Bay 11kV | Actual | MVA | 2023 | 0.91262 | Zone Substation | None | Actual
Metro South | Ascot Park 11kV | Actual | MVA | 2023 | 17.7973 | Zone Substation | N | Actual
Metro West | Athol Park 11kV | Actual | MVA | 2023 | 16.0355 | Zone Substation | None | Actual
Mid North | Auburn 11kV | Actual | MVA | 2023 | 2.7641 | Zone Substation | None | Actual
Yorke Peninsula | Balaklava 7.6kV | Actual | MVA | 2023 | 2.9642 | Zone Substation | None | Actual
Eastern Hills | Balhannah 33kV | Actual | MVA | 2023 | 19.8757 | Zone Substation | None | Actual
Upper North | Baroota 33kV | Actual | MVA | 2023 | 7.1511 | Connection Point | None | Actual
Upper North | Baroota Town 11kV | Actual | MVA | 2023 | 0.18239 | Zone Substation | None | Actual
Mid North | Barossa South TF1 11kV | Actual | MVA | 2023 | 2.2651 | Zone Substation | None | Actual
Mid North | Barossa South TF2 11kV | Actual | MVA | 2023 | 3.3506 | Zone Substation | None | Actual
South East | Beachport 11kV | Actual | MVA | 2023 | 0.95907 | Zone Substation | None | Actual
Murraylands | Belvedere Road 7.6kV | Actual | MVA | 2023 | 0.11847 | Zone Substation | None | Actual
Riverland | Berri 11kV | Actual | MVA | 2023 | 10.4198 | Zone Substation | None | Actual
Riverland | Berri 66kV | Actual | MVA | 2023 | 77.9631 | Connection Point | None | Actual
Murraylands | Binnies 11kV | Actual | MVA | 2023 | 0.8598 | Zone Substation | None | Actual
Eastern Hills | Birdwood 11kV | Actual | MVA | 2023 | 3.0846 | Zone Substation | None | Actual
Yorke Peninsula | Black Point 11kV | Actual | MVA | 2023 | 0.34523 | Zone Substation | None | Actual
Metro West | Blackpool 11kV | Actual | MVA | 2023 | 13.335 | Zone Substation | None | Actual
Metro South | Blackwood 11kV | Actual | MVA | 2023 | 25.2143 | Zone Substation | None | Actual
South East | Blanche 33kV | Actual | MVA | 2023 | 34.8442 | Connection Point | None | Actual
Upper North | Booleroo Centre 11kV | Actual | MVA | 2023 | 0.48616 | Zone Substation | None | Actual
Eyre Peninsula | Boothby 33kV | Actual | MVA | 2023 | 1.0428 | Zone Substation | N-1 | Actual
Upper North | Booyoolie 11kV | Actual | MVA | 2023 | 0.020336 | Zone Substation | None | Actual
South East | Bordertown 11kV | Actual | MVA | 2023 | 9.3454 | Zone Substation | N-1 | Actual
Mid North | Brinkworth 33kV | Actual | MVA | 2023 | 4.6621 | Connection Point | None | Actual
Mid North | Brinkworth Town 11kV | Actual | MVA | 2023 | 0.76233 | Zone Substation | None | Actual
Eastern Hills | Brukunga 11kV | Actual | MVA | 2023 | 0.39761 | Zone Substation | None | Actual
Upper North | Bungama Napperby 11kV | Actual | MVA | 2023 | 0.99169 | Zone Substation | None | Actual
Metro East | Burnside 11kV | Actual | MVA | 2023 | 12.1902 | Zone Substation | None | Actual
Mid North | Burra TF2 11kV | Actual | MVA | 2023 | 1.616 | Zone Substation | None | Actual
Riverland | Cadell 11kV | Actual | MVA | 2023 | 0.99633 | Zone Substation | None | Actual
Murraylands | Caloote 11kV | Actual | MVA | 2023 | 1.4228 | Zone Substation | None | Actual
Upper North | Caltowie 11kV | Actual | MVA | 2023 | 0.10034 | Zone Substation | None | Actual
Murraylands | Cambrai 11kV | Actual | MVA | 2023 | 0.65308 | Zone Substation | None | Actual
Murraylands | Campbell Park 11kV | Actual | MVA | 2023 | 0.4399 | Zone Substation | None | Actual
Metro East | Campbelltown 11kV | Actual | MVA | 2023 | 48.7735 | Zone Substation | None | Actual
Metro South | Cape Jervis 11kV | Actual | MVA | 2023 | 0.51931 | Zone Substation | None | Actual
Metro South | Cape Jervis 33kV | Actual | MVA | 2023 | 27.98 | Zone Substation | N-1 | Actual
Eyre Peninsula | Caralue 11kV | Actual | MVA | 2023 | 2.2289 | Zone Substation | None | Actual
Metro West | Cavan 11kV | Actual | MVA | 2023 | 30.091 | Zone Substation | None | Actual
Adelaide Central | CBD 33kV | Actual | MVA | 2023 | 13.0874 | Zone Substation | None | Actual
Eyre Peninsula | Ceduna 11kV | Actual | MVA | 2023 | 7.8069 | Zone Substation | None | Actual
Eastern Hills | Chain of Ponds 11kV | Actual | MVA | 2023 | 0.38358 | Zone Substation | None | Actual
Metro West | Cheltenham 11kV | Actual | MVA | 2023 | 9.2469 | Zone Substation | None | Actual
Metro West | Cheltenham 33kV | Actual | MVA | 2023 | 3.5384 | Zone Substation | None | Actual
Mid North | Clare 11kV | Actual | MVA | 2023 | 8.1011 | Zone Substation | None | Actual
Mid North | Clare North 33kV | Actual | MVA | 2023 | 10.9529 | Connection Point | None | Actual
Metro South | Clarence Gardens 11kV | Actual | MVA | 2023 | 17.4728 | Zone Substation | None | Actual
Metro South | Clarendon 11kV | Actual | MVA | 2023 | 3.0468 | Zone Substation | None | Actual
Metro East | Clearview 11kV | Actual | MVA | 2023 | 24.79 | Zone Substation | N | Actual
Eyre Peninsula | Cleve 11kV | Actual | MVA | 2023 | 2.512 | Zone Substation | None | Actual
Eyre Peninsula | Cleve 33kV | Actual | MVA | 2023 | 2.4 | Zone Substation | N-1 | Actual
Eyre Peninsula | Coffin Bay 11kV | Actual | MVA | 2023 | 1.6157 | Zone Substation | None | Actual
Mid North | Collinsfield 11kV | Actual | MVA | 2023 | 0.51065 | Zone Substation | None | Actual
Murraylands | Coomandook 11kV | Actual | MVA | 2023 | 0.35262 | Zone Substation | None | Actual
Murraylands | Coonalpyn 11kV | Actual | MVA | 2023 | 0.4012 | Zone Substation | None | Actual
South East | Coonawarra 11kV | Actual | MVA | 2023 | 3.0337 | Zone Substation | None | Actual
Upper North | Copley Nepabunna 33kV | Actual | MVA | 2023 | 0.22863 | Zone Substation | N-1 | Actual
Riverland | Cordola 11kV | Actual | MVA | 2023 | 0.53185 | Zone Substation | None | Actual
Adelaide Central | Coromandel Place 11kV | Actual | MVA | 2023 | 47.2395 | Zone Substation | None | Actual
Eyre Peninsula | Cowell 11kV | Actual | MVA | 2023 | 2.127 | Zone Substation | None | Actual
Metro West | Croydon 11kV | Actual | MVA | 2023 | 23.4523 | Zone Substation | None | Actual
Metro West | Croydon Park 11kV | Actual | MVA | 2023 | 16.2247 | Zone Substation | None | Actual
Upper North | Crystal Brook 11kV | Actual | MVA | 2023 | 1.9327 | Zone Substation | None | Actual
Metro South | Cudmore Park 11kV | Actual | MVA | 2023 | 12.6467 | Zone Substation | None | Actual
Eyre Peninsula | Cummins 11kV | Actual | MVA | 2023 | 2.5956 | Zone Substation | None | Actual
Yorke Peninsula | Curramulka 7.6kV | Actual | MVA | 2023 | 0.14215 | Zone Substation | None | Actual
Yorke Peninsula | Curramulka South 11kV | Actual | MVA | 2023 | 0.038584 | Zone Substation | None | Actual
Yorke Peninsula | Dalrymple 33kV | Actual | MVA | 2023 | 8.525 | Connection Point | None | Actual
Eyre Peninsula | Darke Peak 11kV | Actual | MVA | 2023 | 0.33976 | Zone Substation | None | Actual
Upper North | Davenport West 33kV | Actual | MVA | 2023 | 28.8578 | Connection Point | None | Actual
Eastern Hills | Deloraine 11kV | Actual | MVA | 2023 | 0.30901 | Zone Substation | None | Actual
Metro North | Direk 11kV | Actual | MVA | 2023 | 22.7194 | Zone Substation | None | Actual
Mid North | Dorrien 33kV | Actual | MVA | 2023 | 53.18 | Connection Point | None | Actual
Mid North | Dorrien TF4 11kV | Actual | MVA | 2023 | 7.3972 | Zone Substation | None | Actual
Mid North | Dorrien TF5 11kV | Actual | MVA | 2023 | 4.4224 | Zone Substation | None | Actual
Yorke Peninsula | Dowlingville 11kV | Actual | MVA | 2023 | 0.021593 | Zone Substation | None | Actual
Adelaide Central | East Terrace 11kV | Actual | MVA | 2023 | 30.1065 | Zone Substation | None | Actual
Metro North | Edinburgh 11kV | Actual | MVA | 2023 | 9.6218 | Zone Substation | None | Actual
Yorke Peninsula | Edithburgh 11kV | Actual | MVA | 2023 | 1.5221 | Zone Substation | None | Actual
Metro North | Elizabeth Downs 11kV | Actual | MVA | 2023 | 38.7062 | Zone Substation | None | Actual
Metro North | Elizabeth Heights 11kV | Actual | MVA | 2023 | 16.3412 | Zone Substation | None | Actual
Metro North | Elizabeth South 11kV | Actual | MVA | 2023 | 10.2982 | Zone Substation | None | Actual
Mid North | Eudunda 11kV | Actual | MVA | 2023 | 1.393 | Zone Substation | None | Actual
Metro North | Evanston 11kV | Actual | MVA | 2023 | 37.732 | Zone Substation | N-1 | Actual
Metro North | Evanston 33kV | Actual | MVA | 2023 | 4.409 | Zone Substation | None | Actual
Metro West | Findon 11kV | Actual | MVA | 2023 | 18.2273 | Zone Substation | None | Actual
Metro West | Flinders Park 11kV | Actual | MVA | 2023 | 18.4123 | Zone Substation | None | Actual
Mid North | Florieton SWER 19kV | Actual | MVA | 2023 | 0.062129 | Connection Point | None | Actual
Eastern Hills | Forreston 11kV | Actual | MVA | 2023 | 0.81935 | Zone Substation | None | Actual
Mid North | Freeling 11kV | Actual | MVA | 2023 | 0.481 | Zone Substation | None | Actual
Mid North | Freeling North 11kV | Actual | MVA | 2023 | 2.7455 | Zone Substation | None | Actual
Metro West | Fulham Gardens 11kV | Actual | MVA | 2023 | 35.8578 | Zone Substation | None | Actual
Upper North | Fullerville 11kV | Actual | MVA | 2023 | 0.070006 | Zone Substation | None | Actual
Mid North | Gawler Belt TF1 11kV | Actual | MVA | 2023 | 3.9392 | Zone Substation | None | Actual
Mid North | Gawler Belt TF2 11kV | Actual | MVA | 2023 | 3.0519 | Zone Substation | None | Actual
Mid North | Georgetown 11kV | Actual | MVA | 2023 | 0.14397 | Zone Substation | None | Actual
Murraylands | Geranium 11kV | Actual | MVA | 2023 | 0.069973 | Zone Substation | None | Actual
Upper North | Gladstone 11kV | Actual | MVA | 2023 | 2.1095 | Zone Substation | None | Actual
Metro West | Glanville 11kV | Actual | MVA | 2023 | 13.6894 | Zone Substation | None | Actual
South East | Glencoe 11kV | Actual | MVA | 2023 | 0.95494 | Zone Substation | None | Actual
Metro South | Glenelg North 11kV | Actual | MVA | 2023 | 20.8277 | Zone Substation | None | Actual
Riverland | Glossop 11kV | Actual | MVA | 2023 | 9.5707 | Zone Substation | None | Actual
Metro East | Golden Grove 11kV | Actual | MVA | 2023 | 41.0191 | Zone Substation | None | Actual
Mid North | Gomersal North 11kV | Actual | MVA | 2023 | 0.29182 | Zone Substation | None | Actual
Metro South | Goolwa 11kV | Actual | MVA | 2023 | 17.6719 | Zone Substation | None | Actual
Mid North | Gulnare 11kV | Actual | MVA | 2023 | 0.10087 | Zone Substation | None | Actual
Eastern Hills | Gumeracha 11kV | Actual | MVA | 2023 | 0 | Zone Substation | None | Actual
Eastern Hills | Gumeracha Weir 11kV | Actual | MVA | 2023 | 0.1129 | Zone Substation | None | Actual
Eastern Hills | Gumhaven 11kV | Actual | MVA | 2023 | 0.041056 | Zone Substation | None | Actual
Metro South | Hackham 11kV | Actual | MVA | 2023 | 14.3968 | Zone Substation | N-1 | Actual
Eastern Hills | Hahndorf 11kV | Actual | MVA | 2023 | 4.8132 | Zone Substation | None | Actual
Mid North | Halbury 11kV | Actual | MVA | 2023 | 0.10087 | Zone Substation | None | Actual
Mid North | Hamley Bridge 11kV | Actual | MVA | 2023 | 2.2142 | Zone Substation | None | Actual
Metro South | Happy Valley 11kV | Actual | MVA | 2023 | 30.3447 | Zone Substation | None | Actual
Metro East | Harrow 11kV | Actual | MVA | 2023 | 20.5082 | Zone Substation | None | Actual
South East | Hatherleigh 11kV | Actual | MVA | 2023 | 0.073138 | Zone Substation | None | Actual
Upper North | Hawker 11kV | Actual | MVA | 2023 | 0.8417 | Zone Substation | None | Actual
Metro South | Hay Flat 11kV | Actual | MVA | 2023 | 0.084276 | Zone Substation | None | Actual
Metro West | Henley South 11kV | Actual | MVA | 2023 | 33.097 | Zone Substation | None | Actual
Eastern Hills | Hermitage 11kV | Actual | MVA | 2023 | 0.14764 | Zone Substation | None | Actual
Metro East | Hillcrest 11kV | Actual | MVA | 2023 | 35.8238 | Zone Substation | None | Actual
Adelaide Central | Hindley Street 11kV | Actual | MVA | 2023 | 40.7283 | Zone Substation | None | Actual
Metro East | Holden Hill 11kV | Actual | MVA | 2023 | 35.4312 | Zone Substation | None | Actual
Metro East | Hope Valley 11kV | Actual | MVA | 2023 | 17.1767 | Zone Substation | None | Actual
Eastern Hills | Houghton 7.6kV | Actual | MVA | 2023 | 1.9264 | Zone Substation | None | Actual
Mid North | Hoyleton 11kV | Actual | MVA | 2023 | 0.079006 | Zone Substation | None | Actual
Yorke Peninsula | Hummocks 33kV | Actual | MVA | 2023 | 20.6381 | Connection Point | None | Actual
Metro East | Ingle Farm 11kV | Actual | MVA | 2023 | 35.188 | Zone Substation | None | Actual
South East | Inverness 11kV | Actual | MVA | 2023 | 0.81651 | Zone Substation | None | Actual
Murraylands | Jabuk 11kV | Actual | MVA | 2023 | 0.078282 | Zone Substation | None | Actual
Yorke Peninsula | James Well 11kV | Actual | MVA | 2023 | 0.21323 | Zone Substation | None | Actual
Upper North | Jamestown 11kV | Actual | MVA | 2023 | 2.226 | Zone Substation | Reverse N-1 | Actual
Murraylands | Jervois 11kV | Actual | MVA | 2023 | 2.9574 | Zone Substation | None | Actual
Yorke Peninsula | Kadina 11kV | Actual | MVA | 2023 | 8.5595 | Zone Substation | None | Actual
Yorke Peninsula | Kadina East 33kV | Actual | MVA | 2023 | 29.8129 | Connection Point | None | Actual
South East | Kalangadoo 11kV | Actual | MVA | 2023 | 0.54277 | Zone Substation | None | Actual
South East | Kalangadoo West 11kV | Actual | MVA | 2023 | 0.59467 | Zone Substation | None | Actual
Eastern Hills | Kanmantoo Copper Mine 11kV | Actual | MVA | 2023 | 1.538 | Connection Point | None | Actual
Mid North | Kapunda TF1 11kV | Actual | MVA | 2023 | 3.2735 | Zone Substation | None | Actual
Mid North | Kapunda TF2 11kV | Actual | MVA | 2023 | 2.6107 | Zone Substation | None | Actual
Murraylands | Karoonda 11kV | Actual | MVA | 2023 | 0.65277 | Zone Substation | Reverse N | Actual
South East | Keith 11kV | Actual | MVA | 2023 | 4.8121 | Zone Substation | None | Actual
South East | Keith 33kV | Actual | MVA | 2023 | 18.9441 | Connection Point | None | Actual
Metro East | Kent Town 11kV | Actual | MVA | 2023 | 25.4906 | Zone Substation | None | Actual
Eastern Hills | Kersbrook 11kV | Actual | MVA | 2023 | 0.50857 | Zone Substation | None | Actual
Metro South | Keswick 11kV | Actual | MVA | 2023 | 28.8332 | Zone Substation | None | Actual
Murraylands | Ki Ki 11kV | Actual | MVA | 2023 | 0.108 | Zone Substation | None | Actual
Metro West | Kilburn 11kV | Actual | MVA | 2023 | 40.1811 | Zone Substation | None | Actual
Metro East | Kilburn South 11kV | Actual | MVA | 2023 | 13.4407 | Zone Substation | None | Actual
Metro West | Kilkenny 11kV | Actual | MVA | 2023 | 18.4576 | Zone Substation | None | Actual
South East | Kincraig 33kV | Actual | MVA | 2023 | 17.3528 | Connection Point | None | Actual
Metro South | Kingscote 11kV | Actual | MVA | 2023 | 3.2355 | Zone Substation | None | Actual
South East | Kingston SE 11kV | Actual | MVA | 2023 | 3.366 | Zone Substation | None | Actual
Metro South | Kingswood 11kV | Actual | MVA | 2023 | 43.1706 | Zone Substation | None | Actual
South East | Kongorong 11kV | Actual | MVA | 2023 | 0.67986 | Zone Substation | None | Actual
South East | Kumorna 11kV | Actual | MVA | 2023 | 0.58515 | Zone Substation | None | Actual
Mid North | Kybunga 11kV | Actual | MVA | 2023 | 0.071589 | Zone Substation | None | Actual
Murraylands | Lameroo 11kV | Actual | MVA | 2023 | 1.041 | Zone Substation | None | Actual
Eastern Hills | Langhorne Creek 11kV | Actual | MVA | 2023 | 3.5424 | Zone Substation | None | Actual
Metro West | Largs North 11kV | Actual | MVA | 2023 | 14.3358 | Zone Substation | None | Actual
Metro West | Lefevre 11kV | Actual | MVA | 2023 | 9.5222 | Zone Substation | None | Actual
Upper North | Leigh Creek South 33kV | Actual | MVA | 2023 | 0.8375 | Connection Point | None | Actual
Metro East | Linden Park 11kV | Actual | MVA | 2023 | 36.5294 | Zone Substation | None | Actual
Eyre Peninsula | Little Swamp 11kV | Actual | MVA | 2023 | 0.15127 | Zone Substation | None | Actual
Eastern Hills | Lobethal 11kV | Actual | MVA | 2023 | 7.1576 | Zone Substation | None | Actual
Eyre Peninsula | Lock 11kV | Actual | MVA | 2023 | 0.76585 | Zone Substation | None | Actual
Riverland | Loveday 11kV | Actual | MVA | 2023 | 10.9816 | Zone Substation | None | Actual
Metro South | Lower Mitcham 11kV | Actual | MVA | 2023 | 17.5662 | Zone Substation | None | Actual
Riverland | Loxton 11kV | Actual | MVA | 2023 | 11.4922 | Zone Substation | None | Actual
South East | Lucindale 11kV | Actual | MVA | 2023 | 1.2571 | Zone Substation | None | Actual
Mid North | Lyndoch 11kV | Actual | MVA | 2023 | 2.4704 | Zone Substation | None | Actual
Mid North | Lyndoch South 7.6kV | Actual | MVA | 2023 | 0.25426 | Zone Substation | None | Actual
Riverland | Lyrup 11kV | Actual | MVA | 2023 | 4.4561 | Zone Substation | None | Actual
Metro South | MacGillivray 11kV | Actual | MVA | 2023 | 1.7586 | Zone Substation | None | Actual
Yorke Peninsula | Maitland 11kV | Actual | MVA | 2023 | 4.4303 | Zone Substation | None | Actual
Mid North | Mallala 11kV | Actual | MVA | 2023 | 4.4634 | Zone Substation | None | Actual
Murraylands | Mannum 33kV | Actual | MVA | 2023 | 10.5195 | Connection Point | None | Actual
Murraylands | Mannum Town 7.6kV | Actual | MVA | 2023 | 3.7024 | Zone Substation | None | Actual
Yorke Peninsula | Marion Bay 11kV | Actual | MVA | 2023 | 0.58237 | Zone Substation | None | Actual
Mid North | Marrabel 11kV | Actual | MVA | 2023 | 0.72924 | Zone Substation | None | Actual
Metro South | McLaren Flat TF1 11kV | Actual | MVA | 2023 | 7.2033 | Zone Substation | None | Actual
Metro South | McLaren Flat TF2 11kV | Actual | MVA | 2023 | 2.2052 | Zone Substation | None | Actual
Metro South | McLaren Vale 11kV | Actual | MVA | 2023 | 2.5995 | Zone Substation | None | Actual
Metro South | McLaren Vale Vineyard 11kV | Actual | MVA | 2023 | 0.15049 | Zone Substation | None | Actual
Eastern Hills | Meadows 11kV | Actual | MVA | 2023 | 5.6674 | Zone Substation | Reverse N-1 | Actual
Upper North | Melrose 11kV | Actual | MVA | 2023 | 0.29214 | Zone Substation | None | Actual
Murraylands | Meningie 11kV | Actual | MVA | 2023 | 1.8801 | Zone Substation | None | Actual
Metro East | Metro East 66kV | Actual | MVA | 2023 | 655.8709 | Connection Point | None | Actual
Metro North | Metro North 66kV | Actual | MVA | 2023 | 328.8479 | Connection Point | None | Actual
Metro South | Metro South 66kV | Actual | MVA | 2023 | 637.9306 | Connection Point | None | Actual
Metro West | Metro West 66kV | Actual | MVA | 2023 | 394.259 | Connection Point | None | Actual
Eastern Hills | Milang 11kV | Actual | MVA | 2023 | 3.4642 | Zone Substation | None | Actual
South East | Millicent 11kV | Actual | MVA | 2023 | 5.7292 | Zone Substation | None | Actual
Yorke Peninsula | Minlaton 11kV | Actual | MVA | 2023 | 2.5054 | Zone Substation | None | Actual
Murraylands | Mobilong 33kV | Actual | MVA | 2023 | 34.6893 | Connection Point | None | Actual
Murraylands | Monarto Central 11kV | Actual | MVA | 2023 | 1.9614 | Zone Substation | None | Actual
Murraylands | Monarto South 11kV | Actual | MVA | 2023 | 4.0845 | Zone Substation | None | Actual
Yorke Peninsula | Moonta 11kV | Actual | MVA | 2023 | 11.3689 | Zone Substation | N-1 | Actual
Eyre Peninsula | Moorkitabie 11kV | Actual | MVA | 2023 | 0.75351 | Zone Substation | None | Actual
Riverland | Morgan 11kV | Actual | MVA | 2023 | 0.72615 | Zone Substation | N | Actual
Metro South | Morphett Vale East 11kV | Actual | MVA | 2023 | 31.9891 | Zone Substation | None | Actual
Metro South | Morphettville 11kV | Actual | MVA | 2023 | 21.722 | Zone Substation | None | Actual
Eastern Hills | Mount Barker 11kV | Actual | MVA | 2023 | 26.0725 | Zone Substation | None | Actual
Eastern Hills | Mount Barker 66kV | Actual | MVA | 2023 | 93.3224 | Connection Point | None | Actual
South East | Mount Burr 11kV | Actual | MVA | 2023 | 0.34181 | Zone Substation | None | Actual
South East | Mount Gambier 11kV | Actual | MVA | 2023 | 13.0956 | Zone Substation | None | Actual
South East | Mount Gambier 33kV | Actual | MVA | 2023 | 21.837 | Connection Point | None | Actual
South East | Mount Gambier North 11kV | Actual | MVA | 2023 | 9.945 | Zone Substation | N-1 | Actual
South East | Mount Gambier West 11kV | Actual | MVA | 2023 | 14.1003 | Zone Substation | None | Actual
Upper North | Mount Gunson 33kV | Actual | MVA | 2023 | 0.21439 | Connection Point | None | Actual
Eastern Hills | Mount Pleasant 11kV | Actual | MVA | 2023 | 1.9412 | Zone Substation | None | Actual
South East | Mount Schank 11kV | Actual | MVA | 2023 | 2.6748 | Zone Substation | None | Actual
Murraylands | Murray Bridge North 11kV | Actual | MVA | 2023 | 11.5135 | Zone Substation | None | Actual
Murraylands | Murray Bridge South 11kV | Actual | MVA | 2023 | 14.0667 | Zone Substation | None | Actual
Eastern Hills | Mylor 11kV | Actual | MVA | 2023 | 2.1241 | Zone Substation | None | Actual
Murraylands | Mypolonga 11kV | Actual | MVA | 2023 | 2.1469 | Zone Substation | None | Actual
Metro South | Myponga 11kV | Actual | MVA | 2023 | 5.9103 | Zone Substation | None | Actual
Eastern Hills | Nairne 11kV | Actual | MVA | 2023 | 6.333 | Zone Substation | Reverse N-1 | Actual
South East | Nangwarry 11kV | Actual | MVA | 2023 | 0.49244 | Zone Substation | None | Actual
South East | Naracoorte 11kV | Actual | MVA | 2023 | 9.5832 | Zone Substation | None | Actual
South East | Naracoorte East 11kV | Actual | MVA | 2023 | 4.5345 | Zone Substation | None | Actual
Murraylands | Narrung 11kV | Actual | MVA | 2023 | 1.1195 | Zone Substation | None | Actual
Upper North | Neuroodla 33kV | Actual | MVA | 2023 | 0.87274 | Connection Point | None | Actual
Metro West | New Osborne 11kV | Actual | MVA | 2023 | 0 | Zone Substation | None | Actual
Metro West | New Richmond 11kV | Actual | MVA | 2023 | 26.5906 | Zone Substation | None | Actual
Murraylands | Nildottie 11kV | Actual | MVA | 2023 | 1.8355 | Zone Substation | None | Actual
Yorke Peninsula | Ninnes 11kV | Actual | MVA | 2023 | 1.0411 | Zone Substation | None | Actual
Metro South | Noarlunga Centre 11kV | Actual | MVA | 2023 | 15.1764 | Zone Substation | None | Actual
Metro East | North Adelaide 11kV | Actual | MVA | 2023 | 18.7373 | Zone Substation | None | Actual
Metro South | North Unley 11kV | Actual | MVA | 2023 | 14.6744 | Zone Substation | None | Actual
Riverland | North West Bend 66kV | Actual | MVA | 2023 | 22.4609 | Connection Point | None | Actual
Metro East | Northfield 11kV | Actual | MVA | 2023 | 19.2942 | Zone Substation | N | Actual
Metro East | Norwood 11kV | Actual | MVA | 2023 | 53.7562 | Zone Substation | None | Actual
Mid North | Nuriootpa 11kV | Actual | MVA | 2023 | 8.6032 | Zone Substation | None | Actual
Metro South | Oaklands 11kV | Actual | MVA | 2023 | 40.195 | Zone Substation | None | Actual
Upper North | Orroroo 11kV | Actual | MVA | 2023 | 1.0332 | Zone Substation | None | Actual
South East | Padthaway 11kV | Actual | MVA | 2023 | 2.9384 | Zone Substation | None | Actual
Murraylands | Palmer 11kV | Actual | MVA | 2023 | 0.0098108 | Zone Substation | None | Actual
Metro South | Panorama 11kV | Actual | MVA | 2023 | 23.0773 | Zone Substation | None | Actual
Metro North | Parafield Gardens 11kV | Actual | MVA | 2023 | 28.0647 | Zone Substation | None | Actual
Metro North | Paralowie 11kV | Actual | MVA | 2023 | 17.9048 | Zone Substation | None | Actual
Murraylands | Parilla 11kV | Actual | MVA | 2023 | 1.4675 | Zone Substation | None | Actual
Riverland | Paringa 11kV | Actual | MVA | 2023 | 2.2889 | Zone Substation | None | Actual
Riverland | Paringa 33kV | Actual | MVA | 2023 | 14.0519 | Zone Substation | None | Actual
Yorke Peninsula | Paskeville 11kV | Actual | MVA | 2023 | 0.35787 | Zone Substation | None | Actual
Murraylands | Peake 11kV | Actual | MVA | 2023 | 0.12795 | Zone Substation | None | Actual
Murraylands | Pellaring Flat 11kV | Actual | MVA | 2023 | 0.093004 | Zone Substation | None | Actual
Metro North | Penfield 11kV | Actual | MVA | 2023 | 19.4309 | Zone Substation | None | Actual
Metro South | Penneshaw 11kV | Actual | MVA | 2023 | 0.87689 | Zone Substation | None | Actual
South East | Penola 11kV | Actual | MVA | 2023 | 2.2455 | Zone Substation | None | Actual
South East | Penola West 33kV | Actual | MVA | 2023 | 6.0981 | Connection Point | None | Actual
Upper North | Peterborough 11kV | Actual | MVA | 2023 | 1.6324 | Zone Substation | None | Actual
Eastern Hills | Piccadilly 11kV | Actual | MVA | 2023 | 1.5082 | Zone Substation | None | Actual
Murraylands | Pinnaroo 11kV | Actual | MVA | 2023 | 1.5823 | Zone Substation | None | Actual
Murraylands | Pinnaroo South 11kV | Actual | MVA | 2023 | 0.02136 | Zone Substation | None | Actual
Metro South | Plympton 11kV | Actual | MVA | 2023 | 19.9671 | Zone Substation | None | Actual
Eyre Peninsula | Point Boston 11kV | Actual | MVA | 2023 | 1.2195 | Zone Substation | None | Actual
Eyre Peninsula | Polda 11kV | Actual | MVA | 2023 | 0.77329 | Zone Substation | None | Actual
Eyre Peninsula | Poonindie 11kV | Actual | MVA | 2023 | 0.47695 | Zone Substation | None | Actual
Metro West | Port Adelaide 11kV | Actual | MVA | 2023 | 11.3817 | Zone Substation | None | Actual
Metro West | Port Adelaide North 11kV | Actual | MVA | 2023 | 19.0584 | Zone Substation | None | Actual
Upper North | Port Augusta 11kV | Actual | MVA | 2023 | 12.3547 | Zone Substation | None | Actual
Upper North | Port Augusta West TF1 11kV | Actual | MVA | 2023 | 4.8903 | Zone Substation | None | Actual
Upper North | Port Augusta West TF2 11kV | Actual | MVA | 2023 | 3.19 | Zone Substation | None | Actual
Upper North | Port Broughton 11kV | Actual | MVA | 2023 | 3.4409 | Zone Substation | None | Actual
Yorke Peninsula | Port Clinton 11kV | Actual | MVA | 2023 | 0.59063 | Zone Substation | None | Actual
Upper North | Port Germein 11kV | Actual | MVA | 2023 | 0.83231 | Zone Substation | None | Actual
Yorke Peninsula | Port Giles 11kV | Actual | MVA | 2023 | 1.3225 | Zone Substation | None | Actual
Yorke Peninsula | Port Julia 11kV | Actual | MVA | 2023 | 0.264 | Zone Substation | None | Actual
Eyre Peninsula | Port Lincoln City 11kV | Actual | MVA | 2023 | 9.7575 | Zone Substation | None | Actual
Eyre Peninsula | Port Lincoln Docks 11kV | Actual | MVA | 2023 | 5.8409 | Zone Substation | None | Actual
Eyre Peninsula | Port Lincoln Marina 11kV | Actual | MVA | 2023 | 6.0386 | Zone Substation | None | Actual
Eyre Peninsula | Port Lincoln Terminal 33kV | Actual | MVA | 2023 | 31.3162 | Connection Point | None | Actual
Metro South | Port Noarlunga 11kV | Actual | MVA | 2023 | 32.1759 | Zone Substation | None | Actual
Upper North | Port Pirie Bungama 33kV | Actual | MVA | 2023 | 61.5763 | Connection Point | None | Actual
Upper North | Port Pirie South 11kV | Actual | MVA | 2023 | 21.2944 | Zone Substation | None | Actual
Metro South | Port Stanvac 11kV | Actual | MVA | 2023 | 33.4736 | Zone Substation | None | Actual
Metro South | Port Stanvac TF2 11kV | Actual | MVA | 2023 | 6.9957 | Zone Substation | None | Actual
Yorke Peninsula | Port Vincent 11kV | Actual | MVA | 2023 | 1.5712 | Zone Substation | None | Actual
Riverland | Portee 11kV | Actual | MVA | 2023 | 0.53729 | Zone Substation | N | Actual
Metro East | Prospect 11kV | Actual | MVA | 2023 | 30.3554 | Zone Substation | None | Actual
Murraylands | Punyelroo 11kV | Actual | MVA | 2023 | 0.089539 | Zone Substation | None | Actual
Riverland | Pyap 11kV | Actual | MVA | 2023 | 7.7398 | Zone Substation | None | Actual
Riverland | Qualco 11kV | Actual | MVA | 2023 | 2.4597 | Zone Substation | N | Actual
Metro West | Queenstown 11kV | Actual | MVA | 2023 | 12.9545 | Zone Substation | None | Actual
Upper North | Quorn 11kV | Actual | MVA | 2023 | 1.5636 | Zone Substation | None | Actual
Riverland | Ramco 11kV | Actual | MVA | 2023 | 4.7007 | Zone Substation | None | Actual
Metro South | Rapid Bay 11kV | Actual | MVA | 2023 | 0.041931 | Zone Substation | None | Actual
Riverland | Renmark 11kV | Actual | MVA | 2023 | 15.7205 | Zone Substation | None | Actual
Mid North | Riverton 11kV | Actual | MVA | 2023 | 1.5821 | Zone Substation | None | Actual
South East | Robe 7.6kV | Actual | MVA | 2023 | 3.1258 | Zone Substation | None | Actual
Mid North | Robertstown 11kV | Actual | MVA | 2023 | 0.724 | Zone Substation | None | Actual
Riverland | Roonka 11kV | Actual | MVA | 2023 | 2.554 | Zone Substation | None | Actual
Eyre Peninsula | Rudall 11kV | Actual | MVA | 2023 | 0.25938 | Zone Substation | None | Actual
Metro North | Salisbury 11kV | Actual | MVA | 2023 | 53.8125 | Zone Substation | N | Actual
Metro South | Salt Cliffs 11kV | Actual | MVA | 2023 | 0.12641 | Zone Substation | None | Actual
Mid North | Sandy Creek 11kV | Actual | MVA | 2023 | 2.3171 | Zone Substation | None | Actual
Metro South | Seacombe 11kV | Actual | MVA | 2023 | 37.9735 | Zone Substation | None | Actual
Metro South | Seaford 11kV | Actual | MVA | 2023 | 9.5472 | Zone Substation | None | Actual
Metro South | Second Valley 11kV | Actual | MVA | 2023 | 0.31183 | Zone Substation | None | Actual
Metro South | Sheidow Park 11kV | Actual | MVA | 2023 | 26.6631 | Zone Substation | Reverse N-1 | Actual
Murraylands | Sherlock 11kV | Actual | MVA | 2023 | 0.017411 | Zone Substation | None | Actual
Metro North | Smithfield West 11kV | Actual | MVA | 2023 | 24.7756 | Zone Substation | N-1 | Actual
South East | Snuggery Rural 33kV | Actual | MVA | 2023 | 13.7295 | Connection Point | None | Actual
South East | South End 11kV | Actual | MVA | 2023 | 0.43948 | Zone Substation | Reverse N-1 | Actual
Mid North | Spalding 11kV | Actual | MVA | 2023 | 0.89557 | Zone Substation | None | Actual
Metro South | Square Water Hole 11kV | Actual | MVA | 2023 | 4.2764 | Zone Substation | None | Actual
Yorke Peninsula | Stansbury 11kV | Actual | MVA | 2023 | 1.1794 | Zone Substation | None | Actual
Eastern Hills | Stirling East 11kV | Actual | MVA | 2023 | 6.8158 | Zone Substation | None | Actual
Upper North | Stirling North 1 11kV | Actual | MVA | 2023 | 1.7019 | Zone Substation | None | Actual
Upper North | Stirling North 2 11kV | Actual | MVA | 2023 | 1.6891 | Zone Substation | None | Actual
Mid North | Stockwell TF1 11kV | Actual | MVA | 2023 | 2.4335 | Zone Substation | None | Actual
Mid North | Stockwell TF2 11kV | Actual | MVA | 2023 | 4.0187 | Zone Substation | None | Actual
Eyre Peninsula | Stony Point 11kV | Actual | MVA | 2023 | 0.17416 | Connection Point | None | Actual
Eastern Hills | Strathalbyn 11kV | Actual | MVA | 2023 | 10.597 | Zone Substation | None | Actual
Eyre Peninsula | Streaky Bay 11kV | Actual | MVA | 2023 | 3.5234 | Zone Substation | Reverse N-1 | Actual
Riverland | Swan Reach 11kV | Actual | MVA | 2023 | 1.1848 | Zone Substation | None | Actual
Riverland | Swan Reach 33kV | Actual | MVA | 2023 | 1.5834 | Zone Substation | None | Actual
Murraylands | Tailem Bend 33kV | Actual | MVA | 2023 | 27.0634 | Connection Point | None | Actual
Murraylands | Tailem Bend Town 11kV | Actual | MVA | 2023 | 3.0549 | Zone Substation | None | Actual
South East | Tantanoola 11kV | Actual | MVA | 2023 | 0.46385 | Zone Substation | None | Actual
Eyre Peninsula | Tarlton 11kV | Actual | MVA | 2023 | 0.59147 | Zone Substation | None | Actual
South East | Tarpeena South 11kV | Actual | MVA | 2023 | 7.1675 | Zone Substation | N-1 | Actual
Metro East | Tea Tree Gully 11kV | Actual | MVA | 2023 | 29.8942 | Zone Substation | None | Actual
Murraylands | Teal Flat 11kV | Actual | MVA | 2023 | 1.4534 | Zone Substation | None | Actual
Upper North | Telowie 11kV | Actual | MVA | 2023 | 0.51796 | Zone Substation | None | Actual
Mid North | Templers 33kV | Actual | MVA | 2023 | 29.9934 | Connection Point | None | Actual
Metro West | Thebarton 11kV | Actual | MVA | 2023 | 22.5396 | Zone Substation | None | Actual
South East | Tintinara 11kV | Actual | MVA | 2023 | 1.1556 | Zone Substation | None | Actual
Metro South | Tonsley Park 11kV | Actual | MVA | 2023 | 16.655 | Zone Substation | None | Actual
Eyre Peninsula | Tumby Bay 11kV | Actual | MVA | 2023 | 2.1492 | Zone Substation | None | Actual
Metro North | Two Wells 11kV | Actual | MVA | 2023 | 8.532 | Zone Substation | N-1 | Actual
Eyre Peninsula | Uley 11kV | Actual | MVA | 2023 | 0.23006 | Zone Substation | None | Actual
Eyre Peninsula | Uley South 11kV | Actual | MVA | 2023 | 0.57411 | Zone Substation | None | Actual
Eastern Hills | Uraidla 11kV | Actual | MVA | 2023 | 4.0371 | Zone Substation | None | Actual
Eastern Hills | Uraidla 33kV | Actual | MVA | 2023 | 14.3361 | Zone Substation | None | Actual
Eastern Hills | Verdun 11kV | Actual | MVA | 2023 | 0.89795 | Zone Substation | None | Actual
Metro South | Victor Harbor 11kV | Actual | MVA | 2023 | 28.0906 | Zone Substation | None | Actual
Metro North | Virginia 11kV | Actual | MVA | 2023 | 7.6566 | Zone Substation | None | Actual
Riverland | Waikerie 11kV | Actual | MVA | 2023 | 6.0118 | Zone Substation | None | Actual
Murraylands | Walker Flat 11kV | Actual | MVA | 2023 | 0.95138 | Zone Substation | None | Actual
Yorke Peninsula | Wallaroo 11kV | Actual | MVA | 2023 | 9.4137 | Zone Substation | None | Actual
Yorke Peninsula | Warooka 11kV | Actual | MVA | 2023 | 2.3627 | Zone Substation | None | Actual
Mid North | Wasleys 11kV | Actual | MVA | 2023 | 1.7219 | Zone Substation | None | Actual
Mid North | Waterloo 33kV | Actual | MVA | 2023 | 8.1063 | Connection Point | None | Actual
Mid North | Waterloo Town 11kV | Actual | MVA | 2023 | 0.17365 | Zone Substation | None | Actual
Murraylands | White Sands 11kV | Actual | MVA | 2023 | 3.8364 | Zone Substation | None | Actual
Adelaide Central | Whitmore Square 11kV | Actual | MVA | 2023 | 35.0562 | Zone Substation | None | Actual
Eyre Peninsula | Whyalla Central 33kV | Actual | MVA | 2023 | 80.6471 | Connection Point | None | Actual
Eyre Peninsula | Whyalla City 11kV | Actual | MVA | 2023 | 16.4005 | Zone Substation | None | Actual
Eyre Peninsula | Whyalla North 11kV | Actual | MVA | 2023 | 0.46203 | Zone Substation | None | Actual
Eyre Peninsula | Whyalla Stuart 11kV | Actual | MVA | 2023 | 15.0402 | Zone Substation | None | Actual
Mid North | Williamstown 11kV | Actual | MVA | 2023 | 0.71193 | Zone Substation | None | Actual
Mid North | Williamstown South 11kV | Actual | MVA | 2023 | 1.9734 | Zone Substation | None | Actual
Metro South | Willunga 11kV | Actual | MVA | 2023 | 4.5366 | Zone Substation | None | Actual
Metro South | Willunga 33kV | Actual | MVA | 2023 | 2.6125 | Zone Substation | None | Actual
Upper North | Wilmington 11kV | Actual | MVA | 2023 | 0.70697 | Zone Substation | None | Actual
Upper North | Wirrabara Forest 11kV | Actual | MVA | 2023 | 0.37953 | Zone Substation | None | Actual
Upper North | Wirrabara South 11kV | Actual | MVA | 2023 | 0.050004 | Zone Substation | None | Actual
Metro South | Wirrina Cove 11kV | Actual | MVA | 2023 | 0.63407 | Zone Substation | None | Actual
Upper North | Wongyarra 11kV | Actual | MVA | 2023 | 0.10001 | Zone Substation | None | Actual
Metro East | Woodforde 11kV | Actual | MVA | 2023 | 33.2736 | Zone Substation | None | Actual
Murraylands | Woods Point 11kV | Actual | MVA | 2023 | 2.1362 | Zone Substation | None | Actual
Eastern Hills | Woodside 11kV | Actual | MVA | 2023 | 8.0747 | Zone Substation | Reverse N-1 | Actual
Metro West | Woodville 11kV | Actual | MVA | 2023 | 8.1348 | Zone Substation | None | Actual
Metro West | Woodville 33kV | Actual | MVA | 2023 | 0 | Zone Substation | None | Actual
Riverland | Woolpunda 11kV | Actual | MVA | 2023 | 7.3558 | Zone Substation | None | Actual
Eyre Peninsula | Wudinna 11kV | Actual | MVA | 2023 | 1.9881 | Zone Substation | None | Actual
Eyre Peninsula | Wudinna 66kV | Actual | MVA | 2023 | 16.604 | Connection Point | None | Actual
Eyre Peninsula | Yadnarie 66kV | Actual | MVA | 2023 | 8.2099 | Connection Point | None | Actual
Metro South | Yankalilla 11kV | Actual | MVA | 2023 | 7.7417 | Zone Substation | None | Actual
Metro South | Yankalilla 33kV | Actual | MVA | 2023 | 1.3312 | Zone Substation | None | Actual
Metro South | Yankalilla Hill 11kV | Actual | MVA | 2023 | 0.12641 | Zone Substation | None | Actual
Upper North | Yongala 11kV | Actual | MVA | 2023 | 0.0451 | Zone Substation | None | Actual
Yorke Peninsula | Yorketown 11kV | Actual | MVA | 2023 | 1.3775 | Zone Substation | None | Actual
Adelaide Central | ACR 66kV | Actual | MVA | 2024 | 176.193 | Connection Point | None | Actual
Eastern Hills | Aldgate 11kV | Actual | MVA | 2024 | 5.4444 | Zone Substation | None | Actual
Metro South | Aldinga 11kV | Actual | MVA | 2024 | 17.6881 | Zone Substation | None | Actual
South East | Allendale East 11kV | Actual | MVA | 2024 | 3.5484 | Zone Substation | None | Actual
Mid North | Alma 11kV | Actual | MVA | 2024 | 0.10186 | Zone Substation | None | Actual
Metro South | American River 11kV | Actual | MVA | 2024 | 0.44741 | Zone Substation | None | Actual
Eastern Hills | Angas Creek 33kV | Actual | MVA | 2024 | 17.6065 | Connection Point | None | Actual
Mid North | Angaston 11kV | Actual | MVA | 2024 | 14.8624 | Zone Substation | None | Actual
Metro North | Angle Vale 11kV | Actual | MVA | 2024 | 21.4379 | Zone Substation | None | Actual
Yorke Peninsula | Ardrossan 11kV | Actual | MVA | 2024 | 2.1849 | Zone Substation | None | Actual
Yorke Peninsula | Ardrossan West 33kV | Actual | MVA | 2024 | 12.2121 | Connection Point | None | Actual
Eyre Peninsula | Arno Bay 11kV | Actual | MVA | 2024 | 0.83641 | Zone Substation | None | Actual
Metro South | Ascot Park 11kV | Actual | MVA | 2024 | 19.5028 | Zone Substation | N | Actual
Metro West | Athol Park 11kV | Actual | MVA | 2024 | 16.3794 | Zone Substation | None | Actual
Mid North | Auburn 11kV | Actual | MVA | 2024 | 2.9249 | Zone Substation | None | Actual
Yorke Peninsula | Balaklava 7.6kV | Actual | MVA | 2024 | 2.604 | Zone Substation | None | Actual
Eastern Hills | Balhannah 33kV | Actual | MVA | 2024 | 19.5142 | Zone Substation | None | Actual
Upper North | Baroota 33kV | Actual | MVA | 2024 | 9.2397 | Connection Point | None | Actual
Upper North | Baroota Town 11kV | Actual | MVA | 2024 | 0.19647 | Zone Substation | None | Actual
Mid North | Barossa South TF1 11kV | Actual | MVA | 2024 | 2.3336 | Zone Substation | None | Actual
Mid North | Barossa South TF2 11kV | Actual | MVA | 2024 | 3.9507 | Zone Substation | None | Actual
South East | Beachport 11kV | Actual | MVA | 2024 | 1.1452 | Zone Substation | None | Actual
Murraylands | Belvedere Road 7.6kV | Actual | MVA | 2024 | 0.10554 | Zone Substation | None | Actual
Riverland | Berri 11kV | Actual | MVA | 2024 | 9.8123 | Zone Substation | None | Actual
Riverland | Berri 66kV | Actual | MVA | 2024 | 91.3728 | Connection Point | None | Actual
Murraylands | Binnies 11kV | Actual | MVA | 2024 | 0.87124 | Zone Substation | None | Actual
Eastern Hills | Birdwood 11kV | Actual | MVA | 2024 | 2.7456 | Zone Substation | None | Actual
Yorke Peninsula | Black Point 11kV | Actual | MVA | 2024 | 0.34264 | Zone Substation | None | Actual
Metro West | Blackpool 11kV | Actual | MVA | 2024 | 12.5534 | Zone Substation | None | Actual
Metro South | Blackwood 11kV | Actual | MVA | 2024 | 22.7536 | Zone Substation | None | Actual
South East | Blanche 33kV | Actual | MVA | 2024 | 33.6578 | Connection Point | None | Actual
Upper North | Booleroo Centre 11kV | Actual | MVA | 2024 | 0.4906 | Zone Substation | None | Actual
Eyre Peninsula | Boothby 33kV | Actual | MVA | 2024 | 0.87388 | Zone Substation | N-1 | Actual
Upper North | Booyoolie 11kV | Actual | MVA | 2024 | 0.020234 | Zone Substation | None | Actual
South East | Bordertown 11kV | Actual | MVA | 2024 | 10.3606 | Zone Substation | N-1 | Actual
Mid North | Brinkworth 33kV | Actual | MVA | 2024 | 4.4707 | Connection Point | None | Actual
Mid North | Brinkworth Town 11kV | Actual | MVA | 2024 | 0.69197 | Zone Substation | None | Actual
Eastern Hills | Brukunga 11kV | Actual | MVA | 2024 | 0.40032 | Zone Substation | None | Actual
Upper North | Bungama Napperby 11kV | Actual | MVA | 2024 | 1.0057 | Zone Substation | None | Actual
Metro East | Burnside 11kV | Actual | MVA | 2024 | 11.0655 | Zone Substation | None | Actual
Mid North | Burra TF2 11kV | Actual | MVA | 2024 | 1.9739 | Zone Substation | None | Actual
Riverland | Cadell 11kV | Actual | MVA | 2024 | 1.1558 | Zone Substation | None | Actual
Murraylands | Caloote 11kV | Actual | MVA | 2024 | 1.632 | Zone Substation | None | Actual
Upper North | Caltowie 11kV | Actual | MVA | 2024 | 0.11051 | Zone Substation | None | Actual
Murraylands | Cambrai 11kV | Actual | MVA | 2024 | 0.6294 | Zone Substation | None | Actual
Murraylands | Campbell Park 11kV | Actual | MVA | 2024 | 0.46168 | Zone Substation | None | Actual
Metro East | Campbelltown 11kV | Actual | MVA | 2024 | 48.1055 | Zone Substation | None | Actual
Metro South | Cape Jervis 11kV | Actual | MVA | 2024 | 0.62006 | Zone Substation | None | Actual
Metro South | Cape Jervis 33kV | Actual | MVA | 2024 | 29.393 | Zone Substation | N-1 | Actual
Eyre Peninsula | Caralue 11kV | Actual | MVA | 2024 | 2.2339 | Zone Substation | None | Actual
Metro West | Cavan 11kV | Actual | MVA | 2024 | 29.2567 | Zone Substation | None | Actual
Adelaide Central | CBD 33kV | Actual | MVA | 2024 | 11.9011 | Zone Substation | None | Actual
Eyre Peninsula | Ceduna 11kV | Actual | MVA | 2024 | 7.2065 | Zone Substation | None | Actual
Eastern Hills | Chain of Ponds 11kV | Actual | MVA | 2024 | 0.33997 | Zone Substation | None | Actual
Metro West | Cheltenham 11kV | Actual | MVA | 2024 | 9.9643 | Zone Substation | None | Actual
Metro West | Cheltenham 33kV | Actual | MVA | 2024 | 3.1773 | Zone Substation | None | Actual
Mid North | Clare 11kV | Actual | MVA | 2024 | 7.9483 | Zone Substation | None | Actual
Mid North | Clare North 33kV | Actual | MVA | 2024 | 10.8965 | Connection Point | None | Actual
Metro South | Clarence Gardens 11kV | Actual | MVA | 2024 | 15.5271 | Zone Substation | None | Actual
Metro South | Clarendon 11kV | Actual | MVA | 2024 | 2.995 | Zone Substation | None | Actual
Metro East | Clearview 11kV | Actual | MVA | 2024 | 22.9439 | Zone Substation | N | Actual
Eyre Peninsula | Cleve 11kV | Actual | MVA | 2024 | 2.2488 | Zone Substation | None | Actual
Eyre Peninsula | Cleve 33kV | Actual | MVA | 2024 | 2.6077 | Zone Substation | N-1 | Actual
Eyre Peninsula | Coffin Bay 11kV | Actual | MVA | 2024 | 1.3506 | Zone Substation | None | Actual
Mid North | Collinsfield 11kV | Actual | MVA | 2024 | 0.55774 | Zone Substation | None | Actual
Murraylands | Coomandook 11kV | Actual | MVA | 2024 | 0.38145 | Zone Substation | None | Actual
Murraylands | Coonalpyn 11kV | Actual | MVA | 2024 | 0.40967 | Zone Substation | None | Actual
South East | Coonawarra 11kV | Actual | MVA | 2024 | 3.9831 | Zone Substation | None | Actual
Upper North | Copley Nepabunna 33kV | Actual | MVA | 2024 | 0.22863 | Zone Substation | N-1 | Actual
Riverland | Cordola 11kV | Actual | MVA | 2024 | 1.1259 | Zone Substation | None | Actual
Adelaide Central | Coromandel Place 11kV | Actual | MVA | 2024 | 49.8932 | Zone Substation | None | Actual
Eyre Peninsula | Cowell 11kV | Actual | MVA | 2024 | 2.1549 | Zone Substation | None | Actual
Metro West | Croydon 11kV | Actual | MVA | 2024 | 20.3315 | Zone Substation | None | Actual
Metro West | Croydon Park 11kV | Actual | MVA | 2024 | 14.538 | Zone Substation | None | Actual
Upper North | Crystal Brook 11kV | Actual | MVA | 2024 | 2.0279 | Zone Substation | None | Actual
Metro South | Cudmore Park 11kV | Actual | MVA | 2024 | 10.9815 | Zone Substation | None | Actual
Eyre Peninsula | Cummins 11kV | Actual | MVA | 2024 | 2.3744 | Zone Substation | None | Actual
Yorke Peninsula | Curramulka 7.6kV | Actual | MVA | 2024 | 0.14109 | Zone Substation | None | Actual
Yorke Peninsula | Curramulka South 11kV | Actual | MVA | 2024 | 0.038294 | Zone Substation | None | Actual
Yorke Peninsula | Dalrymple 33kV | Actual | MVA | 2024 | 7.2236 | Connection Point | None | Actual
Eyre Peninsula | Darke Peak 11kV | Actual | MVA | 2024 | 0.31085 | Zone Substation | None | Actual
Upper North | Davenport West 33kV | Actual | MVA | 2024 | 28.2463 | Connection Point | None | Actual
Eastern Hills | Deloraine 11kV | Actual | MVA | 2024 | 0.2814 | Zone Substation | None | Actual
Metro North | Direk 11kV | Actual | MVA | 2024 | 22.0034 | Zone Substation | None | Actual
Mid North | Dorrien 33kV | Actual | MVA | 2024 | 58.4117 | Connection Point | None | Actual
Mid North | Dorrien TF4 11kV | Actual | MVA | 2024 | 7.5611 | Zone Substation | None | Actual
Mid North | Dorrien TF5 11kV | Actual | MVA | 2024 | 4.9269 | Zone Substation | None | Actual
Yorke Peninsula | Dowlingville 11kV | Actual | MVA | 2024 | 0.019105 | Zone Substation | None | Actual
Adelaide Central | East Terrace 11kV | Actual | MVA | 2024 | 28.268 | Zone Substation | None | Actual
Metro North | Edinburgh 11kV | Actual | MVA | 2024 | 7.7306 | Zone Substation | None | Actual
Yorke Peninsula | Edithburgh 11kV | Actual | MVA | 2024 | 1.5232 | Zone Substation | None | Actual
Metro North | Elizabeth Downs 11kV | Actual | MVA | 2024 | 35.8389 | Zone Substation | None | Actual
Metro North | Elizabeth Heights 11kV | Actual | MVA | 2024 | 16.2273 | Zone Substation | None | Actual
Metro North | Elizabeth South 11kV | Actual | MVA | 2024 | 8.8412 | Zone Substation | None | Actual
Mid North | Eudunda 11kV | Actual | MVA | 2024 | 1.381 | Zone Substation | None | Actual
Metro North | Evanston 11kV | Actual | MVA | 2024 | 36.9381 | Zone Substation | N-1 | Actual
Metro North | Evanston 33kV | Actual | MVA | 2024 | 0 | Zone Substation | None | Actual
Metro West | Findon 11kV | Actual | MVA | 2024 | 16.0352 | Zone Substation | None | Actual
Metro West | Flinders Park 11kV | Actual | MVA | 2024 | 18.2014 | Zone Substation | None | Actual
Mid North | Florieton SWER 19kV | Actual | MVA | 2024 | 0.064008 | Connection Point | None | Actual
Eastern Hills | Forreston 11kV | Actual | MVA | 2024 | 0.8106 | Zone Substation | None | Actual
Mid North | Freeling 11kV | Actual | MVA | 2024 | 0.4855 | Zone Substation | None | Actual
Mid North | Freeling North 11kV | Actual | MVA | 2024 | 3.0983 | Zone Substation | None | Actual
Metro West | Fulham Gardens 11kV | Actual | MVA | 2024 | 33.4968 | Zone Substation | None | Actual
Upper North | Fullerville 11kV | Actual | MVA | 2024 | 0.070018 | Zone Substation | None | Actual
Mid North | Gawler Belt TF1 11kV | Actual | MVA | 2024 | 4.1037 | Zone Substation | None | Actual
Mid North | Gawler Belt TF2 11kV | Actual | MVA | 2024 | 4.5581 | Zone Substation | None | Actual
Mid North | Georgetown 11kV | Actual | MVA | 2024 | 0.15201 | Zone Substation | None | Actual
Murraylands | Geranium 11kV | Actual | MVA | 2024 | 0.071309 | Zone Substation | None | Actual
Upper North | Gladstone 11kV | Actual | MVA | 2024 | 2.289 | Zone Substation | None | Actual
Metro West | Glanville 11kV | Actual | MVA | 2024 | 14.4089 | Zone Substation | None | Actual
South East | Glencoe 11kV | Actual | MVA | 2024 | 1.0209 | Zone Substation | None | Actual
Metro South | Glenelg North 11kV | Actual | MVA | 2024 | 18.226 | Zone Substation | None | Actual
Riverland | Glossop 11kV | Actual | MVA | 2024 | 10.7715 | Zone Substation | None | Actual
Metro East | Golden Grove 11kV | Actual | MVA | 2024 | 37.4973 | Zone Substation | None | Actual
Mid North | Gomersal North 11kV | Actual | MVA | 2024 | 0.23439 | Zone Substation | None | Actual
Metro South | Goolwa 11kV | Actual | MVA | 2024 | 15.8061 | Zone Substation | None | Actual
Mid North | Gulnare 11kV | Actual | MVA | 2024 | 0.10117 | Zone Substation | None | Actual
Eastern Hills | Gumeracha 11kV | Actual | MVA | 2024 | 0 | Zone Substation | None | Actual
Eastern Hills | Gumeracha Weir 11kV | Actual | MVA | 2024 | 0.087399 | Zone Substation | None | Actual
Eastern Hills | Gumhaven 11kV | Actual | MVA | 2024 | 0.040895 | Zone Substation | None | Actual
Metro South | Hackham 11kV | Actual | MVA | 2024 | 13.4139 | Zone Substation | N-1 | Actual
Eastern Hills | Hahndorf 11kV | Actual | MVA | 2024 | 4.0819 | Zone Substation | None | Actual
Mid North | Halbury 11kV | Actual | MVA | 2024 | 0.05001 | Zone Substation | None | Actual
Mid North | Hamley Bridge 11kV | Actual | MVA | 2024 | 2.0323 | Zone Substation | None | Actual
Metro South | Happy Valley 11kV | Actual | MVA | 2024 | 28.3714 | Zone Substation | None | Actual
Metro East | Harrow 11kV | Actual | MVA | 2024 | 18.9592 | Zone Substation | None | Actual
South East | Hatherleigh 11kV | Actual | MVA | 2024 | 0.07243 | Zone Substation | None | Actual
Upper North | Hawker 11kV | Actual | MVA | 2024 | 0.83877 | Zone Substation | None | Actual
Metro South | Hay Flat 11kV | Actual | MVA | 2024 | 0.085215 | Zone Substation | None | Actual
Metro West | Henley South 11kV | Actual | MVA | 2024 | 30.4055 | Zone Substation | None | Actual
Eastern Hills | Hermitage 11kV | Actual | MVA | 2024 | 0.15286 | Zone Substation | None | Actual
Metro East | Hillcrest 11kV | Actual | MVA | 2024 | 31.1205 | Zone Substation | None | Actual
Adelaide Central | Hindley Street 11kV | Actual | MVA | 2024 | 42.6317 | Zone Substation | None | Actual
Metro East | Holden Hill 11kV | Actual | MVA | 2024 | 31.7706 | Zone Substation | None | Actual
Metro East | Hope Valley 11kV | Actual | MVA | 2024 | 16.0093 | Zone Substation | None | Actual
Eastern Hills | Houghton 7.6kV | Actual | MVA | 2024 | 1.9348 | Zone Substation | None | Actual
Mid North | Hoyleton 11kV | Actual | MVA | 2024 | 0.10218 | Zone Substation | None | Actual
Yorke Peninsula | Hummocks 33kV | Actual | MVA | 2024 | 13.9941 | Connection Point | None | Actual
Metro East | Ingle Farm 11kV | Actual | MVA | 2024 | 30.7904 | Zone Substation | None | Actual
South East | Inverness 11kV | Actual | MVA | 2024 | 0.78767 | Zone Substation | None | Actual
Murraylands | Jabuk 11kV | Actual | MVA | 2024 | 0.078143 | Zone Substation | None | Actual
Yorke Peninsula | James Well 11kV | Actual | MVA | 2024 | 0.21163 | Zone Substation | None | Actual
Upper North | Jamestown 11kV | Actual | MVA | 2024 | 2.4667 | Zone Substation | Reverse N-1 | Actual
Murraylands | Jervois 11kV | Actual | MVA | 2024 | 2.7758 | Zone Substation | None | Actual
Yorke Peninsula | Kadina 11kV | Actual | MVA | 2024 | 7.8094 | Zone Substation | None | Actual
Yorke Peninsula | Kadina East 33kV | Actual | MVA | 2024 | 26.4503 | Connection Point | None | Actual
South East | Kalangadoo 11kV | Actual | MVA | 2024 | 0.53752 | Zone Substation | None | Actual
South East | Kalangadoo West 11kV | Actual | MVA | 2024 | 0.80644 | Zone Substation | None | Actual
Eastern Hills | Kanmantoo Copper Mine 11kV | Actual | MVA | 2024 | 1.4603 | Connection Point | None | Actual
Mid North | Kapunda TF1 11kV | Actual | MVA | 2024 | 3.1874 | Zone Substation | None | Actual
Mid North | Kapunda TF2 11kV | Actual | MVA | 2024 | 2.508 | Zone Substation | None | Actual
Murraylands | Karoonda 11kV | Actual | MVA | 2024 | 0.86392 | Zone Substation | Reverse N | Actual
South East | Keith 11kV | Actual | MVA | 2024 | 4.5971 | Zone Substation | None | Actual
South East | Keith 33kV | Actual | MVA | 2024 | 17.9841 | Connection Point | None | Actual
Metro East | Kent Town 11kV | Actual | MVA | 2024 | 25.301 | Zone Substation | None | Actual
Eastern Hills | Kersbrook 11kV | Actual | MVA | 2024 | 0.48209 | Zone Substation | None | Actual
Metro South | Keswick 11kV | Actual | MVA | 2024 | 26.7408 | Zone Substation | None | Actual
Murraylands | Ki Ki 11kV | Actual | MVA | 2024 | 0.10781 | Zone Substation | None | Actual
Metro West | Kilburn 11kV | Actual | MVA | 2024 | 41.0543 | Zone Substation | None | Actual
Metro East | Kilburn South 11kV | Actual | MVA | 2024 | 13.7392 | Zone Substation | None | Actual
Metro West | Kilkenny 11kV | Actual | MVA | 2024 | 17.9448 | Zone Substation | None | Actual
South East | Kincraig 33kV | Actual | MVA | 2024 | 16.6369 | Connection Point | None | Actual
Metro South | Kingscote 11kV | Actual | MVA | 2024 | 5.9794 | Zone Substation | None | Actual
South East | Kingston SE 11kV | Actual | MVA | 2024 | 3.1865 | Zone Substation | None | Actual
Metro South | Kingswood 11kV | Actual | MVA | 2024 | 38.9341 | Zone Substation | None | Actual
South East | Kongorong 11kV | Actual | MVA | 2024 | 0.75778 | Zone Substation | None | Actual
South East | Kumorna 11kV | Actual | MVA | 2024 | 0.55238 | Zone Substation | None | Actual
Mid North | Kybunga 11kV | Actual | MVA | 2024 | 0.067446 | Zone Substation | None | Actual
Murraylands | Lameroo 11kV | Actual | MVA | 2024 | 1.184 | Zone Substation | None | Actual
Eastern Hills | Langhorne Creek 11kV | Actual | MVA | 2024 | 3.3765 | Zone Substation | None | Actual
Metro West | Largs North 11kV | Actual | MVA | 2024 | 13.4705 | Zone Substation | None | Actual
Metro West | Lefevre 11kV | Actual | MVA | 2024 | 9.7842 | Zone Substation | None | Actual
Upper North | Leigh Creek South 33kV | Actual | MVA | 2024 | 0.85664 | Connection Point | None | Actual
Metro East | Linden Park 11kV | Actual | MVA | 2024 | 32.4221 | Zone Substation | None | Actual
Eyre Peninsula | Little Swamp 11kV | Actual | MVA | 2024 | 0.18054 | Zone Substation | None | Actual
Eastern Hills | Lobethal 11kV | Actual | MVA | 2024 | 7.2991 | Zone Substation | None | Actual
Eyre Peninsula | Lock 11kV | Actual | MVA | 2024 | 0.66738 | Zone Substation | None | Actual
Riverland | Loveday 11kV | Actual | MVA | 2024 | 10.0411 | Zone Substation | None | Actual
Metro South | Lower Mitcham 11kV | Actual | MVA | 2024 | 15.6087 | Zone Substation | None | Actual
Riverland | Loxton 11kV | Actual | MVA | 2024 | 13.5283 | Zone Substation | None | Actual
South East | Lucindale 11kV | Actual | MVA | 2024 | 0.88061 | Zone Substation | None | Actual
Mid North | Lyndoch 11kV | Actual | MVA | 2024 | 2.9528 | Zone Substation | None | Actual
Mid North | Lyndoch South 7.6kV | Actual | MVA | 2024 | 0.2731 | Zone Substation | None | Actual
Riverland | Lyrup 11kV | Actual | MVA | 2024 | 5.181 | Zone Substation | None | Actual
Metro South | MacGillivray 11kV | Actual | MVA | 2024 | 1.6371 | Zone Substation | None | Actual
Yorke Peninsula | Maitland 11kV | Actual | MVA | 2024 | 4.0371 | Zone Substation | None | Actual
Mid North | Mallala 11kV | Actual | MVA | 2024 | 3.842 | Zone Substation | None | Actual
Murraylands | Mannum 33kV | Actual | MVA | 2024 | 12.9975 | Connection Point | None | Actual
Murraylands | Mannum Town 7.6kV | Actual | MVA | 2024 | 4.3382 | Zone Substation | None | Actual
Yorke Peninsula | Marion Bay 11kV | Actual | MVA | 2024 | 0.62715 | Zone Substation | None | Actual
Mid North | Marrabel 11kV | Actual | MVA | 2024 | 0.75635 | Zone Substation | None | Actual
Metro South | McLaren Flat TF1 11kV | Actual | MVA | 2024 | 7.4815 | Zone Substation | None | Actual
Metro South | McLaren Flat TF2 11kV | Actual | MVA | 2024 | 2.5834 | Zone Substation | None | Actual
Metro South | McLaren Vale 11kV | Actual | MVA | 2024 | 2.2927 | Zone Substation | None | Actual
Metro South | McLaren Vale Vineyard 11kV | Actual | MVA | 2024 | 0.15217 | Zone Substation | None | Actual
Eastern Hills | Meadows 11kV | Actual | MVA | 2024 | 5.3991 | Zone Substation | Reverse N-1 | Actual
Upper North | Melrose 11kV | Actual | MVA | 2024 | 0.33024 | Zone Substation | None | Actual
Murraylands | Meningie 11kV | Actual | MVA | 2024 | 2.0965 | Zone Substation | None | Actual
Metro East | Metro East 66kV | Actual | MVA | 2024 | 634.8841 | Connection Point | None | Actual
Metro North | Metro North 66kV | Actual | MVA | 2024 | 308.1876 | Connection Point | None | Actual
Metro South | Metro South 66kV | Actual | MVA | 2024 | 585.9487 | Connection Point | None | Actual
Metro West | Metro West 66kV | Actual | MVA | 2024 | 367.3772 | Connection Point | None | Actual
Eastern Hills | Milang 11kV | Actual | MVA | 2024 | 3.6971 | Zone Substation | None | Actual
South East | Millicent 11kV | Actual | MVA | 2024 | 5.2663 | Zone Substation | None | Actual
Yorke Peninsula | Minlaton 11kV | Actual | MVA | 2024 | 1.9656 | Zone Substation | None | Actual
Murraylands | Mobilong 33kV | Actual | MVA | 2024 | 36.2586 | Connection Point | None | Actual
Murraylands | Monarto Central 11kV | Actual | MVA | 2024 | 1.8016 | Zone Substation | None | Actual
Murraylands | Monarto South 11kV | Actual | MVA | 2024 | 3.8845 | Zone Substation | None | Actual
Yorke Peninsula | Moonta 11kV | Actual | MVA | 2024 | 10.5013 | Zone Substation | N-1 | Actual
Eyre Peninsula | Moorkitabie 11kV | Actual | MVA | 2024 | 0.68475 | Zone Substation | None | Actual
Riverland | Morgan 11kV | Actual | MVA | 2024 | 1.0156 | Zone Substation | N | Actual
Metro South | Morphett Vale East 11kV | Actual | MVA | 2024 | 24.9557 | Zone Substation | None | Actual
Metro South | Morphettville 11kV | Actual | MVA | 2024 | 15.0838 | Zone Substation | None | Actual
Eastern Hills | Mount Barker 11kV | Actual | MVA | 2024 | 25.3832 | Zone Substation | None | Actual
Eastern Hills | Mount Barker 66kV | Actual | MVA | 2024 | 89.5409 | Connection Point | None | Actual
South East | Mount Burr 11kV | Actual | MVA | 2024 | 0.3385 | Zone Substation | None | Actual
South East | Mount Gambier 11kV | Actual | MVA | 2024 | 12.7981 | Zone Substation | None | Actual
South East | Mount Gambier 33kV | Actual | MVA | 2024 | 21.4042 | Connection Point | None | Actual
South East | Mount Gambier North 11kV | Actual | MVA | 2024 | 9.1271 | Zone Substation | N-1 | Actual
South East | Mount Gambier West 11kV | Actual | MVA | 2024 | 13.1078 | Zone Substation | None | Actual
Upper North | Mount Gunson 33kV | Actual | MVA | 2024 | 0.11455 | Connection Point | None | Actual
Eastern Hills | Mount Pleasant 11kV | Actual | MVA | 2024 | 2.1177 | Zone Substation | None | Actual
South East | Mount Schank 11kV | Actual | MVA | 2024 | 2.8142 | Zone Substation | None | Actual
Murraylands | Murray Bridge North 11kV | Actual | MVA | 2024 | 11.7725 | Zone Substation | None | Actual
Murraylands | Murray Bridge South 11kV | Actual | MVA | 2024 | 13.8588 | Zone Substation | None | Actual
Eastern Hills | Mylor 11kV | Actual | MVA | 2024 | 2.148 | Zone Substation | None | Actual
Murraylands | Mypolonga 11kV | Actual | MVA | 2024 | 2.7631 | Zone Substation | None | Actual
Metro South | Myponga 11kV | Actual | MVA | 2024 | 5.8973 | Zone Substation | None | Actual
Eastern Hills | Nairne 11kV | Actual | MVA | 2024 | 6.0088 | Zone Substation | Reverse N-1 | Actual
South East | Nangwarry 11kV | Actual | MVA | 2024 | 0.48305 | Zone Substation | None | Actual
South East | Naracoorte 11kV | Actual | MVA | 2024 | 8.9351 | Zone Substation | None | Actual
South East | Naracoorte East 11kV | Actual | MVA | 2024 | 4.3149 | Zone Substation | None | Actual
Murraylands | Narrung 11kV | Actual | MVA | 2024 | 1.018 | Zone Substation | None | Actual
Upper North | Neuroodla 33kV | Actual | MVA | 2024 | 0.92945 | Connection Point | None | Actual
Metro West | New Osborne 11kV | Actual | MVA | 2024 | 0.34938 | Zone Substation | None | Actual
Metro West | New Richmond 11kV | Actual | MVA | 2024 | 24.9025 | Zone Substation | None | Actual
Murraylands | Nildottie 11kV | Actual | MVA | 2024 | 1.663 | Zone Substation | None | Actual
Yorke Peninsula | Ninnes 11kV | Actual | MVA | 2024 | 1.045 | Zone Substation | None | Actual
Metro South | Noarlunga Centre 11kV | Actual | MVA | 2024 | 14.331 | Zone Substation | None | Actual
Metro East | North Adelaide 11kV | Actual | MVA | 2024 | 17.4606 | Zone Substation | None | Actual
Metro South | North Unley 11kV | Actual | MVA | 2024 | 13.6336 | Zone Substation | None | Actual
Riverland | North West Bend 66kV | Actual | MVA | 2024 | 21.3183 | Connection Point | None | Actual
Metro East | Northfield 11kV | Actual | MVA | 2024 | 18.0043 | Zone Substation | N | Actual
Metro East | Norwood 11kV | Actual | MVA | 2024 | 49.4874 | Zone Substation | None | Actual
Mid North | Nuriootpa 11kV | Actual | MVA | 2024 | 8.4949 | Zone Substation | None | Actual
Metro South | Oaklands 11kV | Actual | MVA | 2024 | 33.4333 | Zone Substation | None | Actual
Upper North | Orroroo 11kV | Actual | MVA | 2024 | 1.124 | Zone Substation | None | Actual
South East | Padthaway 11kV | Actual | MVA | 2024 | 3.0369 | Zone Substation | None | Actual
Murraylands | Palmer 11kV | Actual | MVA | 2024 | 0.0097777 | Zone Substation | None | Actual
Metro South | Panorama 11kV | Actual | MVA | 2024 | 20.9719 | Zone Substation | None | Actual
Metro North | Parafield Gardens 11kV | Actual | MVA | 2024 | 25.105 | Zone Substation | None | Actual
Metro North | Paralowie 11kV | Actual | MVA | 2024 | 17.6264 | Zone Substation | None | Actual
Murraylands | Parilla 11kV | Actual | MVA | 2024 | 2.0651 | Zone Substation | None | Actual
Riverland | Paringa 11kV | Actual | MVA | 2024 | 2.1875 | Zone Substation | None | Actual
Riverland | Paringa 33kV | Actual | MVA | 2024 | 13.5036 | Zone Substation | None | Actual
Yorke Peninsula | Paskeville 11kV | Actual | MVA | 2024 | 0.22409 | Zone Substation | None | Actual
Murraylands | Peake 11kV | Actual | MVA | 2024 | 0.12773 | Zone Substation | None | Actual
Murraylands | Pellaring Flat 11kV | Actual | MVA | 2024 | 0.092684 | Zone Substation | None | Actual
Metro North | Penfield 11kV | Actual | MVA | 2024 | 17.5985 | Zone Substation | None | Actual
Metro South | Penneshaw 11kV | Actual | MVA | 2024 | 0.75501 | Zone Substation | None | Actual
South East | Penola 11kV | Actual | MVA | 2024 | 2.4914 | Zone Substation | None | Actual
South East | Penola West 33kV | Actual | MVA | 2024 | 8.4243 | Connection Point | None | Actual
Upper North | Peterborough 11kV | Actual | MVA | 2024 | 1.6968 | Zone Substation | None | Actual
Eastern Hills | Piccadilly 11kV | Actual | MVA | 2024 | 1.2578 | Zone Substation | None | Actual
Murraylands | Pinnaroo 11kV | Actual | MVA | 2024 | 1.5525 | Zone Substation | None | Actual
Murraylands | Pinnaroo South 11kV | Actual | MVA | 2024 | 0.018848 | Zone Substation | None | Actual
Metro South | Plympton 11kV | Actual | MVA | 2024 | 18.2504 | Zone Substation | None | Actual
Eyre Peninsula | Point Boston 11kV | Actual | MVA | 2024 | 1.3505 | Zone Substation | None | Actual
Eyre Peninsula | Polda 11kV | Actual | MVA | 2024 | 0.72826 | Zone Substation | None | Actual
Eyre Peninsula | Poonindie 11kV | Actual | MVA | 2024 | 0.48394 | Zone Substation | None | Actual
Metro West | Port Adelaide 11kV | Actual | MVA | 2024 | 11.3048 | Zone Substation | None | Actual
Metro West | Port Adelaide North 11kV | Actual | MVA | 2024 | 15.4793 | Zone Substation | None | Actual
Upper North | Port Augusta 11kV | Actual | MVA | 2024 | 12.748 | Zone Substation | None | Actual
Upper North | Port Augusta West TF1 11kV | Actual | MVA | 2024 | 4.8385 | Zone Substation | None | Actual
Upper North | Port Augusta West TF2 11kV | Actual | MVA | 2024 | 3.3202 | Zone Substation | None | Actual
Upper North | Port Broughton 11kV | Actual | MVA | 2024 | 3.1262 | Zone Substation | None | Actual
Yorke Peninsula | Port Clinton 11kV | Actual | MVA | 2024 | 0.5684 | Zone Substation | None | Actual
Upper North | Port Germein 11kV | Actual | MVA | 2024 | 0.88036 | Zone Substation | None | Actual
Yorke Peninsula | Port Giles 11kV | Actual | MVA | 2024 | 1.5646 | Zone Substation | None | Actual
Yorke Peninsula | Port Julia 11kV | Actual | MVA | 2024 | 0.25213 | Zone Substation | None | Actual
Eyre Peninsula | Port Lincoln City 11kV | Actual | MVA | 2024 | 8.3408 | Zone Substation | None | Actual
Eyre Peninsula | Port Lincoln Docks 11kV | Actual | MVA | 2024 | 5.1007 | Zone Substation | None | Actual
Eyre Peninsula | Port Lincoln Marina 11kV | Actual | MVA | 2024 | 4.828 | Zone Substation | None | Actual
Eyre Peninsula | Port Lincoln Terminal 33kV | Actual | MVA | 2024 | 30.8916 | Connection Point | None | Actual
Metro South | Port Noarlunga 11kV | Actual | MVA | 2024 | 27.5218 | Zone Substation | None | Actual
Upper North | Port Pirie Bungama 33kV | Actual | MVA | 2024 | 59.7805 | Connection Point | None | Actual
Upper North | Port Pirie South 11kV | Actual | MVA | 2024 | 18.6666 | Zone Substation | None | Actual
Metro South | Port Stanvac 11kV | Actual | MVA | 2024 | 30.2831 | Zone Substation | None | Actual
Metro South | Port Stanvac TF2 11kV | Actual | MVA | 2024 | 10.2319 | Zone Substation | None | Actual
Yorke Peninsula | Port Vincent 11kV | Actual | MVA | 2024 | 1.3858 | Zone Substation | None | Actual
Riverland | Portee 11kV | Actual | MVA | 2024 | 0.45821 | Zone Substation | N | Actual
Metro East | Prospect 11kV | Actual | MVA | 2024 | 28.191 | Zone Substation | None | Actual
Murraylands | Punyelroo 11kV | Actual | MVA | 2024 | 0.30595 | Zone Substation | None | Actual
Riverland | Pyap 11kV | Actual | MVA | 2024 | 8.4321 | Zone Substation | None | Actual
Riverland | Qualco 11kV | Actual | MVA | 2024 | 2.7188 | Zone Substation | N | Actual
Metro West | Queenstown 11kV | Actual | MVA | 2024 | 13.0748 | Zone Substation | None | Actual
Upper North | Quorn 11kV | Actual | MVA | 2024 | 1.5891 | Zone Substation | None | Actual
Riverland | Ramco 11kV | Actual | MVA | 2024 | 5.2735 | Zone Substation | None | Actual
Metro South | Rapid Bay 11kV | Actual | MVA | 2024 | 0.035725 | Zone Substation | None | Actual
Riverland | Renmark 11kV | Actual | MVA | 2024 | 16.9507 | Zone Substation | None | Actual
Mid North | Riverton 11kV | Actual | MVA | 2024 | 1.5444 | Zone Substation | None | Actual
South East | Robe 7.6kV | Actual | MVA | 2024 | 2.2771 | Zone Substation | None | Actual
Mid North | Robertstown 11kV | Actual | MVA | 2024 | 0.765 | Zone Substation | None | Actual
Riverland | Roonka 11kV | Actual | MVA | 2024 | 2.8672 | Zone Substation | None | Actual
Eyre Peninsula | Rudall 11kV | Actual | MVA | 2024 | 0.26102 | Zone Substation | None | Actual
Metro North | Salisbury 11kV | Actual | MVA | 2024 | 48.7368 | Zone Substation | N | Actual
Metro South | Salt Cliffs 11kV | Actual | MVA | 2024 | 0.12782 | Zone Substation | None | Actual
Mid North | Sandy Creek 11kV | Actual | MVA | 2024 | 2.2003 | Zone Substation | None | Actual
Metro South | Seacombe 11kV | Actual | MVA | 2024 | 35.8301 | Zone Substation | None | Actual
Metro South | Seaford 11kV | Actual | MVA | 2024 | 9.5053 | Zone Substation | None | Actual
Metro South | Second Valley 11kV | Actual | MVA | 2024 | 0.26546 | Zone Substation | None | Actual
Metro South | Sheidow Park 11kV | Actual | MVA | 2024 | 24.2819 | Zone Substation | Reverse N-1 | Actual
Murraylands | Sherlock 11kV | Actual | MVA | 2024 | 0.017381 | Zone Substation | None | Actual
Metro North | Smithfield West 11kV | Actual | MVA | 2024 | 24.6482 | Zone Substation | N-1 | Actual
South East | Snuggery Rural 33kV | Actual | MVA | 2024 | 11.7426 | Connection Point | None | Actual
South East | South End 11kV | Actual | MVA | 2024 | 0.37261 | Zone Substation | Reverse N-1 | Actual
Mid North | Spalding 11kV | Actual | MVA | 2024 | 0.97725 | Zone Substation | None | Actual
Metro South | Square Water Hole 11kV | Actual | MVA | 2024 | 3.9126 | Zone Substation | None | Actual
Yorke Peninsula | Stansbury 11kV | Actual | MVA | 2024 | 1.4023 | Zone Substation | None | Actual
Eastern Hills | Stirling East 11kV | Actual | MVA | 2024 | 5.802 | Zone Substation | None | Actual
Upper North | Stirling North 1 11kV | Actual | MVA | 2024 | 1.5252 | Zone Substation | None | Actual
Upper North | Stirling North 2 11kV | Actual | MVA | 2024 | 1.7494 | Zone Substation | None | Actual
Mid North | Stockwell TF1 11kV | Actual | MVA | 2024 | 2.4348 | Zone Substation | None | Actual
Mid North | Stockwell TF2 11kV | Actual | MVA | 2024 | 4.4645 | Zone Substation | None | Actual
Eyre Peninsula | Stony Point 11kV | Actual | MVA | 2024 | 0.12298 | Connection Point | None | Actual
Eastern Hills | Strathalbyn 11kV | Actual | MVA | 2024 | 10.228 | Zone Substation | None | Actual
Eyre Peninsula | Streaky Bay 11kV | Actual | MVA | 2024 | 3.3051 | Zone Substation | Reverse N-1 | Actual
Riverland | Swan Reach 11kV | Actual | MVA | 2024 | 1.1682 | Zone Substation | None | Actual
Riverland | Swan Reach 33kV | Actual | MVA | 2024 | 1.8817 | Zone Substation | None | Actual
Murraylands | Tailem Bend 33kV | Actual | MVA | 2024 | 25.0388 | Connection Point | None | Actual
Murraylands | Tailem Bend Town 11kV | Actual | MVA | 2024 | 2.7044 | Zone Substation | None | Actual
South East | Tantanoola 11kV | Actual | MVA | 2024 | 0.52474 | Zone Substation | None | Actual
Eyre Peninsula | Tarlton 11kV | Actual | MVA | 2024 | 0.56972 | Zone Substation | None | Actual
South East | Tarpeena South 11kV | Actual | MVA | 2024 | 6.8359 | Zone Substation | N-1 | Actual
Metro East | Tea Tree Gully 11kV | Actual | MVA | 2024 | 27.3945 | Zone Substation | None | Actual
Murraylands | Teal Flat 11kV | Actual | MVA | 2024 | 2.0224 | Zone Substation | None | Actual
Upper North | Telowie 11kV | Actual | MVA | 2024 | 0.5454 | Zone Substation | None | Actual
Mid North | Templers 33kV | Actual | MVA | 2024 | 29.0626 | Connection Point | None | Actual
Metro West | Thebarton 11kV | Actual | MVA | 2024 | 19.3325 | Zone Substation | None | Actual
South East | Tintinara 11kV | Actual | MVA | 2024 | 0.8475 | Zone Substation | None | Actual
Metro South | Tonsley Park 11kV | Actual | MVA | 2024 | 17.1937 | Zone Substation | None | Actual
Eyre Peninsula | Tumby Bay 11kV | Actual | MVA | 2024 | 2.3586 | Zone Substation | None | Actual
Metro North | Two Wells 11kV | Actual | MVA | 2024 | 8.9776 | Zone Substation | N-1 | Actual
Eyre Peninsula | Uley 11kV | Actual | MVA | 2024 | 0.2383 | Zone Substation | None | Actual
Eyre Peninsula | Uley South 11kV | Actual | MVA | 2024 | 0.57475 | Zone Substation | None | Actual
Eastern Hills | Uraidla 11kV | Actual | MVA | 2024 | 4.1185 | Zone Substation | None | Actual
Eastern Hills | Uraidla 33kV | Actual | MVA | 2024 | 12.907 | Zone Substation | None | Actual
Eastern Hills | Verdun 11kV | Actual | MVA | 2024 | 0.89949 | Zone Substation | None | Actual
Metro South | Victor Harbor 11kV | Actual | MVA | 2024 | 24.8419 | Zone Substation | None | Actual
Metro North | Virginia 11kV | Actual | MVA | 2024 | 7.565 | Zone Substation | None | Actual
Riverland | Waikerie 11kV | Actual | MVA | 2024 | 7.2842 | Zone Substation | None | Actual
Murraylands | Walker Flat 11kV | Actual | MVA | 2024 | 1.2639 | Zone Substation | None | Actual
Yorke Peninsula | Wallaroo 11kV | Actual | MVA | 2024 | 8.4576 | Zone Substation | None | Actual
Yorke Peninsula | Warooka 11kV | Actual | MVA | 2024 | 1.9092 | Zone Substation | None | Actual
Mid North | Wasleys 11kV | Actual | MVA | 2024 | 1.3868 | Zone Substation | None | Actual
Mid North | Waterloo 33kV | Actual | MVA | 2024 | 8.0052 | Connection Point | None | Actual
Mid North | Waterloo Town 11kV | Actual | MVA | 2024 | 0.18768 | Zone Substation | None | Actual
Murraylands | White Sands 11kV | Actual | MVA | 2024 | 3.6986 | Zone Substation | None | Actual
Adelaide Central | Whitmore Square 11kV | Actual | MVA | 2024 | 37.337 | Zone Substation | None | Actual
Eyre Peninsula | Whyalla Central 33kV | Actual | MVA | 2024 | 72.9994 | Connection Point | None | Actual
Eyre Peninsula | Whyalla City 11kV | Actual | MVA | 2024 | 16.3069 | Zone Substation | None | Actual
Eyre Peninsula | Whyalla North 11kV | Actual | MVA | 2024 | 0.48998 | Zone Substation | None | Actual
Eyre Peninsula | Whyalla Stuart 11kV | Actual | MVA | 2024 | 15.0638 | Zone Substation | None | Actual
Mid North | Williamstown 11kV | Actual | MVA | 2024 | 1.0269 | Zone Substation | None | Actual
Mid North | Williamstown South 11kV | Actual | MVA | 2024 | 1.6693 | Zone Substation | None | Actual
Metro South | Willunga 11kV | Actual | MVA | 2024 | 3.6833 | Zone Substation | None | Actual
Metro South | Willunga 33kV | Actual | MVA | 2024 | 2.5658 | Zone Substation | None | Actual
Upper North | Wilmington 11kV | Actual | MVA | 2024 | 0.7332 | Zone Substation | None | Actual
Upper North | Wirrabara Forest 11kV | Actual | MVA | 2024 | 0.36374 | Zone Substation | None | Actual
Upper North | Wirrabara South 11kV | Actual | MVA | 2024 | 0.050013 | Zone Substation | None | Actual
Metro South | Wirrina Cove 11kV | Actual | MVA | 2024 | 0.64114 | Zone Substation | None | Actual
Upper North | Wongyarra 11kV | Actual | MVA | 2024 | 0.10003 | Zone Substation | None | Actual
Metro East | Woodforde 11kV | Actual | MVA | 2024 | 30.076 | Zone Substation | None | Actual
Murraylands | Woods Point 11kV | Actual | MVA | 2024 | 2.5151 | Zone Substation | None | Actual
Eastern Hills | Woodside 11kV | Actual | MVA | 2024 | 7.6048 | Zone Substation | Reverse N-1 | Actual
Metro West | Woodville 11kV | Actual | MVA | 2024 | 8.6363 | Zone Substation | None | Actual
Metro West | Woodville 33kV | Actual | MVA | 2024 | 0 | Zone Substation | None | Actual
Riverland | Woolpunda 11kV | Actual | MVA | 2024 | 8.0529 | Zone Substation | None | Actual
Eyre Peninsula | Wudinna 11kV | Actual | MVA | 2024 | 1.9104 | Zone Substation | None | Actual
Eyre Peninsula | Wudinna 66kV | Actual | MVA | 2024 | 15.0282 | Connection Point | None | Actual
Eyre Peninsula | Yadnarie 66kV | Actual | MVA | 2024 | 7.9425 | Connection Point | None | Actual
Metro South | Yankalilla 11kV | Actual | MVA | 2024 | 7.3225 | Zone Substation | None | Actual
Metro South | Yankalilla 33kV | Actual | MVA | 2024 | 1.3006 | Zone Substation | None | Actual
Metro South | Yankalilla Hill 11kV | Actual | MVA | 2024 | 0.12782 | Zone Substation | None | Actual
Upper North | Yongala 11kV | Actual | MVA | 2024 | 0.045011 | Zone Substation | None | Actual
Yorke Peninsula | Yorketown 11kV | Actual | MVA | 2024 | 1.3426 | Zone Substation | None | Actual

## LINES (hidden)
Region | Line Name | Type | Units | Year | Value | Voltage (kV) | Arrangement | Limitation | Network State
Metro West | ADELAIDE BRIGHTON CEMENT - PORT ADELAIDE SD1529 | Normal Rating | MVA | 2025 | 127 | 66kV | Meshed | None | Normal (N) | Sum of Value | Column Labels
Metro South | ALDINGA - WILLUNGA SD1674 | Normal Rating | MVA | 2025 | 84 | 66kV | Meshed | None | Normal (N) | Row Labels | 10% POE Forecast | 10% POE (N-1) Forecast | Normal Rating | Emergency Rating | Minimum Forecast | Reverse Normal Rating
Metro North | ANGLE VALE - ANGLE VALE TEE SD1506A | Normal Rating | MVA | 2025 | 61 | 66kV | Meshed | None | Normal (N) | 2025 | 200.38 | 0 | 748.106 | 768.7559 | -34.5023 | -748.106
Metro North | ANGLE VALE TEE - EVANSTON SD1506B | Normal Rating | MVA | 2025 | 61 | 66kV | Meshed | None | Normal (N) | 2026 | 224.3144 | 0 | 748.106 | 768.7559 | -40.1062 | -748.106
Metro North | ANGLE VALE TEE - VIRGINIA TEE SD2033 | Normal Rating | MVA | 2025 | 137 | 66kV | Radial | None | Normal (N) | 2027 | 230.3089 | 0 | 748.106 | 768.7559 | -45.8481 | -748.106
Metro West | ATHOL PARK - ATHOL PARK TEE SD1677A | Normal Rating | MVA | 2025 | 53 | 66kV | Radial | None | Normal (N) | 2028 | 236.3033 | 0 | 748.106 | 768.7559 | -51.4261 | -748.106
Metro West | BLACKPOOL - FULHAM GARDENS SD1639 | Normal Rating | MVA | 2025 | 127 | 66kV | Meshed | None | Normal (N) | 2029 | 242.2978 | 0 | 748.106 | 768.7559 | -55.2846 | -748.106
Metro North | BOLIVAR - ST KILDA SD2034 | Normal Rating | MVA | 2025 | 60 | 66kV | Radial | None | Normal (N)
Metro East | CAMPBELLTOWN - MAGILL SD1661 | Normal Rating | MVA | 2025 | 127 | 66kV | Meshed | None | Normal (N)
Metro West | CHELTENHAM - CROYDON PARK TEE SD1655A | Normal Rating | MVA | 2025 | 128 | 66kV | Meshed | None | Normal (N)
Metro South | CITY WEST - KESWICK SD2013 | Normal Rating | MVA | 2025 | 300 | 66kV | Meshed | None | Normal (N)
Metro East | CITY WEST - WHITMORE SQUARE SD2016 | Normal Rating | MVA | 2025 | 300 | 66kV | Meshed | None | Normal (N)
Metro East | COROMANDEL PLACE - WHITMORE SQUARE SD1681 | Normal Rating | MVA | 2025 | 155 | 66kV | Meshed | None | Normal (N)
Metro East | CROYDON - HINDLEY STREET TEE SD1659B | Normal Rating | MVA | 2025 | 128 | 66kV | Meshed | None | Normal (N)
Metro West | CROYDON - KILKENNY SD1523 | Normal Rating | MVA | 2025 | 127 | 66kV | Meshed | None | Normal (N)
Metro West | CROYDON PARK - CROYDON PARK TEE SD1655B | Normal Rating | MVA | 2025 | 137 | 66kV | Meshed | None | Normal (N)
Metro West | CROYDON PARK TEE - CROYDON SD1655C | Normal Rating | MVA | 2025 | 128 | 66kV | Meshed | None | Normal (N)
Metro North | DIREK - PARALOWIE SD2004 | Normal Rating | MVA | 2025 | 127 | 66kV | Meshed | None | Normal (N)
Metro East | DRY CREEK - KILBURN SOUTH TEE SD1658A | Normal Rating | MVA | 2025 | 128 | 66kV | Meshed | None | Normal (N)
Metro East | EAST TERRACE - COROMANDEL PLACE SD1680 | Normal Rating | MVA | 2025 | 155 | 66kV | Meshed | None | Normal (N)
Metro East | EAST TERRACE - NORTH ADELAIDE SD1560 | Normal Rating | MVA | 2025 | 81 | 66kV | Meshed | None | Normal (N)
Metro North | EDINBURGH - SALISBURY SD1688 | Normal Rating | MVA | 2025 | 127 | 66kV | Meshed | None | Normal (N)
Metro North | ELIZABETH DOWNS - PENFIELD SD1508 | Normal Rating | MVA | 2025 | 137 | 66kV | Meshed | None | Normal (N)
Metro North | ELIZABETH DOWNS - SMITHFIELD WEST SD1686 | Normal Rating | MVA | 2025 | 83 | 66kV | Meshed | N-1 | Normal (N)
Metro North | ELIZABETH HEIGHTS - ELIZABETH DOWNS SD1501 | Normal Rating | MVA | 2025 | 109 | 66kV | Meshed | None | Normal (N)
Metro North | ELIZABETH SOUTH - EDINBURGH SD1511 | Normal Rating | MVA | 2025 | 127 | 66kV | Meshed | None | Normal (N)
Metro West | FINDON - FINDON TEE SD1520A | Normal Rating | MVA | 2025 | 137 | 66kV | Meshed | None | Normal (N)
Metro West | FINDON TEE - FLINDERS PARK SD1520B | Normal Rating | MVA | 2025 | 128 | 66kV | Meshed | None | Normal (N)
Metro West | FLINDERS PARK - NEW RICHMOND SD1521 | Normal Rating | MVA | 2025 | 70 | 66kV | Meshed | None | Normal (N)
Metro West | FULHAM GARDENS - FINDON TEE SD1520C | Normal Rating | MVA | 2025 | 128 | 66kV | Meshed | None | Normal (N)
Metro West | FULHAM GARDENS - HENLEY SOUTH #1 SD1519 | Normal Rating | MVA | 2025 | 61 | 66kV | Meshed | None | Normal (N)
Metro West | FULHAM GARDENS - HENLEY SOUTH #2 SD1691 | Normal Rating | MVA | 2025 | 61 | 66kV | Meshed | None | Normal (N)
Metro South | GLENELG NORTH TEE - GLENELG NORTH SD1584A | Normal Rating | MVA | 2025 | 66 | 66kV | Meshed | None | Normal (N)
Metro South | GLENELG NORTH TEE - PLYMPTON SD1584B | Normal Rating | MVA | 2025 | 127 | 66kV | Meshed | None | Normal (N)
Metro East | GOLDEN GROVE - INGLE FARM SD1647 | Normal Rating | MVA | 2025 | 127 | 66kV | Meshed | None | Normal (N)
Metro South | HACKHAM - PORT NOARLUNGA SD1694A | Normal Rating | MVA | 2025 | 127 | 66kV | Meshed | None | Normal (N)
Metro South | HAPPY VALLEY - HV/SAW TEE SD1591A | Normal Rating | MVA | 2025 | 128 | 66kV | Meshed | None | Normal (N)
Metro South | HAPPY VALLEY - PANORAMA #1 SD1665 | Normal Rating | MVA | 2025 | 125 | 66kV | Meshed | None | Normal (N)
Metro South | HAPPY VALLEY - PANORAMA #2 SD1666 | Normal Rating | MVA | 2025 | 126 | 66kV | Meshed | None | Normal (N)
Metro South | HAPPY VALLEY - SEACOMBE #1 SD1566 | Normal Rating | MVA | 2025 | 109 | 66kV | Meshed | None | Normal (N)
Metro South | HAPPY VALLEY - SEACOMBE #2 SD1590 | Normal Rating | MVA | 2025 | 119 | 66kV | Meshed | None | Normal (N)
Metro East | HILLCREST - HOLDEN HILL SD1692 | Normal Rating | MVA | 2025 | 127 | 66kV | Meshed | None | Normal (N)
Metro East | HINDLEY STREET - WHITMORE SQUARE SD1664 | Normal Rating | MVA | 2025 | 125 | 66kV | Meshed | None | Normal (N)
Metro East | HINDLEY STREET TEE - HINDLEY STREET SD1659C | Normal Rating | MVA | 2025 | 81 | 66kV | Meshed | None | Normal (N)
Metro East | HOLDEN HILL - CAMPBELLTOWN SD1660 | Normal Rating | MVA | 2025 | 127 | 66kV | Meshed | None | Normal (N)
Metro East | HOLDEN HILL - HOPE VALLEY SD1554A | Normal Rating | MVA | 2025 | 127 | 66kV | Meshed | None | Normal (N)
Metro East | HOPE VALLEY - TEA TREE GULLY SD1554B | Normal Rating | MVA | 2025 | 127 | 66kV | Meshed | None | Normal (N)
Metro South | HV/SAW TEE - MORPHETT VALE EAST SD1591C | Normal Rating | MVA | 2025 | 127 | 66kV | Meshed | None | Normal (N)
Metro East | KENT TOWN - KENT TOWN TEE SD1690 | Normal Rating | MVA | 2025 | 65 | 66kV | Meshed | None | Normal (N)
Metro South | KESWICK - CLARENCE GARDENS SD1671 | Normal Rating | MVA | 2025 | 52 | 66kV | Radial | None | Normal (N)
Metro South | KESWICK - NEW RICHMOND TEE SD1670A | Normal Rating | MVA | 2025 | 127 | 66kV | Meshed | N-1 | Normal (N)
Metro South | KESWICK - WHITMORE SQUARE TEE SD1669A | Normal Rating | MVA | 2025 | 127 | 66kV | Meshed | None | Normal (N)
Metro West | KILBURN - CAVAN SD2014 | Normal Rating | MVA | 2025 | 137 | 66kV | Meshed | None | Normal (N)
Metro West | KILBURN - CROYDON PARK SD1531 | Normal Rating | MVA | 2025 | 127 | 66kV | Meshed | None | Normal (N)
Metro East | KILBURN SOUTH TEE - KILBURN SOUTH SD1658B | Normal Rating | MVA | 2025 | 114 | 66kV | Radial | None | Normal (N)
Metro East | KILBURN SOUTH TEE - PROSPECT SD1658C | Normal Rating | MVA | 2025 | 128 | 66kV | Meshed | None | Normal (N)
Metro West | KILKENNY - WOODVILLE SD1675 | Normal Rating | MVA | 2025 | 127 | 66kV | Meshed | None | Normal (N)
Metro South | KINGSWOOD - NORTH UNLEY SD1574 | Normal Rating | MVA | 2025 | 109 | 66kV | Meshed | None | Normal (N)
Metro West | LARGS NORTH - ADELAIDE BRIGHTON CEMENT SD1654 | Normal Rating | MVA | 2025 | 127 | 66kV | Meshed | None | Normal (N)
Metro West | LEFEVRE - BLACKPOOL SD1693 | Normal Rating | MVA | 2025 | 137 | 66kV | Meshed | None | Normal (N)
Metro South | LINDEN PARK - LINDEN PARK TEE SD1662A | Normal Rating | MVA | 2025 | 46 | 66kV | Meshed | None | Normal (N)
Metro South | LOWER MITCHAM - KINGSWOOD SD1563 | Normal Rating | MVA | 2025 | 127 | 66kV | Meshed | None | Normal (N)
Metro East | MAGILL - BURNSIDE SD1556 | Normal Rating | MVA | 2025 | 55 | 66kV | Radial | None | Normal (N)
Metro East | MAGILL - KENT TOWN TEE SD1663A | Normal Rating | MVA | 2025 | 128 | 66kV | Meshed | None | Normal (N)
Metro East | MAGILL - NORWOOD SD1543 | Normal Rating | MVA | 2025 | 128 | 66kV | Meshed | None | Normal (N)
Metro South | MAGILL - URAIDLA TEE SD1662B | Normal Rating | MVA | 2025 | 109 | 66kV | Meshed | None | Normal (N)
Metro East | MAGILL - WOODFORDE 2 SD1678 | Normal Rating | MVA | 2025 | 114 | 66kV | Radial | None | Normal (N)
Metro East | MAGILL - WOODFORDE 3 SD1679 | Normal Rating | MVA | 2025 | 128 | 66kV | Radial | None | Normal (N)
Metro South | MCLAREN FLAT - WILLUNGA SD1594A | Normal Rating | MVA | 2025 | 83 | 66kV | Meshed | N-1 | Normal (N)
Metro South | MORPHETT VALE EAST - CLARENDON SD1592 | Normal Rating | MVA | 2025 | 15 | 66kV | Radial | None | Normal (N)
Metro South | MORPHETT VALE EAST - HACKHAM SD1694B | Normal Rating | MVA | 2025 | 127 | 66kV | Meshed | None | Normal (N)
Metro South | MORPHETT VALE EAST - MCLAREN FLAT SD1594B | Normal Rating | MVA | 2025 | 83 | 66kV | Meshed | N-1 | Normal (N)
Metro South | MORPHETT VALE EAST - PORT STANVAC #1 SD1593 | Normal Rating | MVA | 2025 | 128 | 66kV | Meshed | None | Normal (N)
Metro South | MORPHETT VALE EAST - PORT STANVAC #2 SD2010 | Normal Rating | MVA | 2025 | 127 | 66kV | Meshed | None | Normal (N)
Metro South | MORPHETTVILLE - ASCOT PARK SD1586 | Normal Rating | MVA | 2025 | 128 | 66kV | Meshed | None | Normal (N)
Metro South | MORPHETTVILLE - GLENELG NORTH TEE SD1584C | Normal Rating | MVA | 2025 | 109 | 66kV | Meshed | None | Normal (N)
Metro South | MORPHETTVILLE - OAKLANDS SD1585 | Normal Rating | MVA | 2025 | 126 | 66kV | Meshed | None | Normal (N)
Metro North | MUNNO PARA - ELIZABETH DOWNS SD2023 | Normal Rating | MVA | 2025 | 83 | 66kV | Meshed | None | Normal (N)
Metro North | MUNNO PARA - EVANSTON SD1652 | Normal Rating | MVA | 2025 | 83 | 66kV | Meshed | N-1 | Normal (N)
Metro West | NEW OSBORNE - BLACKPOOL SD1518 | Normal Rating | MVA | 2025 | 127 | 66kV | Meshed | None | Normal (N)
Metro West | NEW OSBORNE - GLANVILLE SD1527 | Normal Rating | MVA | 2025 | 128 | 66kV | Meshed | N-1 | Normal (N)
Metro West | NEW OSBORNE - LARGS NORTH SD1653 | Normal Rating | MVA | 2025 | 127 | 66kV | Meshed | None | Normal (N)
Metro West | NEW OSBORNE - SMORGON STEEL RECYCLING SD1532A | Normal Rating | MVA | 2025 | 128 | 66kV | Meshed | None | Normal (N)
Metro West | NEW RICHMOND - THEBARTON SD1516 | Normal Rating | MVA | 2025 | 125 | 66kV | Meshed | None | Normal (N)
Metro South | NEW RICHMOND TEE - NEW RICHMOND SD1670B | Normal Rating | MVA | 2025 | 126 | 66kV | Meshed | None | Normal (N)
Metro South | NEW RICHMOND TEE - PLYMPTON SD1670C | Normal Rating | MVA | 2025 | 128 | 66kV | Meshed | None | Normal (N)
Metro South | NOARLUNGA CENTRE - PORT NOARLUNGA SD1668 | Normal Rating | MVA | 2025 | 83 | 66kV | Meshed | None | Normal (N)
Metro East | NORTH ADELAIDE - HINDLEY STREET TEE SD1659A | Normal Rating | MVA | 2025 | 86 | 66kV | Meshed | None | Normal (N)
Metro South | NORTH UNLEY - WHITMORE SQUARE TEE SD1669B | Normal Rating | MVA | 2025 | 109 | 66kV | Meshed | N-1 | Normal (N)
Metro East | NORTHFIELD - CLEARVIEW SD1549 | Normal Rating | MVA | 2025 | 40 | 66kV | Radial | None | Normal (N)
Metro East | NORTHFIELD - DRY CREEK SD1657 | Normal Rating | MVA | 2025 | 127 | 66kV | Meshed | None | Normal (N)
Metro East | NORTHFIELD - HARROW SD1535 | Normal Rating | MVA | 2025 | 40 | 66kV | Radial | None | Normal (N)
Metro East | NORTHFIELD - HILLCREST SD1534 | Normal Rating | MVA | 2025 | 127 | 66kV | Meshed | None | Normal (N)
Metro East | NORTHFIELD - HOLDEN HILL SD1539 | Normal Rating | MVA | 2025 | 128 | 66kV | Meshed | None | Normal (N)
Metro East | NORTHFIELD - INGLE FARM #1 SD1548 | Normal Rating | MVA | 2025 | 126 | 66kV | Meshed | None | Normal (N)
Metro East | NORTHFIELD - INGLE FARM #2 SD2019 | Normal Rating | MVA | 2025 | 137 | 66kV | Meshed | None | Normal (N)
Metro East | NORWOOD - EAST TERRACE SD1545 | Normal Rating | MVA | 2025 | 91 | 66kV | Meshed | N-1 | Normal (N)
Metro East | NORWOOD - KENT TOWN SD1559 | Normal Rating | MVA | 2025 | 46 | 66kV | Meshed | None | Normal (N)
Metro East | NORWOOD - LINDEN PARK SD1544 | Normal Rating | MVA | 2025 | 59 | 66kV | Meshed | None | Normal (N)
Metro South | PANORAMA - ASCOT PARK SD1587 | Normal Rating | MVA | 2025 | 128 | 66kV | Meshed | None | Normal (N)
Metro South | PANORAMA - BLACKWOOD SD1572 | Normal Rating | MVA | 2025 | 40 | 66kV | Radial | None | Normal (N)
Metro South | PANORAMA - CUDMORE PARK SD1573 | Normal Rating | MVA | 2025 | 35 | 66kV | Radial | None | Normal (N)
Metro South | PANORAMA - LINDEN PARK TEE SD1662C | Normal Rating | MVA | 2025 | 128 | 66kV | Meshed | None | Normal (N)
Metro South | PANORAMA - LOWER MITCHAM SD1562 | Normal Rating | MVA | 2025 | 127 | 66kV | Meshed | None | Normal (N)
Metro South | PANORAMA - TONSLEY EAST SD2035 | Normal Rating | MVA | 2025 | 81 | 66kV | Meshed | None | Normal (N)
Metro North | PARA - ELIZABETH HEIGHTS SD1504 | Normal Rating | MVA | 2025 | 128 | 66kV | Meshed | None | Normal (N)
Metro North | PARA - ELIZABETH SOUTH SD1503 | Normal Rating | MVA | 2025 | 128 | 66kV | Meshed | None | Normal (N)
Metro North | PARAFIELD GARDENS - CAVAN SD1687 | Normal Rating | MVA | 2025 | 60 | 66kV | Meshed | None | Normal (N)
Metro North | PARAFIELD GARDENS - SALISBURY SD1502 | Normal Rating | MVA | 2025 | 127 | 66kV | Meshed | None | Normal (N)
Metro North | PARAFIELD GARDENS WEST - BOLIVAR SD1683 | Normal Rating | MVA | 2025 | 127 | 66kV | Radial | None | Normal (N)
Metro North | PARAFIELD GARDENS WEST - PARAFIELD GARDENS SD1682 | Normal Rating | MVA | 2025 | 127 | 66kV | Meshed | N-1 | Normal (N)
Metro North | PARAFIELD GARDENS WEST - PARALOWIE SD1510 | Normal Rating | MVA | 2025 | 127 | 66kV | Meshed | None | Normal (N)
Metro North | PENFIELD - DIREK SD1685 | Normal Rating | MVA | 2025 | 127 | 66kV | Meshed | None | Normal (N)
Metro North | PENFIELD - ELIZABETH SOUTH SD1509 | Normal Rating | MVA | 2025 | 137 | 66kV | Meshed | None | Normal (N)
Metro South | PLYMPTON - GLENELG NORTH SD1583 | Normal Rating | MVA | 2025 | 55 | 66kV | Meshed | None | Normal (N)
Metro West | PORT ADELAIDE - CHELTENHAM SD1646 | Normal Rating | MVA | 2025 | 127 | 66kV | Meshed | None | Normal (N)
Metro West | PORT ADELAIDE NORTH - ATHOL PARK TEE SD1677B | Normal Rating | MVA | 2025 | 128 | 66kV | Meshed | None | Normal (N)
Metro South | PORT NOARLUNGA - SEAFORD SD1676A | Normal Rating | MVA | 2025 | 84 | 66kV | Meshed | N-1 | Normal (N)
Metro South | PORT STANVAC - LONSDALE SD1673 | Normal Rating | MVA | 2025 | 137 | 66kV | Meshed | None | Normal (N)
Metro South | PORT STANVAC - NOARLUNGA CENTRE SD1667 | Normal Rating | MVA | 2025 | 128 | 66kV | Meshed | None | Normal (N)
Metro East | PROSPECT - CROYDON SD2024 | Normal Rating | MVA | 2025 | 123 | 66kV | Meshed | None | Normal (N)
Metro West | QUEENSTOWN - GLANVILLE SD1526 | Normal Rating | MVA | 2025 | 127 | 66kV | Meshed | None | Normal (N)
Metro South | SEACOMBE - OAKLANDS SD1565 | Normal Rating | MVA | 2025 | 126 | 66kV | Meshed | None | Normal (N)
Metro South | SEACOMBE - SHEIDOW PARK SD1672 | Normal Rating | MVA | 2025 | 137 | 66kV | Meshed | None | Normal (N)
Metro South | SEAFORD - ALDINGA SD1676B | Normal Rating | MVA | 2025 | 84 | 66kV | Meshed | N-1 | Normal (N)
Metro South | SHEIDOW PARK - LONSDALE SD2009 | Normal Rating | MVA | 2025 | 137 | 66kV | Meshed | None | Normal (N)
Metro North | SMITHFIELD WEST - ANGLE VALE SD1650 | Normal Rating | MVA | 2025 | 84 | 66kV | Meshed | None | Normal (N)
Metro West | SMORGON STEEL RECYCLING - PORT ADELAIDE NORTH SD1532B | Normal Rating | MVA | 2025 | 128 | 66kV | Meshed | None | Normal (N)
Metro North | ST KILDA - VIRGINIA SD1684 | Normal Rating | MVA | 2025 | 60 | 66kV | Radial | None | Normal (N)
Metro East | TEA TREE GULLY - GOLDEN GROVE SD1638 | Normal Rating | MVA | 2025 | 127 | 66kV | Meshed | None | Normal (N)
Metro West | THEBARTON - CROYDON SD1522 | Normal Rating | MVA | 2025 | 128 | 66kV | Meshed | None | Normal (N)
Metro South | TONSLEY EAST - TONSLEY PARK SD1588 | Normal Rating | MVA | 2025 | 137 | 66kV | Meshed | None | Normal (N)
Metro South | TONSLEY PARK - SEACOMBE SD1564 | Normal Rating | MVA | 2025 | 128 | 66kV | Meshed | None | Normal (N)
Metro West | TORRENS ISLAND - ATHOL PARK TEE SD1677C | Normal Rating | MVA | 2025 | 127 | 66kV | Meshed | None | Normal (N)
Metro West | TORRENS ISLAND - KILBURN SD1656 | Normal Rating | MVA | 2025 | 98 | 66kV | Meshed | None | Normal (N)
Metro South | URAIDLA TEE - LINDEN PARK TEE SD1662D | Normal Rating | MVA | 2025 | 128 | 66kV | Meshed | None | Normal (N)
Metro North | VIRGINIA - VIRGINIA TEE SD2022A | Normal Rating | MVA | 2025 | 137 | 66kV | Radial | None | Normal (N)
Metro North | VIRGINIA TEE - TWO WELLS SD2022B | Normal Rating | MVA | 2025 | 60 | 66kV | Radial | None | Normal (N)
Metro East | WHITMORE SQUARE - KENT TOWN TEE SD1663B | Normal Rating | MVA | 2025 | 90 | 66kV | Meshed | None | Normal (N)
Metro East | WHITMORE SQUARE - WHITMORE SQUARE TEE SD1669C | Normal Rating | MVA | 2025 | 70 | 66kV | Meshed | None | Normal (N)
Metro West | WOODVILLE - FINDON SD1524 | Normal Rating | MVA | 2025 | 126 | 66kV | Meshed | None | Normal (N)
Metro West | WOODVILLE - QUEENSTOWN SD1525 | Normal Rating | MVA | 2025 | 127 | 66kV | Meshed | None | Normal (N)
Eastern Hills | MOUNT BARKER DISTRIBUTION - MOUNT BARKER SOUTH SD2012 | Normal Rating | MVA | 2025 | 109.9714 | 66kV | Meshed | None | Normal (N)
Eastern Hills | MOUNT BARKER DISTRIBUTION - BALHANNAH SD1598 | Normal Rating | MVA | 2025 | 55.5573 | 66kV | Radial | None | Normal (N)
Eastern Hills | BALHANNAH - URAIDLA SD1599 | Normal Rating | MVA | 2025 | 40.3533 | 66kV | Radial | None | Normal (N)
Eastern Hills | URAIDLA - MAGILL (METRO SOUTH TIE) SD1662E | Normal Rating | MVA | 2025 | 40.3533 | 66kV | Radial | None | Normal (N)
Eastern Hills | MOUNT BARKER DISTRIBUTION - HAHNDORF SD1596 | Normal Rating | MVA | 2025 | 55.5573 | 66kV | Radial | None | Normal (N)
Eastern Hills | MOUNT BARKER SOUTH - MEADOWS SD1597 | Normal Rating | MVA | 2025 | 55.5573 | 66kV | Radial | None | Normal (N)
Eastern Hills | MOUNT BARKER SOUTH - STRATHALBYN EAST TEE SD1601A | Normal Rating | MVA | 2025 | 34.8662 | 66kV | Radial | None | Normal (N)
Eastern Hills | STRATHALBYN EAST TEE - STRATHALBYN SD1601B | Normal Rating | MVA | 2025 | 34.8662 | 66kV | Radial | None | Normal (N)
Eastern Hills | STRATHALBYN - BELVIDERE SD1602 | Normal Rating | MVA | 2025 | 13.1463 | 66kV | Radial | None | Normal (N)
Eastern Hills | BELVIDERE - MILANG SD1603 | Normal Rating | MVA | 2025 | 10.2884 | 66kV | Radial | None | Normal (N)
Eastern Hills | BELVIDERE - LANGHORNE CREEK SD1604 | Normal Rating | MVA | 2025 | 13.1463 | 66kV | Radial | None | Normal (N)
Eyre Peninsula | YADNARIE - CLEVE SD1609 | Normal Rating | MVA | 2025 | 10.2884 | 66kV | Radial | None | Normal (N)
Eyre Peninsula | YADNARIE - RUDALL SD1610 | Normal Rating | MVA | 2025 | 10.2884 | 66kV | Radial | None | Normal (N)
Eyre Peninsula | RUDALL - DARKE PEAK SD1611 | Normal Rating | MVA | 2025 | 10.2884 | 66kV | Radial | None | Normal (N)
Eyre Peninsula | DARKE PEAK - CARALUE SD1612 | Normal Rating | MVA | 2025 | 10.2884 | 66kV | Radial | None | Normal (N)
Eyre Peninsula | RUDALL - LOCK SD1613 | Normal Rating | MVA | 2025 | 10.2884 | 66kV | Radial | None | Normal (N)
Eyre Peninsula | LOCK - POLDA SD1614 | Normal Rating | MVA | 2025 | 10.2884 | 66kV | Radial | None | Normal (N)
Eyre Peninsula | WUDINNA - POLDA SD1615 | Normal Rating | MVA | 2025 | 10.2884 | 66kV | Radial | None | Normal (N)
Eyre Peninsula | WUDINNA - MOORKITABIE SD1605 | Normal Rating | MVA | 2025 | 53.271 | 66kV | Radial | None | Normal (N)
Eyre Peninsula | MOORKITABIE - TARLTON SD1606 | Normal Rating | MVA | 2025 | 53.271 | 66kV | Radial | None | Normal (N)
Eyre Peninsula | TARLTON - STREAKY BAY SD1607 | Normal Rating | MVA | 2025 | 30.9795 | 66kV | Radial | None | Normal (N)
Eyre Peninsula | TARLTON - CEDUNA SD1608 | Normal Rating | MVA | 2025 | 53.271 | 66kV | Radial | None | Normal (N)
Riverland | NORTH WEST BEND - MORGAN TEE SD1616 | Normal Rating | MVA | 2025 | 19.4336 | 66kV | Radial | None | Normal (N)
Riverland | MORGAN TEE - CORDOLA SD1617 | Normal Rating | MVA | 2025 | 19.6622 | 66kV | Radial | None | Normal (N)
Riverland | CORDOLA - ROONKA SD1618 | Normal Rating | MVA | 2025 | 19.6622 | 66kV | Radial | None | Normal (N)
Riverland | ROONKA - PORTEE SD1619 | Normal Rating | MVA | 2025 | 19.6622 | 66kV | Radial | None | Normal (N)
Riverland | PORTEE - SWAN REACH SD1620 | Normal Rating | MVA | 2025 | 10.2884 | 66kV | Radial | None | Normal (N)
Riverland | NORTH WEST BEND - CADELL SD1622 | Normal Rating | MVA | 2025 | 26.5212 | 66kV | Radial | None | Normal (N)
Riverland | CADELL - QUALCO SD1623 | Normal Rating | MVA | 2025 | 26.5212 | 66kV | Radial | None | Normal (N)
Riverland | QUALCO - RAMCO SD1624 | Normal Rating | MVA | 2025 | 26.5212 | 66kV | Radial | None | Normal (N)
Riverland | RAMCO - WAIKERIE SD1625 | Normal Rating | MVA | 2025 | 26.5212 | 66kV | Radial | None | Normal (N)
Riverland | BERRI - GLOSSOP SD1626 | Normal Rating | MVA | 2025 | 40.3533 | 66kV | Radial | None | Normal (N)
Riverland | GLOSSOP - LOVEDAY SD1627 | Normal Rating | MVA | 2025 | 26.5212 | 66kV | Radial | None | Normal (N)
Riverland | LOVEDAY - WOOLPUNDA SD1628 | Normal Rating | MVA | 2025 | 14.0608 | 66kV | Radial | None | Normal (N)
Riverland | WOOLPUNDA - WAIKERIE SD1629 | Normal Rating | MVA | 2025 | 14.0608 | 66kV | Radial | None | Normal (N)
Riverland | BERRI - LOXTON SD1630 | Normal Rating | MVA | 2025 | 44.0114 | 66kV | Radial | None | Normal (N)
Riverland | LOXTON - PYAP SD1631 | Normal Rating | MVA | 2025 | 14.0608 | 66kV | Radial | None | Normal (N)
Riverland | BERRI - RENMARK SD1632 | Normal Rating | MVA | 2025 | 42.7539 | 66kV | Radial | None | Normal (N)
Riverland | RENMARK - PARINGA SD1633 | Normal Rating | MVA | 2025 | 26.0639 | 66kV | Radial | None | Normal (N)
Riverland | BERRI - LYRUP SD1634 | Normal Rating | MVA | 2025 | 12.3461 | 66kV | Radial | None | Normal (N)
Metro South | WILLUNGA - MYPONGA SD1568 | Normal Rating | MVA | 2025 | 71.9044 | 66kV | Radial | None | Normal (N)
Metro South | MYPONGA - YANKALILLA SD1569 | Normal Rating | MVA | 2025 | 71.9044 | 66kV | Radial | None | Normal (N)
Metro South | YANKALILLA - CAPE JERVIS SD1689 | Normal Rating | MVA | 2025 | 60.5871 | 66kV | Radial | None | Normal (N)
Metro South | WILLUNGA - SQUARE WATER HOLE SD1570 | Normal Rating | MVA | 2025 | 71.9044 | 66kV | Radial | None | Normal (N)
Metro South | SQUARE WATER HOLE - VICTOR HARBOR SD1595 | Normal Rating | MVA | 2025 | 40.582 | 66kV | Radial | None | Normal (N)
Metro South | SQUARE WATER HOLE - GOOLWA SD1571 | Normal Rating | MVA | 2025 | 33.4944 | 66kV | Radial | None | Normal (N)
Eastern Hills | BALHANNAH - WOODSIDE SD41100 | Normal Rating | MVA | 2025 | 20.1767 | 33kV | Radial | None | Normal (N)
Eastern Hills | BALHANNAH - VERDUN TEE SD41200 | Normal Rating | MVA | 2025 | 21.377 | 33kV | Radial | None | Normal (N)
Eastern Hills | VERDUN TEE - ALDGATE TEE SD41200 | Normal Rating | MVA | 2025 | 20.291 | 33kV | Radial | None | Normal (N)
Eastern Hills | VERDUN TEE - MYLOR SD41200 | Normal Rating | MVA | 2025 | 3.3723 | 33kV | Radial | None | Normal (N)
Eastern Hills | BALHANNAH - NAIRNE TEE SD41300 | Normal Rating | MVA | 2025 | 13.032 | 33kV | Radial | None | Normal (N)
Eastern Hills | NAIRNE TEE - NAIRNE SD41300 | Normal Rating | MVA | 2025 | 13.032 | 33kV | Radial | None | Normal (N)
Eastern Hills | NAIRNE TEE - BRUKUNGA SD41300 | Normal Rating | MVA | 2025 | 6.5731 | 33kV | Radial | None | Normal (N)
Eastern Hills | URAIDLA - PICCADILLY TEE SD42100 | Normal Rating | MVA | 2025 | 20.291 | 33kV | Radial | None | Normal (N)
Eastern Hills | PICCADILLY TEE - PICCADILLY EOL SD42100 | Normal Rating | MVA | 2025 | 14.2894 | 33kV | Radial | None | Normal (N)
Eastern Hills | PICCADILLY TEE - ALDGATE TEE SD42100 | Normal Rating | MVA | 2025 | 20.291 | 33kV | Radial | None | Normal (N)
Eastern Hills | ALDGATE TEE - ALDGATE SD42100 | Normal Rating | MVA | 2025 | 13.032 | 33kV | Radial | None | Normal (N)
Eastern Hills | ANGAS CREEK - BIRDWOOD TEE SD38100 | Normal Rating | MVA | 2025 | 14.5752 | 33kV | Radial | None | Normal (N)
Eastern Hills | BIRDWOOD TEE - GUMERACHA RURAL SD38100 | Normal Rating | MVA | 2025 | 4.2297 | 33kV | Radial | None | Normal (N)
Eastern Hills | BIRDWOOD TEE - BIRDWOOD SD38100 | Normal Rating | MVA | 2025 | 7.1447 | 33kV | Radial | None | Normal (N)
Eastern Hills | BIRDWOOD - MOUNT PLEASANT TEE SD38100 | Normal Rating | MVA | 2025 | 4.2297 | 33kV | Radial | None | Normal (N)
Eastern Hills | MOUNT PLEASANT TEE - PALMER RURAL SD38100 | Normal Rating | MVA | 2025 | 4.2297 | 33kV | Radial | None | Normal (N)
Eastern Hills | MOUNT PLEASANT TEE - MOUNT PLEASANT SD38100 | Normal Rating | MVA | 2025 | 4.2297 | 33kV | Radial | None | Normal (N)
Eastern Hills | ANGAS CREEK - ANGAS CREEK TEE SD38200 | Normal Rating | MVA | 2025 | 20.291 | 33kV | Radial | None | Normal (N)
Eastern Hills | ANGAS CREEK TEE - LOBETHAL SD38200 | Normal Rating | MVA | 2025 | 20.1767 | 33kV | Radial | None | Normal (N)
Eastern Hills | LOBETHAL - WOODSIDE SD38200 | Normal Rating | MVA | 2025 | 7.0304 | 33kV | Radial | None | Normal (N)
Eastern Hills | ANGAS CREEK TEE - GUMERACHA WEIR SD38200 | Normal Rating | MVA | 2025 | 7.0304 | 33kV | Radial | None | Normal (N)
Eastern Hills | GUMERACHA WEIR - HOUGHTON SD38200 | Normal Rating | MVA | 2025 | 6.9732 | 33kV | Radial | None | Normal (N)
Eastern Hills | GUMERACHA WEIR - KERSBROOK SD38200 | Normal Rating | MVA | 2025 | 7.0304 | 33kV | Radial | None | Normal (N)
Eastern Hills | KERSBROOK - WILLIAMSTOWN SOUTH TEE SD38200 | Normal Rating | MVA | 2025 | 6.9732 | 33kV | Radial | None | Normal (N)
Eastern Hills | GUMERACHA WEIR - GUMERACHA RURAL SD38200 | Normal Rating | MVA | 2025 | 4.2297 | 33kV | Radial | None | Normal (N)
Eyre Peninsula | WHYALLA CENTRAL - WHYALLA CITY 1 SD56101 | Normal Rating | MVA | 2025 | 26.6355 | 33kV | Radial | None | Normal (N)
Eyre Peninsula | WHYALLA CENTRAL - WHYALLA CITY 2 SD56102 | Normal Rating | MVA | 2025 | 27.7786 | 33kV | Radial | None | Normal (N)
Eyre Peninsula | WHYALLA CENTRAL - WHYALLA STUART SD56201 | Normal Rating | MVA | 2025 | 27.7786 | 33kV | Radial | None | Normal (N)
Eyre Peninsula | WHYALLA CENTRAL - WHYALLA NORTH TEE SD56301 | Normal Rating | MVA | 2025 | 25.1494 | 33kV | Radial | None | Normal (N)
Eyre Peninsula | WHYALLA NORTH TEE - WHYALLA TERMINAL SD56301 | Normal Rating | MVA | 2025 | 21.3198 | 33kV | Radial | None | Normal (N)
Eyre Peninsula | WHYALLA NORTH TEE - WHYALLA SOLAR SD56301 | Normal Rating | MVA | 2025 | 25.1494 | 33kV | Radial | None | Normal (N)
Eyre Peninsula | WHYALLA SOLAR - WHYALLA NORTH SD56301 | Normal Rating | MVA | 2025 | 13.2034 | 33kV | Radial | None | Normal (N)
Eyre Peninsula | PORT LINCOLN TERMINAL - PORT LINCOLN CITY TEE PL32 | Normal Rating | MVA | 2025 | 20.5768 | 33kV | Radial | None | Normal (N)
Eyre Peninsula | PORT LINCOLN CITY TEE - PORT LINCOLN CITY PL32 | Normal Rating | MVA | 2025 | 20.5768 | 33kV | Radial | None | Normal (N)
Eyre Peninsula | PORT LINCOLN CITY TEE - PORT LINCOLN MARINA TEE PL32 | Normal Rating | MVA | 2025 | 20.5768 | 33kV | Radial | None | Normal (N)
Eyre Peninsula | PORT LINCOLN MARINA TEE - PORT LINCOLN DOCKS PL32 | Normal Rating | MVA | 2025 | 20.291 | 33kV | Radial | None | Normal (N)
Eyre Peninsula | PORT LINCOLN MARINA TEE - PORT LINCOLN MARINA PL32 | Normal Rating | MVA | 2025 | 25.1494 | 33kV | Radial | None | Normal (N)
Eyre Peninsula | PORT LINCOLN TERMINAL - PORT LINCOLN CITY SD61101 | Normal Rating | MVA | 2025 | 24.4898 | 33kV | Radial | None | Normal (N)
Eyre Peninsula | PORT LINCOLN TERMINAL - POONINDIE TEE PL34 | Normal Rating | MVA | 2025 | 20.4053 | 33kV | Radial | None | Normal (N)
Eyre Peninsula | POONINDIE TEE - POONINDIE PL34 | Normal Rating | MVA | 2025 | 15.4897 | 33kV | Radial | None | Normal (N)
Eyre Peninsula | POONINDIE - POINT BOSTON PL34 | Normal Rating | MVA | 2025 | 14.2894 | 33kV | Radial | None | Normal (N)
Eyre Peninsula | POONINDIE TEE - TOD RIVER PL34 | Normal Rating | MVA | 2025 | 20.4053 | 33kV | Radial | None | Normal (N)
Eyre Peninsula | TOD RIVER - CUMMINS CM36 | Normal Rating | MVA | 2025 | 5.1442 | 33kV | Radial | None | Normal (N)
Eyre Peninsula | TOD RIVER - TUMBY BAY CM35 | Normal Rating | MVA | 2025 | 5.1442 | 33kV | Radial | None | Normal (N)
Eyre Peninsula | PORT LINCOLN TERMINAL - ULEY SOUTH TEE PL33 | Normal Rating | MVA | 2025 | 23.1489 | 33kV | Radial | None | Normal (N)
Eyre Peninsula | ULEY SOUTH TEE - ULEY SOUTH PL33 | Normal Rating | MVA | 2025 | 5.2585 | 33kV | Radial | None | Normal (N)
Eyre Peninsula | ULEY SOUTH TEE - ULEY PL33 | Normal Rating | MVA | 2025 | 15.4897 | 33kV | Radial | None | Normal (N)
Eyre Peninsula | ULEY - COFFIN BAY PL33 | Normal Rating | MVA | 2025 | 3.9439 | 33kV | Radial | None | Normal (N)
Eyre Peninsula | CLEVE - COWELL SD53100 | Normal Rating | MVA | 2025 | 14.2894 | 33kV | Radial | None | Normal (N)
Eyre Peninsula | CLEVE - BOOTHBY SD55100 | Normal Rating | MVA | 2025 | 15.0325 | 33kV | Radial | None | Normal (N)
Eyre Peninsula | BOOTHBY - PUMPING STATION ROAD SD55100 | Normal Rating | MVA | 2025 | 14.2894 | 33kV | Radial | None | Normal (N)
Eyre Peninsula | PUMPING STATION ROAD - ARNO BAY SD55100 | Normal Rating | MVA | 2025 | 14.2894 | 33kV | Radial | None | Normal (N)
Mid North | BRINKWORTH - YACKA TEE SD33100 | Normal Rating | MVA | 2025 | 6.173 | 33kV | Radial | None | Normal (N)
Mid North | YACKA TEE - YACKA RURAL SD33100 | Normal Rating | MVA | 2025 | 5.1442 | 33kV | Radial | None | Normal (N)
Mid North | YACKA TEE - SPALDING TEE SD33100 | Normal Rating | MVA | 2025 | 5.1442 | 33kV | Radial | None | Normal (N)
Mid North | SPALDING TEE - GEORGETOWN SD33100 | Normal Rating | MVA | 2025 | 5.1442 | 33kV | Radial | None | Normal (N)
Mid North | GEORGETOWN - GLADSTONE SD33100 | Normal Rating | MVA | 2025 | 3.9439 | 33kV | Radial | None | Normal (N)
Mid North | SPALDING TEE - SPALDING SD33100 | Normal Rating | MVA | 2025 | 3.9439 | 33kV | Radial | None | Normal (N)
Mid North | BRINKWORTH - MERRITON SD33300 | Normal Rating | MVA | 2025 | 6.173 | 33kV | Radial | None | Normal (N)
Mid North | BRINKWORTH - BRINKWORTH TEE SD33200 | Normal Rating | MVA | 2025 | 6.173 | 33kV | Radial | None | Normal (N)
Mid North | BRINKWORTH TEE - YACKA RURAL SD33200 | Normal Rating | MVA | 2025 | 5.1442 | 33kV | Radial | None | Normal (N)
Mid North | BRINKWORTH TEE - BLYTH TOWNSHIP SD33200 | Normal Rating | MVA | 2025 | 5.1442 | 33kV | Radial | None | Normal (N)
Mid North | BLYTH TOWNSHIP - CLARE NORTH TEE SD33200 | Normal Rating | MVA | 2025 | 5.1442 | 33kV | Radial | None | Normal (N)
Mid North | BLYTH TOWNSHIP - BALAKLAVA TOWNSHIP SD33200 | Normal Rating | MVA | 2025 | 4.0582 | 33kV | Radial | None | Normal (N)
Mid North | WATERLOO DISTRIBUTION - RIVERTON TEE SD36400 | Normal Rating | MVA | 2025 | 6.173 | 33kV | Radial | N | Normal (N)
Mid North | RIVERTON TEE - AUBURN TEE SD36400 | Normal Rating | MVA | 2025 | 6.173 | 33kV | Radial | None | Normal (N)
Mid North | AUBURN TEE - AUBURN SD36400 | Normal Rating | MVA | 2025 | 6.173 | 33kV | Radial | None | Normal (N)
Mid North | RIVERTON TEE - RIVERTON SD36400 | Normal Rating | MVA | 2025 | 6.173 | 33kV | Radial | None | Normal (N)
Mid North | WATERLOO DISTRIBUTION - WATERLOO RURAL SD36201 | Normal Rating | MVA | 2025 | 7.0304 | 33kV | Radial | None | Normal (N)
Mid North | WATERLOO RURAL - ROBERTSTOWN SD36201 | Normal Rating | MVA | 2025 | 7.0304 | 33kV | Radial | None | Normal (N)
Mid North | WATERLOO DISTRIBUTION - PORTERS LAGOON SD36101 | Normal Rating | MVA | 2025 | 21.377 | 33kV | Radial | None | Normal (N)
Mid North | PORTERS LAGOON - HANSON SD36101 | Normal Rating | MVA | 2025 | 20.291 | 33kV | Radial | None | Normal (N)
Mid North | WATERLOO DISTRIBUTION - WATERLOO TOWN SD36300 | Normal Rating | MVA | 2025 | 20.291 | 33kV | Radial | None | Normal (N)
Mid North | WATERLOO TOWN - EUDUNDA TEE SD36300 | Normal Rating | MVA | 2025 | 7.0304 | 33kV | Radial | None | Normal (N)
Mid North | EUDUNDA TEE - EUDUNDA SD36300 | Normal Rating | MVA | 2025 | 5.1442 | 33kV | Radial | None | Normal (N)
Mid North | EUDUNDA TEE - KAPUNDA RURAL SD36300 | Normal Rating | MVA | 2025 | 7.0304 | 33kV | Radial | None | Normal (N)
Mid North | TEMPLERS - WASLEYS SD37402 | Normal Rating | MVA | 2025 | 13.032 | 33kV | Radial | None | Normal (N)
Mid North | WASLEYS - MALLALA SD37402 | Normal Rating | MVA | 2025 | 9.8311 | 33kV | Radial | None | Normal (N)
Mid North | TEMPLERS - HAMLEY BRIDGE SD37101 | Normal Rating | MVA | 2025 | 9.8311 | 33kV | Radial | None | Normal (N)
Mid North | HAMLEY BRIDGE - BALAKLAVA RURAL SD37102 | Normal Rating | MVA | 2025 | 5.1442 | 33kV | Radial | None | Normal (N)
Mid North | TEMPLERS - FREELING NORTH TEE SD37200 | Normal Rating | MVA | 2025 | 13.2606 | 33kV | Radial | None | Normal (N)
Mid North | FREELING NORTH TEE - KAPUNDA RURAL SD37200 | Normal Rating | MVA | 2025 | 7.0304 | 33kV | Radial | N | Normal (N)
Mid North | TEMPLERS - DAVEYSTON TOWNSHIP SD37301 | Normal Rating | MVA | 2025 | 21.377 | 33kV | Radial | None | Normal (N)
Mid North | TEMPLERS - GAWLER BELT TEE SD37501 | Normal Rating | MVA | 2025 | 20.1767 | 33kV | Radial | None | Normal (N)
Mid North | GAWLER BELT TEE - EVANSTON SD60101 | Normal Rating | MVA | 2025 | 6.5731 | 33kV | Radial | None | Normal (N)
Mid North | DORRIEN - NURIOOTPA TEE SD52100 | Normal Rating | MVA | 2025 | 20.291 | 33kV | Radial | N | Normal (N)
Mid North | NURIOOTPA TEE - NURIOOTPA SD52100 | Normal Rating | MVA | 2025 | 20.291 | 33kV | Radial | None | Normal (N)
Mid North | NURIOOTPA TEE - STOCKWELL SD52100 | Normal Rating | MVA | 2025 | 14.2894 | 33kV | Radial | None | Normal (N)
Mid North | DORRIEN - ANGASTON NO 1 SD52201 | Normal Rating | MVA | 2025 | 25.1494 | 33kV | Meshed | None | Normal (N)
Mid North | DORRIEN - ANGASTON NO 2 SD52202 | Normal Rating | MVA | 2025 | 25.1494 | 33kV | Meshed | None | Normal (N)
Mid North | DORRIEN - BAROSSA SOUTH SD52300 | Normal Rating | MVA | 2025 | 25.1494 | 33kV | Radial | None | Normal (N)
Mid North | BAROSSA SOUTH TEE - LYNDOCH TEE SD52300 | Normal Rating | MVA | 2025 | 26.6355 | 33kV | Radial | None | Normal (N)
Mid North | LYNDOCH TEE - LYNDOCH SD52300 | Normal Rating | MVA | 2025 | 15.0325 | 33kV | Radial | None | Normal (N)
Mid North | LYNDOCH TEE - SANDY CREEK TEE SD52300 | Normal Rating | MVA | 2025 | 3.9439 | 33kV | Radial | None | Normal (N)
Mid North | SANDY CREEK TEE - SANDY CREEK SD52300 | Normal Rating | MVA | 2025 | 3.9439 | 33kV | Radial | None | Normal (N)
Mid North | SANDY CREEK TEE - EVANSTON TEE SD52300 | Normal Rating | MVA | 2025 | 3.9439 | 33kV | Radial | None | Normal (N)
Mid North | LYNDOCH - WILLIAMSTOWN SD52300 | Normal Rating | MVA | 2025 | 8.1164 | 33kV | Radial | None | Normal (N)
Mid North | WILLIAMSTOWN - WILLIAMSTOWN SOUTH TEE SD52300 | Normal Rating | MVA | 2025 | 6.9732 | 33kV | Radial | None | Normal (N)
Mid North | WILLIAMSTOWN SOUTH TEE - WILLIAMSTOWN SOUTH SD52300 | Normal Rating | MVA | 2025 | 6.9732 | 33kV | Radial | None | Normal (N)
Mid North | WILLIAMSTOWN SOUTH TEE - ANGAS CREEK TIE SD52300 | Normal Rating | MVA | 2025 | 6.9732 | 33kV | Radial | None | Normal (N)
Mid North | CLARE NORTH - CLARE NO 1 SD57101 | Normal Rating | MVA | 2025 | 36.6381 | 33kV | Meshed | None | Normal (N)
Mid North | CLARE NORTH - CLARE NORTH TEE SD57102 | Normal Rating | MVA | 2025 | 36.6381 | 33kV | Meshed | None | Normal (N)
Mid North | CLARE NORTH TEE - CLARE NO 2 SD57102 | Normal Rating | MVA | 2025 | 36.6381 | 33kV | Meshed | None | Normal (N)
Mid North | CLARE - FARRELL FLAT SD57100 | Normal Rating | MVA | 2025 | 13.032 | 33kV | Radial | None | Normal (N)
Mid North | FARRELL FLAT - WATERLOO TIE SD57100 | Normal Rating | MVA | 2025 | 13.032 | 33kV | Radial | None | Normal (N)
Mid North | FARRELL FLAT - BURRA SD57100 | Normal Rating | MVA | 2025 | 3.9439 | 33kV | Radial | None | Normal (N)
Murraylands | MANNUM - PALMER TEE SD39200 | Normal Rating | MVA | 2025 | 4.2297 | 33kV | Radial | None | Normal (N)
Murraylands | PALMER TEE - MANNUM ROAD RANDELL ROAD INT SD39200 | Normal Rating | MVA | 2025 | 4.2297 | 33kV | Radial | None | Normal (N)
Murraylands | PALMER TEE - CAMBRAI TEE SD39200 | Normal Rating | MVA | 2025 | 4.2297 | 33kV | Radial | None | Normal (N)
Murraylands | CAMBRAI TEE - CAMBRAI SD39200 | Normal Rating | MVA | 2025 | 3.9439 | 33kV | Radial | None | Normal (N)
Murraylands | CAMBRAI TEE - PALMER RURAL SD39200 | Normal Rating | MVA | 2025 | 4.2297 | 33kV | Radial | None | Normal (N)
Murraylands | MANNUM - TEAL FLAT TEE SD39100 | Normal Rating | MVA | 2025 | 9.8311 | 33kV | Radial | None | Normal (N)
Murraylands | TEAL FLAT TEE - TEAL FLAT SD39100 | Normal Rating | MVA | 2025 | 5.1442 | 33kV | Radial | None | Normal (N)
Murraylands | TEAL FLAT TEE - SWAN REACH SD39100 | Normal Rating | MVA | 2025 | 5.1442 | 33kV | Radial | None | Normal (N)
Murraylands | MANNUM - CALOOTE TEE SD39300 | Normal Rating | MVA | 2025 | 13.775 | 33kV | Radial | None | Normal (N)
Murraylands | CALOOTE TEE - CALOOTE SD39300 | Normal Rating | MVA | 2025 | 6.5731 | 33kV | Radial | None | Normal (N)
Murraylands | CALOOTE TEE - MOBILONG TIE SD39300 | Normal Rating | MVA | 2025 | 6.5731 | 33kV | Radial | None | Normal (N)
Murraylands | MANNUM - MANNUM RURAL SD39300 | Normal Rating | MVA | 2025 | 13.0891 | 33kV | Radial | None | Normal (N)
Murraylands | MANNUM RURAL - MANNUM TOWN TEE SD39300 | Normal Rating | MVA | 2025 | 7.1447 | 33kV | Radial | None | Normal (N)
Murraylands | MANNUM TOWN TEE - MANNUM ROAD RANDELL ROAD INT SD39300 | Normal Rating | MVA | 2025 | 4.2297 | 33kV | Radial | None | Normal (N)
Murraylands | MANNUM TOWN TEE - PELLARING FLAT TEE SD39300 | Normal Rating | MVA | 2025 | 7.1447 | 33kV | Radial | None | Normal (N)
Murraylands | PELLARING FLAT TEE - MANNUM TOWN SD39300 | Normal Rating | MVA | 2025 | 6.173 | 33kV | Radial | None | Normal (N)
Murraylands | MOBILONG DISTRIBUTION - MOBILONG SD43100 | Normal Rating | MVA | 2025 | 59.3297 | 33kV | Radial | None | Normal (N)
Murraylands | MOBILONG - MOBILONG TEE SD43100 | Normal Rating | MVA | 2025 | 21.377 | 33kV | Radial | None | Normal (N)
Murraylands | MOBILONG TEE - MYPOLONGA TIE SD43100 | Normal Rating | MVA | 2025 | 21.377 | 33kV | Radial | None | Normal (N)
Murraylands | MOBILONG TEE - MURRAY BRIDGE NORTH TEE SD43100 | Normal Rating | MVA | 2025 | 21.377 | 33kV | Radial | None | Normal (N)
Murraylands | MURRAY BRIDGE NORTH TEE - MURRAY BRIDGE NORTH SD43100 | Normal Rating | MVA | 2025 | 21.377 | 33kV | Radial | None | Normal (N)
Murraylands | MURRAY BRIDGE NORTH TEE - MURRAY BRIDGE SOUTH TEE SD43100 | Normal Rating | MVA | 2025 | 21.377 | 33kV | Radial | None | Normal (N)
Murraylands | MURRAY BRIDGE SOUTH TEE - MURRAY BRIDGE SOUTH SD43100 | Normal Rating | MVA | 2025 | 21.377 | 33kV | Radial | None | Normal (N)
Murraylands | MURRAY BRIDGE SOUTH TEE - MURRAY BRIDGE TOWNSHIP SD43100 | Normal Rating | MVA | 2025 | 6.5731 | 33kV | Radial | None | Normal (N)
Murraylands | MOBILONG DISTRIBUTION - MOBILONG SD43200 | Normal Rating | MVA | 2025 | 54.9857 | 33kV | Radial | None | Normal (N)
Murraylands | MOBILONG - MONARTO TEE SD43200 | Normal Rating | MVA | 2025 | 54.9857 | 33kV | Radial | None | Normal (N)
Murraylands | MONARTO TEE - MURRAY BRIDGE NORTH SD43200 | Normal Rating | MVA | 2025 | 54.9857 | 33kV | Radial | None | Normal (N)
Murraylands | MONARTO TEE - MONARTO SOUTH TEE SD43200 | Normal Rating | MVA | 2025 | 20.4053 | 33kV | Radial | None | Normal (N)
Murraylands | MONARTO SOUTH TEE - MONARTO SOUTH SD43200 | Normal Rating | MVA | 2025 | 14.2894 | 33kV | Radial | None | Normal (N)
Murraylands | MONARTO SOUTH TEE - MONARTO CENTRAL SD43200 | Normal Rating | MVA | 2025 | 14.2894 | 33kV | Radial | None | Normal (N)
Murraylands | MOBILONG DISTRIBUTION - MOBILONG SD43300 | Normal Rating | MVA | 2025 | 21.377 | 33kV | Radial | None | Normal (N)
Murraylands | MOBILONG - PALLAMANA TEE SD43300 | Normal Rating | MVA | 2025 | 21.377 | 33kV | Radial | None | Normal (N)
Murraylands | PALLAMANA TEE - MYPOLONGA TEE SD43300 | Normal Rating | MVA | 2025 | 6.5731 | 33kV | Radial | None | Normal (N)
Murraylands | MYPOLONGA TEE - MYPOLONGA SD43300 | Normal Rating | MVA | 2025 | 6.5731 | 33kV | Radial | None | Normal (N)
Murraylands | MYPOLONGA - MYPOLONGA EOL SD43300 | Normal Rating | MVA | 2025 | 6.173 | 33kV | Radial | None | Normal (N)
Murraylands | MYPOLONGA TEE - CALOOTE TEE SD43300 | Normal Rating | MVA | 2025 | 6.5731 | 33kV | Radial | None | Normal (N)
Murraylands | TAILEM BEND - PUMP STATION TEE SD40101 | Normal Rating | MVA | 2025 | 21.377 | 33kV | Radial | None | Normal (N)
Murraylands | PUMP STATION TEE - TAILEM BEND RURAL SD40101 | Normal Rating | MVA | 2025 | 5.1442 | 33kV | Radial | None | Normal (N)
Murraylands | TAILEM BEND RURAL - TAILEM BEND EOL SD40101 | Normal Rating | MVA | 2025 | 5.1442 | 33kV | Radial | None | Normal (N)
Murraylands | PUMP STATION TEE - TAILEM BEND TOWN TEE SD40101 | Normal Rating | MVA | 2025 | 21.377 | 33kV | Radial | None | Normal (N)
Murraylands | TAILEM BEND TOWN TEE - TAILEM BEND TOWN SD40101 | Normal Rating | MVA | 2025 | 6.5731 | 33kV | Radial | None | Normal (N)
Murraylands | TAILEM BEND TOWN TEE - JERVOIS SD40101 | Normal Rating | MVA | 2025 | 21.377 | 33kV | Radial | None | Normal (N)
Murraylands | JERVOIS - JERVOIS FLAT 1 TEE SD40102 | Normal Rating | MVA | 2025 | 21.377 | 33kV | Radial | None | Normal (N)
Murraylands | JERVOIS FLAT 1 TEE - JERVOIS FLAT 2 TEE SD40102 | Normal Rating | MVA | 2025 | 21.377 | 33kV | Radial | None | Normal (N)
Murraylands | JERVOIS FLAT 2 TEE - WOODS POINT SD40102 | Normal Rating | MVA | 2025 | 21.377 | 33kV | Radial | None | Normal (N)
Murraylands | WOODS POINT - WHITE SANDS TEE SD40103 | Normal Rating | MVA | 2025 | 21.377 | 33kV | Radial | None | Normal (N)
Murraylands | WHITE SANDS TEE - WHITE SANDS SD40103 | Normal Rating | MVA | 2025 | 14.2894 | 33kV | Radial | None | Normal (N)
Murraylands | WHITE SANDS TEE - MURRAY BRIDGE TOWNSHIP SD40103 | Normal Rating | MVA | 2025 | 21.377 | 33kV | Radial | None | Normal (N)
Murraylands | TAILEM BEND - SUBSTATION ROAD TEE SD40200 | Normal Rating | MVA | 2025 | 15.7184 | 33kV | Radial | None | Normal (N)
Murraylands | SUBSTATION ROAD TEE - SUBSTATION ROAD SD40200 | Normal Rating | MVA | 2025 | 15.7184 | 33kV | Radial | None | Normal (N)
Murraylands | SUBSTATION ROAD TEE - MALLEE HWY SD40200 | Normal Rating | MVA | 2025 | 15.7184 | 33kV | Radial | None | Normal (N)
Murraylands | MALLEE HWY - MOORLANDS SWER SD40200 | Normal Rating | MVA | 2025 | 15.7184 | 33kV | Radial | None | Normal (N)
Murraylands | MALLEE HWY - ELWOMPLE SD40200 | Normal Rating | MVA | 2025 | 10.1169 | 33kV | Radial | None | Normal (N)
Murraylands | MOORLANDS SWER - COOMANDOOK SD40200 | Normal Rating | MVA | 2025 | 15.7184 | 33kV | Radial | None | Normal (N)
Murraylands | COOMANDOOK - COONALPYN SD40200 | Normal Rating | MVA | 2025 | 12.1746 | 33kV | Radial | None | Normal (N)
Murraylands | COONALPYN - BINNIES TEE SD40300 | Normal Rating | MVA | 2025 | 6.173 | 33kV | Radial | N | Normal (N)
Murraylands | BINNIES TEE - BINNIES SD40300 | Normal Rating | MVA | 2025 | 6.173 | 33kV | Radial | None | Normal (N)
Murraylands | BINNIES TEE - MENINGIE SD40300 | Normal Rating | MVA | 2025 | 6.173 | 33kV | Radial | None | Normal (N)
Murraylands | MENINGIE - CAMPBELL PARK TEE SD40400 | Normal Rating | MVA | 2025 | 6.173 | 33kV | Radial | None | Normal (N)
Murraylands | CAMPBELL PARK TEE - CAMPBELL PARK SD40400 | Normal Rating | MVA | 2025 | 6.173 | 33kV | Radial | None | Normal (N)
Murraylands | CAMPBELL PARK TEE - NARRUNG SD40400 | Normal Rating | MVA | 2025 | 6.173 | 33kV | Radial | None | Normal (N)
Murraylands | TAILEM BEND - SHERLOCK SD40501 | Normal Rating | MVA | 2025 | 13.775 | 33kV | Radial | None | Normal (N)
Murraylands | SHERLOCK - KAROONDA SD40502 | Normal Rating | MVA | 2025 | 3.9439 | 33kV | Radial | None | Normal (N)
Murraylands | SHERLOCK - GERANIUM SD40600 | Normal Rating | MVA | 2025 | 9.8311 | 33kV | Radial | N | Normal (N)
Murraylands | GERANIUM - LAMEROO SD40700 | Normal Rating | MVA | 2025 | 9.8311 | 33kV | Radial | N | Normal (N)
Murraylands | LAMEROO - LAMEROO RURAL SD40800 | Normal Rating | MVA | 2025 | 6.9161 | 33kV | Radial | N | Normal (N)
Murraylands | LAMEROO RURAL - PARILLA TEE SD40800 | Normal Rating | MVA | 2025 | 5.6586 | 33kV | Radial | N | Normal (N)
Murraylands | PARILLA TEE - PARILLA SD40800 | Normal Rating | MVA | 2025 | 4.8012 | 33kV | Radial | None | Normal (N)
Murraylands | PARILLA TEE - PINNAROO SD40800 | Normal Rating | MVA | 2025 | 3.9439 | 33kV | Radial | None | Normal (N)
Riverland | PARINGA - MURTHO LX21 | Normal Rating | MVA | 2025 | 15.0325 | 33kV | Radial | N | Normal (N)
Riverland | MURTHO - LINDSAY PT TEE LX21 | Normal Rating | MVA | 2025 | 10.7456 | 33kV | Radial | None | Normal (N)
Riverland | LINDSAY PT TEE - BORDER CLIFFS LX21 | Normal Rating | MVA | 2025 | 10.7456 | 33kV | Radial | None | Normal (N)
Riverland | LINDSAY PT TEE - VIC BORDER LX21 | Normal Rating | MVA | 2025 | 10.7456 | 33kV | Radial | None | Normal (N)
Riverland | SWAN REACH - SWAN REACH FILTRATION TEE SD39400 | Normal Rating | MVA | 2025 | 5.1442 | 33kV | Radial | None | Normal (N)
Riverland | SWAN REACH FILTRATION TEE - SWAN REACH TOWN SD39400 | Normal Rating | MVA | 2025 | 5.1442 | 33kV | Radial | None | Normal (N)
South East | KEITH - COONALPYN SD45101 | Normal Rating | MVA | 2025 | 5.1442 | 33kV | Radial | None | Normal (N)
South East | KEITH - PADTHAWAY SD45300 | Normal Rating | MVA | 2025 | 7.0876 | 33kV | Radial | None | Normal (N)
South East | KEITH - WIRREGA SD45201 | Normal Rating | MVA | 2025 | 13.032 | 33kV | Radial | N | Normal (N)
South East | WIRREGA - BORDERTOWN SD45202 | Normal Rating | MVA | 2025 | 13.032 | 33kV | Radial | N | Normal (N)
South East | SNUGGERY RURAL - MILLICENT SD49100 | Normal Rating | MVA | 2025 | 20.291 | 33kV | Radial | None | Normal (N)
South East | MILLICENT - SOUTH END TEE SD49100 | Normal Rating | MVA | 2025 | 12.8033 | 33kV | Radial | None | Normal (N)
South East | SOUTH END TEE - SOUTH END SD49100 | Normal Rating | MVA | 2025 | 12.8033 | 33kV | Radial | None | Normal (N)
South East | SOUTH END TEE - HATHERLEIGH TOWNSHIP TEE SD49100 | Normal Rating | MVA | 2025 | 12.8033 | 33kV | Radial | None | Normal (N)
South East | HATHERLEIGH TOWNSHIP TEE - HATHERLEIGH TOWNSHIP SD49100 | Normal Rating | MVA | 2025 | 5.1442 | 33kV | Radial | None | Normal (N)
South East | HATHERLEIGH TOWNSHIP TEE - HATHERLEIGH SD49100 | Normal Rating | MVA | 2025 | 12.8033 | 33kV | Radial | None | Normal (N)
South East | HATHERLEIGH - BEACHPORT TEE SD49200 | Normal Rating | MVA | 2025 | 9.8311 | 33kV | Radial | None | Normal (N)
South East | BEACHPORT TEE - BEACHPORT SD49200 | Normal Rating | MVA | 2025 | 3.9439 | 33kV | Radial | None | Normal (N)
South East | BEACHPORT TEE - ROBE SD49200 | Normal Rating | MVA | 2025 | 5.1442 | 33kV | Radial | N | Normal (N)
South East | SNUGGERY RURAL - MOUNT BURR SD49500 | Normal Rating | MVA | 2025 | 27.7786 | 33kV | Radial | None | Normal (N)
South East | MOUNT BURR - KALANGADOO TEE SD49500 | Normal Rating | MVA | 2025 | 6.173 | 33kV | Radial | None | Normal (N)
South East | KALANGADOO TEE - KALANGADOO SD49500 | Normal Rating | MVA | 2025 | 5.1442 | 33kV | Radial | None | Normal (N)
South East | KALANGADOO TEE - KALANGADOO RURAL SD49500 | Normal Rating | MVA | 2025 | 6.173 | 33kV | Radial | None | Normal (N)
South East | BLANCHE - MOUNT GAMBIER WEST SD48101 | Normal Rating | MVA | 2025 | 32.4084 | 33kV | Radial | None | Normal (N)
South East | BLUE LAKE TEE - MOUNT GAMBIER SD48104 | Normal Rating | MVA | 2025 | 6.173 | 33kV | Radial | None | Normal (N)
South East | BLANCHE - LAKESIDE TEE SD48100 | Normal Rating | MVA | 2025 | 55.5573 | 33kV | Radial | None | Normal (N)
South East | LAKESIDE TEE - GLENCOE TEE SD48100 | Normal Rating | MVA | 2025 | 17.4331 | 33kV | Radial | None | Normal (N)
South East | GLENCOE TEE - TANTANOOLA SD48100 | Normal Rating | MVA | 2025 | 7.0876 | 33kV | Radial | None | Normal (N)
South East | GLENCOE TEE - MOUNT GAMBIER SD48100 | Normal Rating | MVA | 2025 | 17.4331 | 33kV | Radial | None | Normal (N)
South East | BLANCHE - KONGORONG TEE SD48200 | Normal Rating | MVA | 2025 | 15.0325 | 33kV | Radial | None | Normal (N)
South East | KONGORONG TEE - KONGORONG SD48200 | Normal Rating | MVA | 2025 | 5.1442 | 33kV | Radial | None | Normal (N)
South East | KONGORONG TEE - MOUNT SCHANK SD48200 | Normal Rating | MVA | 2025 | 12.8033 | 33kV | Radial | None | Normal (N)
South East | MOUNT SCHANK - ALLENDALE EAST SD48200 | Normal Rating | MVA | 2025 | 5.1442 | 33kV | Radial | None | Normal (N)
South East | MOUNT GAMBIER - TARPEENA SOUTH TEE SD47101 | Normal Rating | MVA | 2025 | 17.4331 | 33kV | Radial | None | Normal (N)
South East | TARPEENA SOUTH TEE - MOUNT GAMBIER SD47101 | Normal Rating | MVA | 2025 | 7.0876 | 33kV | Radial | None | Normal (N)
South East | TARPEENA SOUTH TEE - TARPEENA SOUTH SD47101 | Normal Rating | MVA | 2025 | 17.4331 | 33kV | Radial | None | Normal (N)
South East | KINCRAIG - LUCINDALE SD46201 | Normal Rating | MVA | 2025 | 13.032 | 33kV | Radial | None | Normal (N)
South East | LUCINDALE - KINGSTON SE SD46201 | Normal Rating | MVA | 2025 | 5.1442 | 33kV | Radial | None | Normal (N)
South East | KINCRAIG - NARACOORTE SD46300 | Normal Rating | MVA | 2025 | 29.9506 | 33kV | Radial | None | Normal (N)
South East | NARACOORTE - NARACOORTE EAST TEE SD46100 | Normal Rating | MVA | 2025 | 7.0876 | 33kV | Radial | None | Normal (N)
South East | NARACOORTE EAST TEE - NARACOORTE EAST SD46100 | Normal Rating | MVA | 2025 | 7.0876 | 33kV | Radial | None | Normal (N)
South East | NARACOORTE EAST TEE - PADTHAWAY SD46100 | Normal Rating | MVA | 2025 | 7.0876 | 33kV | Radial | None | Normal (N)
South East | KINCRAIG - STRUAN RURAL SD46400 | Normal Rating | MVA | 2025 | 27.7786 | 33kV | Radial | None | Normal (N)
South East | STRUAN RURAL - GLENROY RURAL SD46400 | Normal Rating | MVA | 2025 | 27.7786 | 33kV | Radial | None | Normal (N)
South East | PENOLA WEST - PENOLA TEE SD58200 | Normal Rating | MVA | 2025 | 20.4053 | 33kV | Radial | None | Normal (N)
South East | PENOLA TEE - GLENROY RURAL SD58200 | Normal Rating | MVA | 2025 | 6.173 | 33kV | Radial | N | Normal (N)
South East | PENOLA WEST - PENOLA TEE SD58101 | Normal Rating | MVA | 2025 | 20.4053 | 33kV | Radial | None | Normal (N)
South East | PENOLA TEE - SAFRIES TEE SD58101 | Normal Rating | MVA | 2025 | 6.173 | 33kV | Radial | None | Normal (N)
South East | SAFRIES TEE - KALANGADOO NANGWARRY TEE SD58101 | Normal Rating | MVA | 2025 | 6.173 | 33kV | Radial | None | Normal (N)
South East | KALANGADOO NANGWARRY TEE - NANGWARRY TEE SD58101 | Normal Rating | MVA | 2025 | 6.173 | 33kV | Radial | None | Normal (N)
South East | NANGWARRY TEE - NANGWARRY SD58101 | Normal Rating | MVA | 2025 | 6.173 | 33kV | Radial | None | Normal (N)
South East | KALANGADOO NANGWARRY TEE - KALANGADOO RURAL SD58101 | Normal Rating | MVA | 2025 | 6.173 | 33kV | Radial | None | Normal (N)
South East | NANGWARRY TEE - MOUNT GAMBIER SD58101 | Normal Rating | MVA | 2025 | 6.173 | 33kV | Radial | None | Normal (N)
Metro South | WILLUNGA - MCLAREN VALE SD44400 | Normal Rating | MVA | 2025 | 10.5742 | 33kV | Radial | None | Normal (N)
Metro South | YANKALILLA - HAY FLAT SD44200 | Normal Rating | MVA | 2025 | 15.0325 | 33kV | Radial | None | Normal (N)
Metro South | HAY FLAT - RAPID BAY TEE SD44200 | Normal Rating | MVA | 2025 | 5.1442 | 33kV | Radial | None | Normal (N)
Metro South | RAPID BAY TEE - RAPID BAY SD44200 | Normal Rating | MVA | 2025 | 5.1442 | 33kV | Radial | None | Normal (N)
Metro South | RAPID BAY TEE - CAPE JERVIS SD44200 | Normal Rating | MVA | 2025 | 5.1442 | 33kV | Radial | None | Normal (N)
Metro South | CAPE JERVIS - CUTTLEFISH BAY SD44301 | Normal Rating | MVA | 2025 | 13.032 | 33kV | Radial | None | Normal (N)
Metro South | FISHERY BEACH BACKUP - CUTTLEFISH BAY BACKUP SD44301 | Normal Rating | MVA | 2025 | 10.0026 | 33kV | Radial | None | Normal (N)
Metro South | CUTTLEFISH BAY - PENNESHAW SD44301 | Normal Rating | MVA | 2025 | 13.032 | 33kV | Radial | None | Normal (N)
Metro South | PENNESHAW - AMERICAN RIVER SD44300 | Normal Rating | MVA | 2025 | 13.032 | 33kV | Radial | None | Normal (N)
Metro South | AMERICAN RIVER - KINGSCOTE TEE SD44300 | Normal Rating | MVA | 2025 | 6.173 | 33kV | Radial | N | Normal (N)
Metro South | KINGSCOTE TEE - MACGILLIVRAY SD44300 | Normal Rating | MVA | 2025 | 6.173 | 33kV | Radial | None | Normal (N)
Metro South | KINGSCOTE TEE - KINGSCOTE SD44300 | Normal Rating | MVA | 2025 | 6.173 | 33kV | Radial | None | Normal (N)
Upper North | DAVENPORT WEST - PORT AUGUSTA NO1 SD54101 | Normal Rating | MVA | 2025 | 20.1767 | 33kV | Meshed | None | Normal (N)
Upper North | DAVENPORT WEST - PORT AUGUSTA TEE SD54102 | Normal Rating | MVA | 2025 | 20.1767 | 33kV | Meshed | None | Normal (N)
Upper North | PORT AUGUSTA NO2 - PORT AUGUSTA TEE SD54102 | Normal Rating | MVA | 2025 | 23.3203 | 33kV | Meshed | None | Normal (N)
Upper North | PORT AUGUSTA TEE - PORT AUGUSTA WEST TEE SD54102 | Normal Rating | MVA | 2025 | 14.9753 | 33kV | Radial | None | Normal (N)
Upper North | PORT AUGUSTA WEST TEE - PORT AUGUSTA WEST SD54102 | Normal Rating | MVA | 2025 | 14.9753 | 33kV | Radial | None | Normal (N)
Upper North | PORT AUGUSTA WEST TEE - PANDURRA TEE SD54102 | Normal Rating | MVA | 2025 | 3.9439 | 33kV | Radial | None | Normal (N)
Upper North | PANDURRA TEE - BOOKALOO SD54102 | Normal Rating | MVA | 2025 | 3.9439 | 33kV | Radial | None | Normal (N)
Upper North | PANDURRA TEE - PANDURRA SD54102 | Normal Rating | MVA | 2025 | 3.9439 | 33kV | Radial | None | Normal (N)
Upper North | DAVENPORT WEST - AUGUSTA HWY SD54300 | Normal Rating | MVA | 2025 | 20.4053 | 33kV | Radial | None | Normal (N)
Upper North | AUGUSTA HWY - STIRLING NORTH SD54300 | Normal Rating | MVA | 2025 | 10.0026 | 33kV | Radial | None | Normal (N)
Upper North | STIRLING NORTH - QUORN SD54300 | Normal Rating | MVA | 2025 | 3.9439 | 33kV | Radial | None | Normal (N)
Upper North | DAVENPORT WEST - PT PATERSON SD54400 | Normal Rating | MVA | 2025 | 14.2894 | 33kV | Radial | None | Normal (N)
Upper North | BAROOTA - BAROOTA TOWN TEE SD31100 | Normal Rating | MVA | 2025 | 20.291 | 33kV | Radial | None | Normal (N)
Upper North | BAROOTA TOWN TEE - BAROOTA TOWN SD31100 | Normal Rating | MVA | 2025 | 10.7456 | 33kV | Radial | None | Normal (N)
Upper North | BAROOTA TOWN TEE - BAROOTA TEE SD31100 | Normal Rating | MVA | 2025 | 20.291 | 33kV | Radial | None | Normal (N)
Upper North | BAROOTA TEE - NAPPERBY BUNGAMA SD31100 | Normal Rating | MVA | 2025 | 5.1442 | 33kV | Radial | None | Normal (N)
Upper North | BAROOTA TEE - MURRAYTOWN SD31100 | Normal Rating | MVA | 2025 | 9.8311 | 33kV | Radial | None | Normal (N)
Upper North | MURRAYTOWN - WIRRABARA FOREST TEE SD31200 | Normal Rating | MVA | 2025 | 3.3723 | 33kV | Radial | None | Normal (N)
Upper North | WIRRABARA FOREST TEE - WIRRABARA FOREST SD31200 | Normal Rating | MVA | 2025 | 3.3723 | 33kV | Radial | None | Normal (N)
Upper North | WIRRABARA FOREST TEE - GLADSTONE SD31200 | Normal Rating | MVA | 2025 | 3.3723 | 33kV | Radial | None | Normal (N)
Upper North | MURRAYTOWN - ORROROO SD31300 | Normal Rating | MVA | 2025 | 3.9439 | 33kV | Radial | None | Normal (N)
Upper North | MURRAYTOWN - WILMINGTON SD31400 | Normal Rating | MVA | 2025 | 3.3723 | 33kV | Radial | None | Normal (N)
Upper North | BUNGAMA - PORT PIRIE SOUTH SD32101 | Normal Rating | MVA | 2025 | 20.1767 | 33kV | Meshed | None | Normal (N)
Upper North | PORT PIRIE SOUTH - PORT PIRIE SD32102 | Normal Rating | MVA | 2025 | 20.1767 | 33kV | Meshed | None | Normal (N)
Upper North | BUNGAMA - PORT PIRIE SD32103 | Normal Rating | MVA | 2025 | 20.1767 | 33kV | Meshed | None | Normal (N)
Upper North | BUNGAMA - HUGHES GAP SD32301 | Normal Rating | MVA | 2025 | 21.377 | 33kV | Radial | Reverse N | Normal (N)
Upper North | HUGHES GAP - CRYSTAL BROOK TEE SD32302 | Normal Rating | MVA | 2025 | 21.377 | 33kV | Radial | None | Normal (N)
Upper North | CRYSTAL BROOK TEE - GLADSTONE SD32302 | Normal Rating | MVA | 2025 | 16.0613 | 33kV | Radial | None | Normal (N)
Upper North | GLADSTONE - CALTOWIE TEE SD32200 | Normal Rating | MVA | 2025 | 13.2034 | 33kV | Radial | None | Normal (N)
Upper North | CALTOWIE TEE - CALTOWIE SD32200 | Normal Rating | MVA | 2025 | 13.2034 | 33kV | Radial | None | Normal (N)
Upper North | CALTOWIE TEE - PETERBOROUGH TEE SD32200 | Normal Rating | MVA | 2025 | 13.2034 | 33kV | Radial | None | Normal (N)
Upper North | PETERBOROUGH TEE - JAMESTOWN SD32200 | Normal Rating | MVA | 2025 | 6.6874 | 33kV | Radial | None | Normal (N)
Upper North | JAMESTOWN - TEROWIE TOWNSHIP SD32200 | Normal Rating | MVA | 2025 | 3.4866 | 33kV | Radial | None | Normal (N)
Upper North | PETERBOROUGH TEE - PETERBOROUGH SD32200 | Normal Rating | MVA | 2025 | 6.173 | 33kV | Radial | None | Normal (N)
Upper North | BUNGAMA - PORT BROUGHTON TEE SD32400 | Normal Rating | MVA | 2025 | 13.2034 | 33kV | Radial | Reverse N | Normal (N)
Upper North | PORT BROUGHTON TEE - PORT BROUGHTON SD32400 | Normal Rating | MVA | 2025 | 5.1442 | 33kV | Radial | None | Normal (N)
Upper North | PORT BROUGHTON TEE - BRINKWORTH TIE SD32400 | Normal Rating | MVA | 2025 | 3.9439 | 33kV | Radial | None | Normal (N)
Upper North | PORT BROUGHTON TEE - CRYSTAL BROOK TEE SD32400 | Normal Rating | MVA | 2025 | 3.9439 | 33kV | Radial | None | Normal (N)
Upper North | NEUROODLA - HAWKER SD59100 | Normal Rating | MVA | 2025 | 5.1442 | 33kV | Radial | None | Normal (N)
Yorke Peninsula | HUMMOCKS DISTRIBUTION - NINNES TEE SD34400 | Normal Rating | MVA | 2025 | 18.0618 | 33kV | Radial | None | Normal (N)
Yorke Peninsula | NINNES TEE - LOCHIEL SD34400 | Normal Rating | MVA | 2025 | 3.9439 | 33kV | Radial | None | Normal (N)
Yorke Peninsula | NINNES TEE - KAINTON TEE SD34400 | Normal Rating | MVA | 2025 | 18.0618 | 33kV | Radial | None | Normal (N)
Yorke Peninsula | KAINTON TEE - KAINTON SD34400 | Normal Rating | MVA | 2025 | 5.2585 | 33kV | Radial | None | Normal (N)
Yorke Peninsula | KAINTON TEE - PASKEVILLE SD34400 | Normal Rating | MVA | 2025 | 18.0618 | 33kV | Radial | None | Normal (N)
Yorke Peninsula | PASKEVILLE - KADINA EAST SD34405 | Normal Rating | MVA | 2025 | 6.5731 | 33kV | Radial | None | Normal (N)
Yorke Peninsula | HUMMOCKS DISTRIBUTION - PORT CLINTON SD34300 | Normal Rating | MVA | 2025 | 7.0304 | 33kV | Radial | None | Normal (N)
Yorke Peninsula | PORT CLINTON - ARDROSSAN SD34300 | Normal Rating | MVA | 2025 | 5.8872 | 33kV | Radial | None | Normal (N)
Yorke Peninsula | HUMMOCKS DISTRIBUTION - FEDERATION CORNER SD34201 | Normal Rating | MVA | 2025 | 17.1473 | 33kV | Radial | None | Normal (N)
Yorke Peninsula | FEDERATION CORNER - SWAMP ROAD SD34201 | Normal Rating | MVA | 2025 | 5.2585 | 33kV | Radial | None | Normal (N)
Yorke Peninsula | FEDERATION CORNER - PT WAKEFIELD TEE SD34201 | Normal Rating | MVA | 2025 | 17.1473 | 33kV | Radial | None | Normal (N)
Yorke Peninsula | PT WAKEFIELD TEE - SWAMP ROAD SD34201 | Normal Rating | MVA | 2025 | 14.7467 | 33kV | Radial | None | Normal (N)
Yorke Peninsula | SWAMP ROAD - PT WAKEFIELD FAR NORTH EAST SD34201 | Normal Rating | MVA | 2025 | 9.2024 | 33kV | Radial | None | Normal (N)
Yorke Peninsula | PT WAKEFIELD TEE - PT WAKEFIELD RURAL SD34201 | Normal Rating | MVA | 2025 | 17.1473 | 33kV | Radial | None | Normal (N)
Yorke Peninsula | PT WAKEFIELD RURAL - PT WAKEFIELD TOWN TEE SD34201 | Normal Rating | MVA | 2025 | 8.9166 | 33kV | Radial | None | Normal (N)
Yorke Peninsula | PT WAKEFIELD TOWN TEE - PT WAKEFIELD TOWN SD34201 | Normal Rating | MVA | 2025 | 8.9166 | 33kV | Radial | None | Normal (N)
Yorke Peninsula | PT WAKEFIELD TOWN TEE - PROOF RANGE SD34201 | Normal Rating | MVA | 2025 | 8.9166 | 33kV | Radial | None | Normal (N)
Yorke Peninsula | HUMMOCKS DISTRIBUTION - BOWMANS TEE SD34102 | Normal Rating | MVA | 2025 | 25.1494 | 33kV | Radial | None | Normal (N)
Yorke Peninsula | BOWMANS TEE - PT WAKEFIELD RURAL SD34102 | Normal Rating | MVA | 2025 | 15.0325 | 33kV | Radial | None | Normal (N)
Yorke Peninsula | BOWMANS TEE - SAINTS SD34102 | Normal Rating | MVA | 2025 | 9.8311 | 33kV | Radial | None | Normal (N)
Yorke Peninsula | SAINTS - BALAKLAVA SD34102 | Normal Rating | MVA | 2025 | 5.1442 | 33kV | Radial | None | Normal (N)
Yorke Peninsula | BALAKLAVA - BALAKLAVA RURAL SD34102 | Normal Rating | MVA | 2025 | 5.1442 | 33kV | Radial | None | Normal (N)
Yorke Peninsula | BALAKLAVA - BALAKLAVA TOWNSHIP SD34102 | Normal Rating | MVA | 2025 | 5.1442 | 33kV | Radial | None | Normal (N)
Yorke Peninsula | KADINA EAST DISTRIBUTION - KADINA SD51102 | Normal Rating | MVA | 2025 | 25.1494 | 33kV | Radial | None | Normal (N)
Yorke Peninsula | KADINA EAST DISTRIBUTION - MOONTA TEE SD51200 | Normal Rating | MVA | 2025 | 25.1494 | 33kV | Radial | None | Normal (N)
Yorke Peninsula | MOONTA TEE - KADINA SD51200 | Normal Rating | MVA | 2025 | 13.775 | 33kV | Radial | None | Normal (N)
Yorke Peninsula | MOONTA TEE - MOONTA SD51200 | Normal Rating | MVA | 2025 | 13.775 | 33kV | Radial | N | Normal (N)
Yorke Peninsula | KADINA EAST DISTRIBUTION - WALLAROO TEE SD51300 | Normal Rating | MVA | 2025 | 25.1494 | 33kV | Radial | None | Normal (N)
Yorke Peninsula | WALLAROO TEE - KADINA SD51300 | Normal Rating | MVA | 2025 | 26.6355 | 33kV | Radial | None | Normal (N)
Yorke Peninsula | WALLAROO TEE - WALLAROO SD51300 | Normal Rating | MVA | 2025 | 13.775 | 33kV | Radial | None | Normal (N)
Yorke Peninsula | ARDROSSAN WEST DISTRIBUTION - MAITLAND SD35100 | Normal Rating | MVA | 2025 | 9.8311 | 33kV | Radial | None | Normal (N)
Yorke Peninsula | ARDROSSAN WEST DISTRIBUTION - ARDROSSAN SD35201 | Normal Rating | MVA | 2025 | 5.1442 | 33kV | Radial | None | Normal (N)
Yorke Peninsula | ARDROSSAN WEST DISTRIBUTION - ARDROSSAN BHP SD35200 | Normal Rating | MVA | 2025 | 27.7786 | 33kV | Radial | None | Normal (N)
Yorke Peninsula | ARDROSSAN - ARDROSSAN BHP SD35200 | Normal Rating | MVA | 2025 | 7.0304 | 33kV | Radial | None | Normal (N)
Yorke Peninsula | ARDROSSAN BHP - PORT VINCENT SD35200 | Normal Rating | MVA | 2025 | 20.1767 | 33kV | Radial | None | Normal (N)
Yorke Peninsula | PORT VINCENT - MINLATON TEE SD35300 | Normal Rating | MVA | 2025 | 7.0304 | 33kV | Radial | None | Normal (N)
Yorke Peninsula | MINLATON TEE - CURRAMULKA TEE SD35300 | Normal Rating | MVA | 2025 | 5.2585 | 33kV | Radial | None | Normal (N)
Yorke Peninsula | CURRAMULKA TEE - CURRAMULKA SD35300 | Normal Rating | MVA | 2025 | 4.2297 | 33kV | Radial | None | Normal (N)
Yorke Peninsula | CURRAMULKA TEE - MINLATON SD35300 | Normal Rating | MVA | 2025 | 4.2297 | 33kV | Radial | None | Normal (N)
Yorke Peninsula | MINLATON TEE - PT VINCENT RURAL SD35300 | Normal Rating | MVA | 2025 | 7.0304 | 33kV | Radial | None | Normal (N)
Yorke Peninsula | DALRYMPLE - STANSBURY TEE SD35400 | Normal Rating | MVA | 2025 | 20.1767 | 33kV | Radial | None | Normal (N)
Yorke Peninsula | STANSBURY TEE - PORT GILES TEE SD35400 | Normal Rating | MVA | 2025 | 20.1767 | 33kV | Radial | None | Normal (N)
Yorke Peninsula | PORT GILES TEE - PORT GILES SD35400 | Normal Rating | MVA | 2025 | 10.0026 | 33kV | Radial | None | Normal (N)
Yorke Peninsula | STANSBURY TEE - STANSBURY SD35400 | Normal Rating | MVA | 2025 | 6.173 | 33kV | Radial | None | Normal (N)
Yorke Peninsula | STANSBURY - PT VINCENT RURAL SD35403 | Normal Rating | MVA | 2025 | 7.0304 | 33kV | Radial | None | Normal (N)
Yorke Peninsula | DALRYMPLE - WOOL BAY RURAL SD35500 | Normal Rating | MVA | 2025 | 20.4053 | 33kV | Radial | None | Normal (N)
Yorke Peninsula | WOOL BAY RURAL - WOOL BAY SD35500 | Normal Rating | MVA | 2025 | 9.8311 | 33kV | Radial | None | Normal (N)
Yorke Peninsula | WOOL BAY RURAL - PORT GILES TEE SD35500 | Normal Rating | MVA | 2025 | 10.1169 | 33kV | Radial | None | Normal (N)
Yorke Peninsula | WOOL BAY - EDITHBURGH TEE SD35500 | Normal Rating | MVA | 2025 | 9.8311 | 33kV | Radial | None | Normal (N)
Yorke Peninsula | EDITHBURGH TEE - YORKETOWN SD35500 | Normal Rating | MVA | 2025 | 9.8311 | 33kV | Radial | None | Normal (N)
Yorke Peninsula | YORKETOWN - MARION BAY SD35500 | Normal Rating | MVA | 2025 | 5.1442 | 33kV | Radial | None | Normal (N)
Yorke Peninsula | EDITHBURGH TEE - EDITHBURGH SD35500 | Normal Rating | MVA | 2025 | 9.8311 | 33kV | Radial | None | Normal (N)
Metro West | ADELAIDE BRIGHTON CEMENT - PORT ADELAIDE SD1529 | Normal Rating | MVA | 2026 | 127 | 66kV | Meshed | None | Normal (N)
Metro South | ALDINGA - WILLUNGA SD1674 | Normal Rating | MVA | 2026 | 84 | 66kV | Meshed | None | Normal (N)
Metro North | ANGLE VALE - ANGLE VALE TEE SD1506A | Normal Rating | MVA | 2026 | 61 | 66kV | Meshed | None | Normal (N)
Metro North | ANGLE VALE TEE - EVANSTON SD1506B | Normal Rating | MVA | 2026 | 61 | 66kV | Meshed | None | Normal (N)
Metro North | ANGLE VALE TEE - VIRGINIA TEE SD2033 | Normal Rating | MVA | 2026 | 137 | 66kV | Radial | None | Normal (N)
Metro West | ATHOL PARK - ATHOL PARK TEE SD1677A | Normal Rating | MVA | 2026 | 53 | 66kV | Radial | None | Normal (N)
Metro West | BLACKPOOL - FULHAM GARDENS SD1639 | Normal Rating | MVA | 2026 | 127 | 66kV | Meshed | None | Normal (N)
Metro North | BOLIVAR - ST KILDA SD2034 | Normal Rating | MVA | 2026 | 60 | 66kV | Radial | None | Normal (N)
Metro East | CAMPBELLTOWN - MAGILL SD1661 | Normal Rating | MVA | 2026 | 127 | 66kV | Meshed | None | Normal (N)
Metro West | CHELTENHAM - CROYDON PARK TEE SD1655A | Normal Rating | MVA | 2026 | 128 | 66kV | Meshed | None | Normal (N)
Metro South | CITY WEST - KESWICK SD2013 | Normal Rating | MVA | 2026 | 300 | 66kV | Meshed | None | Normal (N)
Metro East | CITY WEST - WHITMORE SQUARE SD2016 | Normal Rating | MVA | 2026 | 300 | 66kV | Meshed | None | Normal (N)
Metro East | COROMANDEL PLACE - WHITMORE SQUARE SD1681 | Normal Rating | MVA | 2026 | 155 | 66kV | Meshed | None | Normal (N)
Metro East | CROYDON - HINDLEY STREET TEE SD1659B | Normal Rating | MVA | 2026 | 128 | 66kV | Meshed | None | Normal (N)
Metro West | CROYDON - KILKENNY SD1523 | Normal Rating | MVA | 2026 | 127 | 66kV | Meshed | None | Normal (N)
Metro West | CROYDON PARK - CROYDON PARK TEE SD1655B | Normal Rating | MVA | 2026 | 137 | 66kV | Meshed | None | Normal (N)
Metro West | CROYDON PARK TEE - CROYDON SD1655C | Normal Rating | MVA | 2026 | 128 | 66kV | Meshed | None | Normal (N)
Metro North | DIREK - PARALOWIE SD2004 | Normal Rating | MVA | 2026 | 127 | 66kV | Meshed | None | Normal (N)
Metro East | DRY CREEK - KILBURN SOUTH TEE SD1658A | Normal Rating | MVA | 2026 | 128 | 66kV | Meshed | None | Normal (N)
Metro East | EAST TERRACE - COROMANDEL PLACE SD1680 | Normal Rating | MVA | 2026 | 155 | 66kV | Meshed | None | Normal (N)
Metro East | EAST TERRACE - NORTH ADELAIDE SD1560 | Normal Rating | MVA | 2026 | 81 | 66kV | Meshed | None | Normal (N)
Metro North | EDINBURGH - SALISBURY SD1688 | Normal Rating | MVA | 2026 | 127 | 66kV | Meshed | None | Normal (N)
Metro North | ELIZABETH DOWNS - PENFIELD SD1508 | Normal Rating | MVA | 2026 | 137 | 66kV | Meshed | None | Normal (N)
Metro North | ELIZABETH DOWNS - SMITHFIELD WEST SD1686 | Normal Rating | MVA | 2026 | 83 | 66kV | Meshed | N-1 | Normal (N)
Metro North | ELIZABETH HEIGHTS - ELIZABETH DOWNS SD1501 | Normal Rating | MVA | 2026 | 109 | 66kV | Meshed | None | Normal (N)
Metro North | ELIZABETH SOUTH - EDINBURGH SD1511 | Normal Rating | MVA | 2026 | 127 | 66kV | Meshed | None | Normal (N)
Metro West | FINDON - FINDON TEE SD1520A | Normal Rating | MVA | 2026 | 137 | 66kV | Meshed | None | Normal (N)
Metro West | FINDON TEE - FLINDERS PARK SD1520B | Normal Rating | MVA | 2026 | 128 | 66kV | Meshed | None | Normal (N)
Metro West | FLINDERS PARK - NEW RICHMOND SD1521 | Normal Rating | MVA | 2026 | 70 | 66kV | Meshed | None | Normal (N)
Metro West | FULHAM GARDENS - FINDON TEE SD1520C | Normal Rating | MVA | 2026 | 128 | 66kV | Meshed | None | Normal (N)
Metro West | FULHAM GARDENS - HENLEY SOUTH #1 SD1519 | Normal Rating | MVA | 2026 | 61 | 66kV | Meshed | None | Normal (N)
Metro West | FULHAM GARDENS - HENLEY SOUTH #2 SD1691 | Normal Rating | MVA | 2026 | 61 | 66kV | Meshed | None | Normal (N)
Metro South | GLENELG NORTH TEE - GLENELG NORTH SD1584A | Normal Rating | MVA | 2026 | 66 | 66kV | Meshed | None | Normal (N)
Metro South | GLENELG NORTH TEE - PLYMPTON SD1584B | Normal Rating | MVA | 2026 | 127 | 66kV | Meshed | None | Normal (N)
Metro East | GOLDEN GROVE - INGLE FARM SD1647 | Normal Rating | MVA | 2026 | 127 | 66kV | Meshed | None | Normal (N)
Metro South | HACKHAM - PORT NOARLUNGA SD1694A | Normal Rating | MVA | 2026 | 127 | 66kV | Meshed | None | Normal (N)
Metro South | HAPPY VALLEY - HV/SAW TEE SD1591A | Normal Rating | MVA | 2026 | 128 | 66kV | Meshed | None | Normal (N)
Metro South | HAPPY VALLEY - PANORAMA #1 SD1665 | Normal Rating | MVA | 2026 | 125 | 66kV | Meshed | None | Normal (N)
Metro South | HAPPY VALLEY - PANORAMA #2 SD1666 | Normal Rating | MVA | 2026 | 126 | 66kV | Meshed | None | Normal (N)
Metro South | HAPPY VALLEY - SEACOMBE #1 SD1566 | Normal Rating | MVA | 2026 | 109 | 66kV | Meshed | None | Normal (N)
Metro South | HAPPY VALLEY - SEACOMBE #2 SD1590 | Normal Rating | MVA | 2026 | 119 | 66kV | Meshed | None | Normal (N)
Metro East | HILLCREST - HOLDEN HILL SD1692 | Normal Rating | MVA | 2026 | 127 | 66kV | Meshed | None | Normal (N)
Metro East | HINDLEY STREET - WHITMORE SQUARE SD1664 | Normal Rating | MVA | 2026 | 125 | 66kV | Meshed | None | Normal (N)
Metro East | HINDLEY STREET TEE - HINDLEY STREET SD1659C | Normal Rating | MVA | 2026 | 81 | 66kV | Meshed | None | Normal (N)
Metro East | HOLDEN HILL - CAMPBELLTOWN SD1660 | Normal Rating | MVA | 2026 | 127 | 66kV | Meshed | None | Normal (N)
Metro East | HOLDEN HILL - HOPE VALLEY SD1554A | Normal Rating | MVA | 2026 | 127 | 66kV | Meshed | None | Normal (N)
Metro East | HOPE VALLEY - TEA TREE GULLY SD1554B | Normal Rating | MVA | 2026 | 127 | 66kV | Meshed | None | Normal (N)
Metro South | HV/SAW TEE - MORPHETT VALE EAST SD1591C | Normal Rating | MVA | 2026 | 127 | 66kV | Meshed | None | Normal (N)
Metro East | KENT TOWN - KENT TOWN TEE SD1690 | Normal Rating | MVA | 2026 | 65 | 66kV | Meshed | None | Normal (N)
Metro South | KESWICK - CLARENCE GARDENS SD1671 | Normal Rating | MVA | 2026 | 52 | 66kV | Radial | None | Normal (N)
Metro South | KESWICK - NEW RICHMOND TEE SD1670A | Normal Rating | MVA | 2026 | 127 | 66kV | Meshed | N-1 | Normal (N)
Metro South | KESWICK - WHITMORE SQUARE TEE SD1669A | Normal Rating | MVA | 2026 | 127 | 66kV | Meshed | None | Normal (N)
Metro West | KILBURN - CAVAN SD2014 | Normal Rating | MVA | 2026 | 137 | 66kV | Meshed | None | Normal (N)
Metro West | KILBURN - CROYDON PARK SD1531 | Normal Rating | MVA | 2026 | 127 | 66kV | Meshed | None | Normal (N)
Metro East | KILBURN SOUTH TEE - KILBURN SOUTH SD1658B | Normal Rating | MVA | 2026 | 114 | 66kV | Radial | None | Normal (N)
Metro East | KILBURN SOUTH TEE - PROSPECT SD1658C | Normal Rating | MVA | 2026 | 128 | 66kV | Meshed | None | Normal (N)
Metro West | KILKENNY - WOODVILLE SD1675 | Normal Rating | MVA | 2026 | 127 | 66kV | Meshed | None | Normal (N)
Metro South | KINGSWOOD - NORTH UNLEY SD1574 | Normal Rating | MVA | 2026 | 109 | 66kV | Meshed | None | Normal (N)
Metro West | LARGS NORTH - ADELAIDE BRIGHTON CEMENT SD1654 | Normal Rating | MVA | 2026 | 127 | 66kV | Meshed | None | Normal (N)
Metro West | LEFEVRE - BLACKPOOL SD1693 | Normal Rating | MVA | 2026 | 137 | 66kV | Meshed | None | Normal (N)
Metro South | LINDEN PARK - LINDEN PARK TEE SD1662A | Normal Rating | MVA | 2026 | 46 | 66kV | Meshed | None | Normal (N)
Metro South | LOWER MITCHAM - KINGSWOOD SD1563 | Normal Rating | MVA | 2026 | 127 | 66kV | Meshed | None | Normal (N)
Metro East | MAGILL - BURNSIDE SD1556 | Normal Rating | MVA | 2026 | 55 | 66kV | Radial | None | Normal (N)
Metro East | MAGILL - KENT TOWN TEE SD1663A | Normal Rating | MVA | 2026 | 128 | 66kV | Meshed | None | Normal (N)
Metro East | MAGILL - NORWOOD SD1543 | Normal Rating | MVA | 2026 | 128 | 66kV | Meshed | None | Normal (N)
Metro South | MAGILL - URAIDLA TEE SD1662B | Normal Rating | MVA | 2026 | 109 | 66kV | Meshed | None | Normal (N)
Metro East | MAGILL - WOODFORDE 2 SD1678 | Normal Rating | MVA | 2026 | 114 | 66kV | Radial | None | Normal (N)
Metro East | MAGILL - WOODFORDE 3 SD1679 | Normal Rating | MVA | 2026 | 128 | 66kV | Radial | None | Normal (N)
Metro South | MCLAREN FLAT - WILLUNGA SD1594A | Normal Rating | MVA | 2026 | 83 | 66kV | Meshed | N-1 | Normal (N)
Metro South | MORPHETT VALE EAST - CLARENDON SD1592 | Normal Rating | MVA | 2026 | 15 | 66kV | Radial | None | Normal (N)
Metro South | MORPHETT VALE EAST - HACKHAM SD1694B | Normal Rating | MVA | 2026 | 127 | 66kV | Meshed | None | Normal (N)
Metro South | MORPHETT VALE EAST - MCLAREN FLAT SD1594B | Normal Rating | MVA | 2026 | 83 | 66kV | Meshed | N-1 | Normal (N)
Metro South | MORPHETT VALE EAST - PORT STANVAC #1 SD1593 | Normal Rating | MVA | 2026 | 128 | 66kV | Meshed | None | Normal (N)
Metro South | MORPHETT VALE EAST - PORT STANVAC #2 SD2010 | Normal Rating | MVA | 2026 | 127 | 66kV | Meshed | None | Normal (N)
Metro South | MORPHETTVILLE - ASCOT PARK SD1586 | Normal Rating | MVA | 2026 | 128 | 66kV | Meshed | None | Normal (N)
Metro South | MORPHETTVILLE - GLENELG NORTH TEE SD1584C | Normal Rating | MVA | 2026 | 109 | 66kV | Meshed | None | Normal (N)
Metro South | MORPHETTVILLE - OAKLANDS SD1585 | Normal Rating | MVA | 2026 | 126 | 66kV | Meshed | None | Normal (N)
Metro North | MUNNO PARA - ELIZABETH DOWNS SD2023 | Normal Rating | MVA | 2026 | 83 | 66kV | Meshed | None | Normal (N)
Metro North | MUNNO PARA - EVANSTON SD1652 | Normal Rating | MVA | 2026 | 83 | 66kV | Meshed | N-1 | Normal (N)
Metro West | NEW OSBORNE - BLACKPOOL SD1518 | Normal Rating | MVA | 2026 | 127 | 66kV | Meshed | None | Normal (N)
Metro West | NEW OSBORNE - GLANVILLE SD1527 | Normal Rating | MVA | 2026 | 128 | 66kV | Meshed | N-1 | Normal (N)
Metro West | NEW OSBORNE - LARGS NORTH SD1653 | Normal Rating | MVA | 2026 | 127 | 66kV | Meshed | None | Normal (N)
Metro West | NEW OSBORNE - SMORGON STEEL RECYCLING SD1532A | Normal Rating | MVA | 2026 | 128 | 66kV | Meshed | None | Normal (N)
Metro West | NEW RICHMOND - THEBARTON SD1516 | Normal Rating | MVA | 2026 | 125 | 66kV | Meshed | None | Normal (N)
Metro South | NEW RICHMOND TEE - NEW RICHMOND SD1670B | Normal Rating | MVA | 2026 | 126 | 66kV | Meshed | None | Normal (N)
Metro South | NEW RICHMOND TEE - PLYMPTON SD1670C | Normal Rating | MVA | 2026 | 128 | 66kV | Meshed | None | Normal (N)
Metro South | NOARLUNGA CENTRE - PORT NOARLUNGA SD1668 | Normal Rating | MVA | 2026 | 83 | 66kV | Meshed | None | Normal (N)
Metro East | NORTH ADELAIDE - HINDLEY STREET TEE SD1659A | Normal Rating | MVA | 2026 | 86 | 66kV | Meshed | None | Normal (N)
Metro South | NORTH UNLEY - WHITMORE SQUARE TEE SD1669B | Normal Rating | MVA | 2026 | 109 | 66kV | Meshed | N-1 | Normal (N)
Metro East | NORTHFIELD - CLEARVIEW SD1549 | Normal Rating | MVA | 2026 | 40 | 66kV | Radial | None | Normal (N)
Metro East | NORTHFIELD - DRY CREEK SD1657 | Normal Rating | MVA | 2026 | 127 | 66kV | Meshed | None | Normal (N)
Metro East | NORTHFIELD - HARROW SD1535 | Normal Rating | MVA | 2026 | 40 | 66kV | Radial | None | Normal (N)
Metro East | NORTHFIELD - HILLCREST SD1534 | Normal Rating | MVA | 2026 | 127 | 66kV | Meshed | None | Normal (N)
Metro East | NORTHFIELD - HOLDEN HILL SD1539 | Normal Rating | MVA | 2026 | 128 | 66kV | Meshed | None | Normal (N)
Metro East | NORTHFIELD - INGLE FARM #1 SD1548 | Normal Rating | MVA | 2026 | 126 | 66kV | Meshed | None | Normal (N)
Metro East | NORTHFIELD - INGLE FARM #2 SD2019 | Normal Rating | MVA | 2026 | 137 | 66kV | Meshed | None | Normal (N)
Metro East | NORWOOD - EAST TERRACE SD1545 | Normal Rating | MVA | 2026 | 91 | 66kV | Meshed | N-1 | Normal (N)
Metro East | NORWOOD - KENT TOWN SD1559 | Normal Rating | MVA | 2026 | 46 | 66kV | Meshed | None | Normal (N)
Metro East | NORWOOD - LINDEN PARK SD1544 | Normal Rating | MVA | 2026 | 59 | 66kV | Meshed | None | Normal (N)
Metro South | PANORAMA - ASCOT PARK SD1587 | Normal Rating | MVA | 2026 | 128 | 66kV | Meshed | None | Normal (N)
Metro South | PANORAMA - BLACKWOOD SD1572 | Normal Rating | MVA | 2026 | 40 | 66kV | Radial | None | Normal (N)
Metro South | PANORAMA - CUDMORE PARK SD1573 | Normal Rating | MVA | 2026 | 35 | 66kV | Radial | None | Normal (N)
Metro South | PANORAMA - LINDEN PARK TEE SD1662C | Normal Rating | MVA | 2026 | 128 | 66kV | Meshed | None | Normal (N)
Metro South | PANORAMA - LOWER MITCHAM SD1562 | Normal Rating | MVA | 2026 | 127 | 66kV | Meshed | None | Normal (N)
Metro South | PANORAMA - TONSLEY EAST SD2035 | Normal Rating | MVA | 2026 | 81 | 66kV | Meshed | None | Normal (N)
Metro North | PARA - ELIZABETH HEIGHTS SD1504 | Normal Rating | MVA | 2026 | 128 | 66kV | Meshed | None | Normal (N)
Metro North | PARA - ELIZABETH SOUTH SD1503 | Normal Rating | MVA | 2026 | 128 | 66kV | Meshed | None | Normal (N)
Metro North | PARAFIELD GARDENS - CAVAN SD1687 | Normal Rating | MVA | 2026 | 60 | 66kV | Meshed | None | Normal (N)
Metro North | PARAFIELD GARDENS - SALISBURY SD1502 | Normal Rating | MVA | 2026 | 127 | 66kV | Meshed | None | Normal (N)
Metro North | PARAFIELD GARDENS WEST - BOLIVAR SD1683 | Normal Rating | MVA | 2026 | 127 | 66kV | Radial | None | Normal (N)
Metro North | PARAFIELD GARDENS WEST - PARAFIELD GARDENS SD1682 | Normal Rating | MVA | 2026 | 127 | 66kV | Meshed | N-1 | Normal (N)
Metro North | PARAFIELD GARDENS WEST - PARALOWIE SD1510 | Normal Rating | MVA | 2026 | 127 | 66kV | Meshed | None | Normal (N)
Metro North | PENFIELD - DIREK SD1685 | Normal Rating | MVA | 2026 | 127 | 66kV | Meshed | None | Normal (N)
Metro North | PENFIELD - ELIZABETH SOUTH SD1509 | Normal Rating | MVA | 2026 | 137 | 66kV | Meshed | None | Normal (N)
Metro South | PLYMPTON - GLENELG NORTH SD1583 | Normal Rating | MVA | 2026 | 55 | 66kV | Meshed | None | Normal (N)
Metro West | PORT ADELAIDE - CHELTENHAM SD1646 | Normal Rating | MVA | 2026 | 127 | 66kV | Meshed | None | Normal (N)
Metro West | PORT ADELAIDE NORTH - ATHOL PARK TEE SD1677B | Normal Rating | MVA | 2026 | 128 | 66kV | Meshed | None | Normal (N)
Metro South | PORT NOARLUNGA - SEAFORD SD1676A | Normal Rating | MVA | 2026 | 84 | 66kV | Meshed | N-1 | Normal (N)
Metro South | PORT STANVAC - LONSDALE SD1673 | Normal Rating | MVA | 2026 | 137 | 66kV | Meshed | None | Normal (N)
Metro South | PORT STANVAC - NOARLUNGA CENTRE SD1667 | Normal Rating | MVA | 2026 | 128 | 66kV | Meshed | None | Normal (N)
Metro East | PROSPECT - CROYDON SD2024 | Normal Rating | MVA | 2026 | 123 | 66kV | Meshed | None | Normal (N)
Metro West | QUEENSTOWN - GLANVILLE SD1526 | Normal Rating | MVA | 2026 | 127 | 66kV | Meshed | None | Normal (N)
Metro South | SEACOMBE - OAKLANDS SD1565 | Normal Rating | MVA | 2026 | 126 | 66kV | Meshed | None | Normal (N)
Metro South | SEACOMBE - SHEIDOW PARK SD1672 | Normal Rating | MVA | 2026 | 137 | 66kV | Meshed | None | Normal (N)
Metro South | SEAFORD - ALDINGA SD1676B | Normal Rating | MVA | 2026 | 84 | 66kV | Meshed | N-1 | Normal (N)
Metro South | SHEIDOW PARK - LONSDALE SD2009 | Normal Rating | MVA | 2026 | 137 | 66kV | Meshed | None | Normal (N)
Metro North | SMITHFIELD WEST - ANGLE VALE SD1650 | Normal Rating | MVA | 2026 | 84 | 66kV | Meshed | None | Normal (N)
Metro West | SMORGON STEEL RECYCLING - PORT ADELAIDE NORTH SD1532B | Normal Rating | MVA | 2026 | 128 | 66kV | Meshed | None | Normal (N)
Metro North | ST KILDA - VIRGINIA SD1684 | Normal Rating | MVA | 2026 | 60 | 66kV | Radial | None | Normal (N)
Metro East | TEA TREE GULLY - GOLDEN GROVE SD1638 | Normal Rating | MVA | 2026 | 127 | 66kV | Meshed | None | Normal (N)
Metro West | THEBARTON - CROYDON SD1522 | Normal Rating | MVA | 2026 | 128 | 66kV | Meshed | None | Normal (N)
Metro South | TONSLEY EAST - TONSLEY PARK SD1588 | Normal Rating | MVA | 2026 | 137 | 66kV | Meshed | None | Normal (N)
Metro South | TONSLEY PARK - SEACOMBE SD1564 | Normal Rating | MVA | 2026 | 128 | 66kV | Meshed | None | Normal (N)
Metro West | TORRENS ISLAND - ATHOL PARK TEE SD1677C | Normal Rating | MVA | 2026 | 127 | 66kV | Meshed | None | Normal (N)
Metro West | TORRENS ISLAND - KILBURN SD1656 | Normal Rating | MVA | 2026 | 98 | 66kV | Meshed | None | Normal (N)
Metro South | URAIDLA TEE - LINDEN PARK TEE SD1662D | Normal Rating | MVA | 2026 | 128 | 66kV | Meshed | None | Normal (N)
Metro North | VIRGINIA - VIRGINIA TEE SD2022A | Normal Rating | MVA | 2026 | 137 | 66kV | Radial | None | Normal (N)
Metro North | VIRGINIA TEE - TWO WELLS SD2022B | Normal Rating | MVA | 2026 | 60 | 66kV | Radial | None | Normal (N)
Metro East | WHITMORE SQUARE - KENT TOWN TEE SD1663B | Normal Rating | MVA | 2026 | 90 | 66kV | Meshed | None | Normal (N)
Metro East | WHITMORE SQUARE - WHITMORE SQUARE TEE SD1669C | Normal Rating | MVA | 2026 | 70 | 66kV | Meshed | None | Normal (N)
Metro West | WOODVILLE - FINDON SD1524 | Normal Rating | MVA | 2026 | 126 | 66kV | Meshed | None | Normal (N)
Metro West | WOODVILLE - QUEENSTOWN SD1525 | Normal Rating | MVA | 2026 | 127 | 66kV | Meshed | None | Normal (N)
Eastern Hills | MOUNT BARKER DISTRIBUTION - MOUNT BARKER SOUTH SD2012 | Normal Rating | MVA | 2026 | 109.9714 | 66kV | Meshed | None | Normal (N)
Eastern Hills | MOUNT BARKER DISTRIBUTION - BALHANNAH SD1598 | Normal Rating | MVA | 2026 | 55.5573 | 66kV | Radial | None | Normal (N)
Eastern Hills | BALHANNAH - URAIDLA SD1599 | Normal Rating | MVA | 2026 | 40.3533 | 66kV | Radial | None | Normal (N)
Eastern Hills | URAIDLA - MAGILL (METRO SOUTH TIE) SD1662E | Normal Rating | MVA | 2026 | 40.3533 | 66kV | Radial | None | Normal (N)
Eastern Hills | MOUNT BARKER DISTRIBUTION - HAHNDORF SD1596 | Normal Rating | MVA | 2026 | 55.5573 | 66kV | Radial | None | Normal (N)
Eastern Hills | MOUNT BARKER SOUTH - MEADOWS SD1597 | Normal Rating | MVA | 2026 | 55.5573 | 66kV | Radial | None | Normal (N)
Eastern Hills | MOUNT BARKER SOUTH - STRATHALBYN EAST TEE SD1601A | Normal Rating | MVA | 2026 | 34.8662 | 66kV | Radial | None | Normal (N)
Eastern Hills | STRATHALBYN EAST TEE - STRATHALBYN SD1601B | Normal Rating | MVA | 2026 | 34.8662 | 66kV | Radial | None | Normal (N)
Eastern Hills | STRATHALBYN - BELVIDERE SD1602 | Normal Rating | MVA | 2026 | 13.1463 | 66kV | Radial | None | Normal (N)
Eastern Hills | BELVIDERE - MILANG SD1603 | Normal Rating | MVA | 2026 | 10.2884 | 66kV | Radial | None | Normal (N)
Eastern Hills | BELVIDERE - LANGHORNE CREEK SD1604 | Normal Rating | MVA | 2026 | 13.1463 | 66kV | Radial | None | Normal (N)
Eyre Peninsula | YADNARIE - CLEVE SD1609 | Normal Rating | MVA | 2026 | 10.2884 | 66kV | Radial | None | Normal (N)
Eyre Peninsula | YADNARIE - RUDALL SD1610 | Normal Rating | MVA | 2026 | 10.2884 | 66kV | Radial | None | Normal (N)
Eyre Peninsula | RUDALL - DARKE PEAK SD1611 | Normal Rating | MVA | 2026 | 10.2884 | 66kV | Radial | None | Normal (N)
Eyre Peninsula | DARKE PEAK - CARALUE SD1612 | Normal Rating | MVA | 2026 | 10.2884 | 66kV | Radial | None | Normal (N)
Eyre Peninsula | RUDALL - LOCK SD1613 | Normal Rating | MVA | 2026 | 10.2884 | 66kV | Radial | None | Normal (N)
Eyre Peninsula | LOCK - POLDA SD1614 | Normal Rating | MVA | 2026 | 10.2884 | 66kV | Radial | None | Normal (N)
Eyre Peninsula | WUDINNA - POLDA SD1615 | Normal Rating | MVA | 2026 | 10.2884 | 66kV | Radial | None | Normal (N)
Eyre Peninsula | WUDINNA - MOORKITABIE SD1605 | Normal Rating | MVA | 2026 | 53.271 | 66kV | Radial | None | Normal (N)
Eyre Peninsula | MOORKITABIE - TARLTON SD1606 | Normal Rating | MVA | 2026 | 53.271 | 66kV | Radial | None | Normal (N)
Eyre Peninsula | TARLTON - STREAKY BAY SD1607 | Normal Rating | MVA | 2026 | 30.9795 | 66kV | Radial | None | Normal (N)
Eyre Peninsula | TARLTON - CEDUNA SD1608 | Normal Rating | MVA | 2026 | 53.271 | 66kV | Radial | None | Normal (N)
Riverland | NORTH WEST BEND - MORGAN TEE SD1616 | Normal Rating | MVA | 2026 | 19.4336 | 66kV | Radial | None | Normal (N)
Riverland | MORGAN TEE - CORDOLA SD1617 | Normal Rating | MVA | 2026 | 19.6622 | 66kV | Radial | None | Normal (N)
Riverland | CORDOLA - ROONKA SD1618 | Normal Rating | MVA | 2026 | 19.6622 | 66kV | Radial | None | Normal (N)
Riverland | ROONKA - PORTEE SD1619 | Normal Rating | MVA | 2026 | 19.6622 | 66kV | Radial | None | Normal (N)
Riverland | PORTEE - SWAN REACH SD1620 | Normal Rating | MVA | 2026 | 10.2884 | 66kV | Radial | None | Normal (N)
Riverland | NORTH WEST BEND - CADELL SD1622 | Normal Rating | MVA | 2026 | 26.5212 | 66kV | Radial | None | Normal (N)
Riverland | CADELL - QUALCO SD1623 | Normal Rating | MVA | 2026 | 26.5212 | 66kV | Radial | None | Normal (N)
Riverland | QUALCO - RAMCO SD1624 | Normal Rating | MVA | 2026 | 26.5212 | 66kV | Radial | None | Normal (N)
Riverland | RAMCO - WAIKERIE SD1625 | Normal Rating | MVA | 2026 | 26.5212 | 66kV | Radial | None | Normal (N)
Riverland | BERRI - GLOSSOP SD1626 | Normal Rating | MVA | 2026 | 40.3533 | 66kV | Radial | None | Normal (N)
Riverland | GLOSSOP - LOVEDAY SD1627 | Normal Rating | MVA | 2026 | 26.5212 | 66kV | Radial | None | Normal (N)
Riverland | LOVEDAY - WOOLPUNDA SD1628 | Normal Rating | MVA | 2026 | 14.0608 | 66kV | Radial | None | Normal (N)
Riverland | WOOLPUNDA - WAIKERIE SD1629 | Normal Rating | MVA | 2026 | 14.0608 | 66kV | Radial | None | Normal (N)
Riverland | BERRI - LOXTON SD1630 | Normal Rating | MVA | 2026 | 44.0114 | 66kV | Radial | None | Normal (N)
Riverland | LOXTON - PYAP SD1631 | Normal Rating | MVA | 2026 | 14.0608 | 66kV | Radial | None | Normal (N)
Riverland | BERRI - RENMARK SD1632 | Normal Rating | MVA | 2026 | 42.7539 | 66kV | Radial | None | Normal (N)
Riverland | RENMARK - PARINGA SD1633 | Normal Rating | MVA | 2026 | 26.0639 | 66kV | Radial | None | Normal (N)
Riverland | BERRI - LYRUP SD1634 | Normal Rating | MVA | 2026 | 12.3461 | 66kV | Radial | None | Normal (N)
Metro South | WILLUNGA - MYPONGA SD1568 | Normal Rating | MVA | 2026 | 71.9044 | 66kV | Radial | None | Normal (N)
Metro South | MYPONGA - YANKALILLA SD1569 | Normal Rating | MVA | 2026 | 71.9044 | 66kV | Radial | None | Normal (N)
Metro South | YANKALILLA - CAPE JERVIS SD1689 | Normal Rating | MVA | 2026 | 60.5871 | 66kV | Radial | None | Normal (N)
Metro South | WILLUNGA - SQUARE WATER HOLE SD1570 | Normal Rating | MVA | 2026 | 71.9044 | 66kV | Radial | None | Normal (N)
Metro South | SQUARE WATER HOLE - VICTOR HARBOR SD1595 | Normal Rating | MVA | 2026 | 40.582 | 66kV | Radial | None | Normal (N)
Metro South | SQUARE WATER HOLE - GOOLWA SD1571 | Normal Rating | MVA | 2026 | 33.4944 | 66kV | Radial | None | Normal (N)
Eastern Hills | BALHANNAH - WOODSIDE SD41100 | Normal Rating | MVA | 2026 | 20.1767 | 33kV | Radial | None | Normal (N)
Eastern Hills | BALHANNAH - VERDUN TEE SD41200 | Normal Rating | MVA | 2026 | 21.377 | 33kV | Radial | None | Normal (N)
Eastern Hills | VERDUN TEE - ALDGATE TEE SD41200 | Normal Rating | MVA | 2026 | 20.291 | 33kV | Radial | None | Normal (N)
Eastern Hills | VERDUN TEE - MYLOR SD41200 | Normal Rating | MVA | 2026 | 3.3723 | 33kV | Radial | None | Normal (N)
Eastern Hills | BALHANNAH - NAIRNE TEE SD41300 | Normal Rating | MVA | 2026 | 13.032 | 33kV | Radial | None | Normal (N)
Eastern Hills | NAIRNE TEE - NAIRNE SD41300 | Normal Rating | MVA | 2026 | 13.032 | 33kV | Radial | None | Normal (N)
Eastern Hills | NAIRNE TEE - BRUKUNGA SD41300 | Normal Rating | MVA | 2026 | 6.5731 | 33kV | Radial | None | Normal (N)
Eastern Hills | URAIDLA - PICCADILLY TEE SD42100 | Normal Rating | MVA | 2026 | 20.291 | 33kV | Radial | None | Normal (N)
Eastern Hills | PICCADILLY TEE - PICCADILLY EOL SD42100 | Normal Rating | MVA | 2026 | 14.2894 | 33kV | Radial | None | Normal (N)
Eastern Hills | PICCADILLY TEE - ALDGATE TEE SD42100 | Normal Rating | MVA | 2026 | 20.291 | 33kV | Radial | None | Normal (N)
Eastern Hills | ALDGATE TEE - ALDGATE SD42100 | Normal Rating | MVA | 2026 | 13.032 | 33kV | Radial | None | Normal (N)
Eastern Hills | ANGAS CREEK - BIRDWOOD TEE SD38100 | Normal Rating | MVA | 2026 | 14.5752 | 33kV | Radial | None | Normal (N)
Eastern Hills | BIRDWOOD TEE - GUMERACHA RURAL SD38100 | Normal Rating | MVA | 2026 | 4.2297 | 33kV | Radial | None | Normal (N)
Eastern Hills | BIRDWOOD TEE - BIRDWOOD SD38100 | Normal Rating | MVA | 2026 | 7.1447 | 33kV | Radial | None | Normal (N)
Eastern Hills | BIRDWOOD - MOUNT PLEASANT TEE SD38100 | Normal Rating | MVA | 2026 | 4.2297 | 33kV | Radial | None | Normal (N)
Eastern Hills | MOUNT PLEASANT TEE - PALMER RURAL SD38100 | Normal Rating | MVA | 2026 | 4.2297 | 33kV | Radial | None | Normal (N)
Eastern Hills | MOUNT PLEASANT TEE - MOUNT PLEASANT SD38100 | Normal Rating | MVA | 2026 | 4.2297 | 33kV | Radial | None | Normal (N)
Eastern Hills | ANGAS CREEK - ANGAS CREEK TEE SD38200 | Normal Rating | MVA | 2026 | 20.291 | 33kV | Radial | None | Normal (N)
Eastern Hills | ANGAS CREEK TEE - LOBETHAL SD38200 | Normal Rating | MVA | 2026 | 20.1767 | 33kV | Radial | None | Normal (N)
Eastern Hills | LOBETHAL - WOODSIDE SD38200 | Normal Rating | MVA | 2026 | 7.0304 | 33kV | Radial | None | Normal (N)
Eastern Hills | ANGAS CREEK TEE - GUMERACHA WEIR SD38200 | Normal Rating | MVA | 2026 | 7.0304 | 33kV | Radial | None | Normal (N)
Eastern Hills | GUMERACHA WEIR - HOUGHTON SD38200 | Normal Rating | MVA | 2026 | 6.9732 | 33kV | Radial | None | Normal (N)
Eastern Hills | GUMERACHA WEIR - KERSBROOK SD38200 | Normal Rating | MVA | 2026 | 7.0304 | 33kV | Radial | None | Normal (N)
Eastern Hills | KERSBROOK - WILLIAMSTOWN SOUTH TEE SD38200 | Normal Rating | MVA | 2026 | 6.9732 | 33kV | Radial | None | Normal (N)
Eastern Hills | GUMERACHA WEIR - GUMERACHA RURAL SD38200 | Normal Rating | MVA | 2026 | 4.2297 | 33kV | Radial | None | Normal (N)
Eyre Peninsula | WHYALLA CENTRAL - WHYALLA CITY 1 SD56101 | Normal Rating | MVA | 2026 | 26.6355 | 33kV | Radial | None | Normal (N)
Eyre Peninsula | WHYALLA CENTRAL - WHYALLA CITY 2 SD56102 | Normal Rating | MVA | 2026 | 27.7786 | 33kV | Radial | None | Normal (N)
Eyre Peninsula | WHYALLA CENTRAL - WHYALLA STUART SD56201 | Normal Rating | MVA | 2026 | 27.7786 | 33kV | Radial | None | Normal (N)
Eyre Peninsula | WHYALLA CENTRAL - WHYALLA NORTH TEE SD56301 | Normal Rating | MVA | 2026 | 25.1494 | 33kV | Radial | None | Normal (N)
Eyre Peninsula | WHYALLA NORTH TEE - WHYALLA TERMINAL SD56301 | Normal Rating | MVA | 2026 | 21.3198 | 33kV | Radial | None | Normal (N)
Eyre Peninsula | WHYALLA NORTH TEE - WHYALLA SOLAR SD56301 | Normal Rating | MVA | 2026 | 25.1494 | 33kV | Radial | None | Normal (N)
Eyre Peninsula | WHYALLA SOLAR - WHYALLA NORTH SD56301 | Normal Rating | MVA | 2026 | 13.2034 | 33kV | Radial | None | Normal (N)
Eyre Peninsula | PORT LINCOLN TERMINAL - PORT LINCOLN CITY TEE PL32 | Normal Rating | MVA | 2026 | 20.5768 | 33kV | Radial | None | Normal (N)
Eyre Peninsula | PORT LINCOLN CITY TEE - PORT LINCOLN CITY PL32 | Normal Rating | MVA | 2026 | 20.5768 | 33kV | Radial | None | Normal (N)
Eyre Peninsula | PORT LINCOLN CITY TEE - PORT LINCOLN MARINA TEE PL32 | Normal Rating | MVA | 2026 | 20.5768 | 33kV | Radial | None | Normal (N)
Eyre Peninsula | PORT LINCOLN MARINA TEE - PORT LINCOLN DOCKS PL32 | Normal Rating | MVA | 2026 | 20.291 | 33kV | Radial | None | Normal (N)
Eyre Peninsula | PORT LINCOLN MARINA TEE - PORT LINCOLN MARINA PL32 | Normal Rating | MVA | 2026 | 25.1494 | 33kV | Radial | None | Normal (N)
Eyre Peninsula | PORT LINCOLN TERMINAL - PORT LINCOLN CITY SD61101 | Normal Rating | MVA | 2026 | 24.4898 | 33kV | Radial | None | Normal (N)
Eyre Peninsula | PORT LINCOLN TERMINAL - POONINDIE TEE PL34 | Normal Rating | MVA | 2026 | 20.4053 | 33kV | Radial | None | Normal (N)
Eyre Peninsula | POONINDIE TEE - POONINDIE PL34 | Normal Rating | MVA | 2026 | 15.4897 | 33kV | Radial | None | Normal (N)
Eyre Peninsula | POONINDIE - POINT BOSTON PL34 | Normal Rating | MVA | 2026 | 14.2894 | 33kV | Radial | None | Normal (N)
Eyre Peninsula | POONINDIE TEE - TOD RIVER PL34 | Normal Rating | MVA | 2026 | 20.4053 | 33kV | Radial | None | Normal (N)
Eyre Peninsula | TOD RIVER - CUMMINS CM36 | Normal Rating | MVA | 2026 | 5.1442 | 33kV | Radial | None | Normal (N)
Eyre Peninsula | TOD RIVER - TUMBY BAY CM35 | Normal Rating | MVA | 2026 | 5.1442 | 33kV | Radial | None | Normal (N)
Eyre Peninsula | PORT LINCOLN TERMINAL - ULEY SOUTH TEE PL33 | Normal Rating | MVA | 2026 | 23.1489 | 33kV | Radial | None | Normal (N)
Eyre Peninsula | ULEY SOUTH TEE - ULEY SOUTH PL33 | Normal Rating | MVA | 2026 | 5.2585 | 33kV | Radial | None | Normal (N)
Eyre Peninsula | ULEY SOUTH TEE - ULEY PL33 | Normal Rating | MVA | 2026 | 15.4897 | 33kV | Radial | None | Normal (N)
Eyre Peninsula | ULEY - COFFIN BAY PL33 | Normal Rating | MVA | 2026 | 3.9439 | 33kV | Radial | None | Normal (N)
Eyre Peninsula | CLEVE - COWELL SD53100 | Normal Rating | MVA | 2026 | 14.2894 | 33kV | Radial | None | Normal (N)
Eyre Peninsula | CLEVE - BOOTHBY SD55100 | Normal Rating | MVA | 2026 | 15.0325 | 33kV | Radial | None | Normal (N)
Eyre Peninsula | BOOTHBY - PUMPING STATION ROAD SD55100 | Normal Rating | MVA | 2026 | 14.2894 | 33kV | Radial | None | Normal (N)
Eyre Peninsula | PUMPING STATION ROAD - ARNO BAY SD55100 | Normal Rating | MVA | 2026 | 14.2894 | 33kV | Radial | None | Normal (N)
Mid North | BRINKWORTH - YACKA TEE SD33100 | Normal Rating | MVA | 2026 | 6.173 | 33kV | Radial | None | Normal (N)
Mid North | YACKA TEE - YACKA RURAL SD33100 | Normal Rating | MVA | 2026 | 5.1442 | 33kV | Radial | None | Normal (N)
Mid North | YACKA TEE - SPALDING TEE SD33100 | Normal Rating | MVA | 2026 | 5.1442 | 33kV | Radial | None | Normal (N)
Mid North | SPALDING TEE - GEORGETOWN SD33100 | Normal Rating | MVA | 2026 | 5.1442 | 33kV | Radial | None | Normal (N)
Mid North | GEORGETOWN - GLADSTONE SD33100 | Normal Rating | MVA | 2026 | 3.9439 | 33kV | Radial | None | Normal (N)
Mid North | SPALDING TEE - SPALDING SD33100 | Normal Rating | MVA | 2026 | 3.9439 | 33kV | Radial | None | Normal (N)
Mid North | BRINKWORTH - MERRITON SD33300 | Normal Rating | MVA | 2026 | 6.173 | 33kV | Radial | None | Normal (N)
Mid North | BRINKWORTH - BRINKWORTH TEE SD33200 | Normal Rating | MVA | 2026 | 6.173 | 33kV | Radial | None | Normal (N)
Mid North | BRINKWORTH TEE - YACKA RURAL SD33200 | Normal Rating | MVA | 2026 | 5.1442 | 33kV | Radial | None | Normal (N)
Mid North | BRINKWORTH TEE - BLYTH TOWNSHIP SD33200 | Normal Rating | MVA | 2026 | 5.1442 | 33kV | Radial | None | Normal (N)
Mid North | BLYTH TOWNSHIP - CLARE NORTH TEE SD33200 | Normal Rating | MVA | 2026 | 5.1442 | 33kV | Radial | None | Normal (N)
Mid North | BLYTH TOWNSHIP - BALAKLAVA TOWNSHIP SD33200 | Normal Rating | MVA | 2026 | 4.0582 | 33kV | Radial | None | Normal (N)
Mid North | WATERLOO DISTRIBUTION - RIVERTON TEE SD36400 | Normal Rating | MVA | 2026 | 6.173 | 33kV | Radial | N | Normal (N)
Mid North | RIVERTON TEE - AUBURN TEE SD36400 | Normal Rating | MVA | 2026 | 6.173 | 33kV | Radial | None | Normal (N)
Mid North | AUBURN TEE - AUBURN SD36400 | Normal Rating | MVA | 2026 | 6.173 | 33kV | Radial | None | Normal (N)
Mid North | RIVERTON TEE - RIVERTON SD36400 | Normal Rating | MVA | 2026 | 6.173 | 33kV | Radial | None | Normal (N)
Mid North | WATERLOO DISTRIBUTION - WATERLOO RURAL SD36201 | Normal Rating | MVA | 2026 | 7.0304 | 33kV | Radial | None | Normal (N)
Mid North | WATERLOO RURAL - ROBERTSTOWN SD36201 | Normal Rating | MVA | 2026 | 7.0304 | 33kV | Radial | None | Normal (N)
Mid North | WATERLOO DISTRIBUTION - PORTERS LAGOON SD36101 | Normal Rating | MVA | 2026 | 21.377 | 33kV | Radial | None | Normal (N)
Mid North | PORTERS LAGOON - HANSON SD36101 | Normal Rating | MVA | 2026 | 20.291 | 33kV | Radial | None | Normal (N)
Mid North | WATERLOO DISTRIBUTION - WATERLOO TOWN SD36300 | Normal Rating | MVA | 2026 | 20.291 | 33kV | Radial | None | Normal (N)
Mid North | WATERLOO TOWN - EUDUNDA TEE SD36300 | Normal Rating | MVA | 2026 | 7.0304 | 33kV | Radial | None | Normal (N)
Mid North | EUDUNDA TEE - EUDUNDA SD36300 | Normal Rating | MVA | 2026 | 5.1442 | 33kV | Radial | None | Normal (N)
Mid North | EUDUNDA TEE - KAPUNDA RURAL SD36300 | Normal Rating | MVA | 2026 | 7.0304 | 33kV | Radial | None | Normal (N)
Mid North | TEMPLERS - WASLEYS SD37402 | Normal Rating | MVA | 2026 | 13.032 | 33kV | Radial | None | Normal (N)
Mid North | WASLEYS - MALLALA SD37402 | Normal Rating | MVA | 2026 | 9.8311 | 33kV | Radial | None | Normal (N)
Mid North | TEMPLERS - HAMLEY BRIDGE SD37101 | Normal Rating | MVA | 2026 | 9.8311 | 33kV | Radial | None | Normal (N)
Mid North | HAMLEY BRIDGE - BALAKLAVA RURAL SD37102 | Normal Rating | MVA | 2026 | 5.1442 | 33kV | Radial | None | Normal (N)
Mid North | TEMPLERS - FREELING NORTH TEE SD37200 | Normal Rating | MVA | 2026 | 13.2606 | 33kV | Radial | None | Normal (N)
Mid North | FREELING NORTH TEE - KAPUNDA RURAL SD37200 | Normal Rating | MVA | 2026 | 7.0304 | 33kV | Radial | N | Normal (N)
Mid North | TEMPLERS - DAVEYSTON TOWNSHIP SD37301 | Normal Rating | MVA | 2026 | 21.377 | 33kV | Radial | None | Normal (N)
Mid North | TEMPLERS - GAWLER BELT TEE SD37501 | Normal Rating | MVA | 2026 | 20.1767 | 33kV | Radial | None | Normal (N)
Mid North | GAWLER BELT TEE - EVANSTON SD60101 | Normal Rating | MVA | 2026 | 6.5731 | 33kV | Radial | None | Normal (N)
Mid North | DORRIEN - NURIOOTPA TEE SD52100 | Normal Rating | MVA | 2026 | 20.291 | 33kV | Radial | N | Normal (N)
Mid North | NURIOOTPA TEE - NURIOOTPA SD52100 | Normal Rating | MVA | 2026 | 20.291 | 33kV | Radial | None | Normal (N)
Mid North | NURIOOTPA TEE - STOCKWELL SD52100 | Normal Rating | MVA | 2026 | 14.2894 | 33kV | Radial | None | Normal (N)
Mid North | DORRIEN - ANGASTON NO 1 SD52201 | Normal Rating | MVA | 2026 | 25.1494 | 33kV | Meshed | None | Normal (N)
Mid North | DORRIEN - ANGASTON NO 2 SD52202 | Normal Rating | MVA | 2026 | 25.1494 | 33kV | Meshed | None | Normal (N)
Mid North | DORRIEN - BAROSSA SOUTH SD52300 | Normal Rating | MVA | 2026 | 25.1494 | 33kV | Radial | None | Normal (N)
Mid North | BAROSSA SOUTH TEE - LYNDOCH TEE SD52300 | Normal Rating | MVA | 2026 | 26.6355 | 33kV | Radial | None | Normal (N)
Mid North | LYNDOCH TEE - LYNDOCH SD52300 | Normal Rating | MVA | 2026 | 15.0325 | 33kV | Radial | None | Normal (N)
Mid North | LYNDOCH TEE - SANDY CREEK TEE SD52300 | Normal Rating | MVA | 2026 | 3.9439 | 33kV | Radial | None | Normal (N)
Mid North | SANDY CREEK TEE - SANDY CREEK SD52300 | Normal Rating | MVA | 2026 | 3.9439 | 33kV | Radial | None | Normal (N)
Mid North | SANDY CREEK TEE - EVANSTON TEE SD52300 | Normal Rating | MVA | 2026 | 3.9439 | 33kV | Radial | None | Normal (N)
Mid North | LYNDOCH - WILLIAMSTOWN SD52300 | Normal Rating | MVA | 2026 | 8.1164 | 33kV | Radial | None | Normal (N)
Mid North | WILLIAMSTOWN - WILLIAMSTOWN SOUTH TEE SD52300 | Normal Rating | MVA | 2026 | 6.9732 | 33kV | Radial | None | Normal (N)
Mid North | WILLIAMSTOWN SOUTH TEE - WILLIAMSTOWN SOUTH SD52300 | Normal Rating | MVA | 2026 | 6.9732 | 33kV | Radial | None | Normal (N)
Mid North | WILLIAMSTOWN SOUTH TEE - ANGAS CREEK TIE SD52300 | Normal Rating | MVA | 2026 | 6.9732 | 33kV | Radial | None | Normal (N)
Mid North | CLARE NORTH - CLARE NO 1 SD57101 | Normal Rating | MVA | 2026 | 36.6381 | 33kV | Meshed | None | Normal (N)
Mid North | CLARE NORTH - CLARE NORTH TEE SD57102 | Normal Rating | MVA | 2026 | 36.6381 | 33kV | Meshed | None | Normal (N)
Mid North | CLARE NORTH TEE - CLARE NO 2 SD57102 | Normal Rating | MVA | 2026 | 36.6381 | 33kV | Meshed | None | Normal (N)
Mid North | CLARE - FARRELL FLAT SD57100 | Normal Rating | MVA | 2026 | 13.032 | 33kV | Radial | None | Normal (N)
Mid North | FARRELL FLAT - WATERLOO TIE SD57100 | Normal Rating | MVA | 2026 | 13.032 | 33kV | Radial | None | Normal (N)
Mid North | FARRELL FLAT - BURRA SD57100 | Normal Rating | MVA | 2026 | 3.9439 | 33kV | Radial | None | Normal (N)
Murraylands | MANNUM - PALMER TEE SD39200 | Normal Rating | MVA | 2026 | 4.2297 | 33kV | Radial | None | Normal (N)
Murraylands | PALMER TEE - MANNUM ROAD RANDELL ROAD INT SD39200 | Normal Rating | MVA | 2026 | 4.2297 | 33kV | Radial | None | Normal (N)
Murraylands | PALMER TEE - CAMBRAI TEE SD39200 | Normal Rating | MVA | 2026 | 4.2297 | 33kV | Radial | None | Normal (N)
Murraylands | CAMBRAI TEE - CAMBRAI SD39200 | Normal Rating | MVA | 2026 | 3.9439 | 33kV | Radial | None | Normal (N)
Murraylands | CAMBRAI TEE - PALMER RURAL SD39200 | Normal Rating | MVA | 2026 | 4.2297 | 33kV | Radial | None | Normal (N)
Murraylands | MANNUM - TEAL FLAT TEE SD39100 | Normal Rating | MVA | 2026 | 9.8311 | 33kV | Radial | None | Normal (N)
Murraylands | TEAL FLAT TEE - TEAL FLAT SD39100 | Normal Rating | MVA | 2026 | 5.1442 | 33kV | Radial | None | Normal (N)
Murraylands | TEAL FLAT TEE - SWAN REACH SD39100 | Normal Rating | MVA | 2026 | 5.1442 | 33kV | Radial | None | Normal (N)
Murraylands | MANNUM - CALOOTE TEE SD39300 | Normal Rating | MVA | 2026 | 13.775 | 33kV | Radial | None | Normal (N)
Murraylands | CALOOTE TEE - CALOOTE SD39300 | Normal Rating | MVA | 2026 | 6.5731 | 33kV | Radial | None | Normal (N)
Murraylands | CALOOTE TEE - MOBILONG TIE SD39300 | Normal Rating | MVA | 2026 | 6.5731 | 33kV | Radial | None | Normal (N)
Murraylands | MANNUM - MANNUM RURAL SD39300 | Normal Rating | MVA | 2026 | 13.0891 | 33kV | Radial | None | Normal (N)
Murraylands | MANNUM RURAL - MANNUM TOWN TEE SD39300 | Normal Rating | MVA | 2026 | 7.1447 | 33kV | Radial | None | Normal (N)
Murraylands | MANNUM TOWN TEE - MANNUM ROAD RANDELL ROAD INT SD39300 | Normal Rating | MVA | 2026 | 4.2297 | 33kV | Radial | None | Normal (N)
Murraylands | MANNUM TOWN TEE - PELLARING FLAT TEE SD39300 | Normal Rating | MVA | 2026 | 7.1447 | 33kV | Radial | None | Normal (N)
Murraylands | PELLARING FLAT TEE - MANNUM TOWN SD39300 | Normal Rating | MVA | 2026 | 6.173 | 33kV | Radial | None | Normal (N)
Murraylands | MOBILONG DISTRIBUTION - MOBILONG SD43100 | Normal Rating | MVA | 2026 | 59.3297 | 33kV | Radial | None | Normal (N)
Murraylands | MOBILONG - MOBILONG TEE SD43100 | Normal Rating | MVA | 2026 | 21.377 | 33kV | Radial | None | Normal (N)
Murraylands | MOBILONG TEE - MYPOLONGA TIE SD43100 | Normal Rating | MVA | 2026 | 21.377 | 33kV | Radial | None | Normal (N)
Murraylands | MOBILONG TEE - MURRAY BRIDGE NORTH TEE SD43100 | Normal Rating | MVA | 2026 | 21.377 | 33kV | Radial | None | Normal (N)
Murraylands | MURRAY BRIDGE NORTH TEE - MURRAY BRIDGE NORTH SD43100 | Normal Rating | MVA | 2026 | 21.377 | 33kV | Radial | None | Normal (N)
Murraylands | MURRAY BRIDGE NORTH TEE - MURRAY BRIDGE SOUTH TEE SD43100 | Normal Rating | MVA | 2026 | 21.377 | 33kV | Radial | None | Normal (N)
Murraylands | MURRAY BRIDGE SOUTH TEE - MURRAY BRIDGE SOUTH SD43100 | Normal Rating | MVA | 2026 | 21.377 | 33kV | Radial | None | Normal (N)
Murraylands | MURRAY BRIDGE SOUTH TEE - MURRAY BRIDGE TOWNSHIP SD43100 | Normal Rating | MVA | 2026 | 6.5731 | 33kV | Radial | None | Normal (N)
Murraylands | MOBILONG DISTRIBUTION - MOBILONG SD43200 | Normal Rating | MVA | 2026 | 54.9857 | 33kV | Radial | None | Normal (N)
Murraylands | MOBILONG - MONARTO TEE SD43200 | Normal Rating | MVA | 2026 | 54.9857 | 33kV | Radial | None | Normal (N)
Murraylands | MONARTO TEE - MURRAY BRIDGE NORTH SD43200 | Normal Rating | MVA | 2026 | 54.9857 | 33kV | Radial | None | Normal (N)
Murraylands | MONARTO TEE - MONARTO SOUTH TEE SD43200 | Normal Rating | MVA | 2026 | 20.4053 | 33kV | Radial | None | Normal (N)
Murraylands | MONARTO SOUTH TEE - MONARTO SOUTH SD43200 | Normal Rating | MVA | 2026 | 14.2894 | 33kV | Radial | None | Normal (N)
Murraylands | MONARTO SOUTH TEE - MONARTO CENTRAL SD43200 | Normal Rating | MVA | 2026 | 14.2894 | 33kV | Radial | None | Normal (N)
Murraylands | MOBILONG DISTRIBUTION - MOBILONG SD43300 | Normal Rating | MVA | 2026 | 21.377 | 33kV | Radial | None | Normal (N)
Murraylands | MOBILONG - PALLAMANA TEE SD43300 | Normal Rating | MVA | 2026 | 21.377 | 33kV | Radial | None | Normal (N)
Murraylands | PALLAMANA TEE - MYPOLONGA TEE SD43300 | Normal Rating | MVA | 2026 | 6.5731 | 33kV | Radial | None | Normal (N)
Murraylands | MYPOLONGA TEE - MYPOLONGA SD43300 | Normal Rating | MVA | 2026 | 6.5731 | 33kV | Radial | None | Normal (N)
Murraylands | MYPOLONGA - MYPOLONGA EOL SD43300 | Normal Rating | MVA | 2026 | 6.173 | 33kV | Radial | None | Normal (N)
Murraylands | MYPOLONGA TEE - CALOOTE TEE SD43300 | Normal Rating | MVA | 2026 | 6.5731 | 33kV | Radial | None | Normal (N)
Murraylands | TAILEM BEND - PUMP STATION TEE SD40101 | Normal Rating | MVA | 2026 | 21.377 | 33kV | Radial | None | Normal (N)
Murraylands | PUMP STATION TEE - TAILEM BEND RURAL SD40101 | Normal Rating | MVA | 2026 | 5.1442 | 33kV | Radial | None | Normal (N)
Murraylands | TAILEM BEND RURAL - TAILEM BEND EOL SD40101 | Normal Rating | MVA | 2026 | 5.1442 | 33kV | Radial | None | Normal (N)
Murraylands | PUMP STATION TEE - TAILEM BEND TOWN TEE SD40101 | Normal Rating | MVA | 2026 | 21.377 | 33kV | Radial | None | Normal (N)
Murraylands | TAILEM BEND TOWN TEE - TAILEM BEND TOWN SD40101 | Normal Rating | MVA | 2026 | 6.5731 | 33kV | Radial | None | Normal (N)
Murraylands | TAILEM BEND TOWN TEE - JERVOIS SD40101 | Normal Rating | MVA | 2026 | 21.377 | 33kV | Radial | None | Normal (N)
Murraylands | JERVOIS - JERVOIS FLAT 1 TEE SD40102 | Normal Rating | MVA | 2026 | 21.377 | 33kV | Radial | None | Normal (N)
Murraylands | JERVOIS FLAT 1 TEE - JERVOIS FLAT 2 TEE SD40102 | Normal Rating | MVA | 2026 | 21.377 | 33kV | Radial | None | Normal (N)
Murraylands | JERVOIS FLAT 2 TEE - WOODS POINT SD40102 | Normal Rating | MVA | 2026 | 21.377 | 33kV | Radial | None | Normal (N)
Murraylands | WOODS POINT - WHITE SANDS TEE SD40103 | Normal Rating | MVA | 2026 | 21.377 | 33kV | Radial | None | Normal (N)
Murraylands | WHITE SANDS TEE - WHITE SANDS SD40103 | Normal Rating | MVA | 2026 | 14.2894 | 33kV | Radial | None | Normal (N)
Murraylands | WHITE SANDS TEE - MURRAY BRIDGE TOWNSHIP SD40103 | Normal Rating | MVA | 2026 | 21.377 | 33kV | Radial | None | Normal (N)
Murraylands | TAILEM BEND - SUBSTATION ROAD TEE SD40200 | Normal Rating | MVA | 2026 | 15.7184 | 33kV | Radial | None | Normal (N)
Murraylands | SUBSTATION ROAD TEE - SUBSTATION ROAD SD40200 | Normal Rating | MVA | 2026 | 15.7184 | 33kV | Radial | None | Normal (N)
Murraylands | SUBSTATION ROAD TEE - MALLEE HWY SD40200 | Normal Rating | MVA | 2026 | 15.7184 | 33kV | Radial | None | Normal (N)
Murraylands | MALLEE HWY - MOORLANDS SWER SD40200 | Normal Rating | MVA | 2026 | 15.7184 | 33kV | Radial | None | Normal (N)
Murraylands | MALLEE HWY - ELWOMPLE SD40200 | Normal Rating | MVA | 2026 | 10.1169 | 33kV | Radial | None | Normal (N)
Murraylands | MOORLANDS SWER - COOMANDOOK SD40200 | Normal Rating | MVA | 2026 | 15.7184 | 33kV | Radial | None | Normal (N)
Murraylands | COOMANDOOK - COONALPYN SD40200 | Normal Rating | MVA | 2026 | 12.1746 | 33kV | Radial | None | Normal (N)
Murraylands | COONALPYN - BINNIES TEE SD40300 | Normal Rating | MVA | 2026 | 6.173 | 33kV | Radial | N | Normal (N)
Murraylands | BINNIES TEE - BINNIES SD40300 | Normal Rating | MVA | 2026 | 6.173 | 33kV | Radial | None | Normal (N)
Murraylands | BINNIES TEE - MENINGIE SD40300 | Normal Rating | MVA | 2026 | 6.173 | 33kV | Radial | None | Normal (N)
Murraylands | MENINGIE - CAMPBELL PARK TEE SD40400 | Normal Rating | MVA | 2026 | 6.173 | 33kV | Radial | None | Normal (N)
Murraylands | CAMPBELL PARK TEE - CAMPBELL PARK SD40400 | Normal Rating | MVA | 2026 | 6.173 | 33kV | Radial | None | Normal (N)
Murraylands | CAMPBELL PARK TEE - NARRUNG SD40400 | Normal Rating | MVA | 2026 | 6.173 | 33kV | Radial | None | Normal (N)
Murraylands | TAILEM BEND - SHERLOCK SD40501 | Normal Rating | MVA | 2026 | 13.775 | 33kV | Radial | None | Normal (N)
Murraylands | SHERLOCK - KAROONDA SD40502 | Normal Rating | MVA | 2026 | 3.9439 | 33kV | Radial | None | Normal (N)
Murraylands | SHERLOCK - GERANIUM SD40600 | Normal Rating | MVA | 2026 | 9.8311 | 33kV | Radial | N | Normal (N)
Murraylands | GERANIUM - LAMEROO SD40700 | Normal Rating | MVA | 2026 | 9.8311 | 33kV | Radial | N | Normal (N)
Murraylands | LAMEROO - LAMEROO RURAL SD40800 | Normal Rating | MVA | 2026 | 6.9161 | 33kV | Radial | N | Normal (N)
Murraylands | LAMEROO RURAL - PARILLA TEE SD40800 | Normal Rating | MVA | 2026 | 5.6586 | 33kV | Radial | N | Normal (N)
Murraylands | PARILLA TEE - PARILLA SD40800 | Normal Rating | MVA | 2026 | 4.8012 | 33kV | Radial | None | Normal (N)
Murraylands | PARILLA TEE - PINNAROO SD40800 | Normal Rating | MVA | 2026 | 3.9439 | 33kV | Radial | None | Normal (N)
Riverland | PARINGA - MURTHO LX21 | Normal Rating | MVA | 2026 | 15.0325 | 33kV | Radial | N | Normal (N)
Riverland | MURTHO - LINDSAY PT TEE LX21 | Normal Rating | MVA | 2026 | 10.7456 | 33kV | Radial | None | Normal (N)
Riverland | LINDSAY PT TEE - BORDER CLIFFS LX21 | Normal Rating | MVA | 2026 | 10.7456 | 33kV | Radial | None | Normal (N)
Riverland | LINDSAY PT TEE - VIC BORDER LX21 | Normal Rating | MVA | 2026 | 10.7456 | 33kV | Radial | None | Normal (N)
Riverland | SWAN REACH - SWAN REACH FILTRATION TEE SD39400 | Normal Rating | MVA | 2026 | 5.1442 | 33kV | Radial | None | Normal (N)
Riverland | SWAN REACH FILTRATION TEE - SWAN REACH TOWN SD39400 | Normal Rating | MVA | 2026 | 5.1442 | 33kV | Radial | None | Normal (N)
South East | KEITH - COONALPYN SD45101 | Normal Rating | MVA | 2026 | 5.1442 | 33kV | Radial | None | Normal (N)
South East | KEITH - PADTHAWAY SD45300 | Normal Rating | MVA | 2026 | 7.0876 | 33kV | Radial | None | Normal (N)
South East | KEITH - WIRREGA SD45201 | Normal Rating | MVA | 2026 | 13.032 | 33kV | Radial | N | Normal (N)
South East | WIRREGA - BORDERTOWN SD45202 | Normal Rating | MVA | 2026 | 13.032 | 33kV | Radial | N | Normal (N)
South East | SNUGGERY RURAL - MILLICENT SD49100 | Normal Rating | MVA | 2026 | 20.291 | 33kV | Radial | None | Normal (N)
South East | MILLICENT - SOUTH END TEE SD49100 | Normal Rating | MVA | 2026 | 12.8033 | 33kV | Radial | None | Normal (N)
South East | SOUTH END TEE - SOUTH END SD49100 | Normal Rating | MVA | 2026 | 12.8033 | 33kV | Radial | None | Normal (N)
South East | SOUTH END TEE - HATHERLEIGH TOWNSHIP TEE SD49100 | Normal Rating | MVA | 2026 | 12.8033 | 33kV | Radial | None | Normal (N)
South East | HATHERLEIGH TOWNSHIP TEE - HATHERLEIGH TOWNSHIP SD49100 | Normal Rating | MVA | 2026 | 5.1442 | 33kV | Radial | None | Normal (N)
South East | HATHERLEIGH TOWNSHIP TEE - HATHERLEIGH SD49100 | Normal Rating | MVA | 2026 | 12.8033 | 33kV | Radial | None | Normal (N)
South East | HATHERLEIGH - BEACHPORT TEE SD49200 | Normal Rating | MVA | 2026 | 9.8311 | 33kV | Radial | None | Normal (N)
South East | BEACHPORT TEE - BEACHPORT SD49200 | Normal Rating | MVA | 2026 | 3.9439 | 33kV | Radial | None | Normal (N)
South East | BEACHPORT TEE - ROBE SD49200 | Normal Rating | MVA | 2026 | 5.1442 | 33kV | Radial | N | Normal (N)
South East | SNUGGERY RURAL - MOUNT BURR SD49500 | Normal Rating | MVA | 2026 | 27.7786 | 33kV | Radial | None | Normal (N)
South East | MOUNT BURR - KALANGADOO TEE SD49500 | Normal Rating | MVA | 2026 | 6.173 | 33kV | Radial | None | Normal (N)
South East | KALANGADOO TEE - KALANGADOO SD49500 | Normal Rating | MVA | 2026 | 5.1442 | 33kV | Radial | None | Normal (N)
South East | KALANGADOO TEE - KALANGADOO RURAL SD49500 | Normal Rating | MVA | 2026 | 6.173 | 33kV | Radial | None | Normal (N)
South East | BLANCHE - MOUNT GAMBIER WEST SD48101 | Normal Rating | MVA | 2026 | 32.4084 | 33kV | Radial | None | Normal (N)
South East | BLUE LAKE TEE - MOUNT GAMBIER SD48104 | Normal Rating | MVA | 2026 | 6.173 | 33kV | Radial | None | Normal (N)
South East | BLANCHE - LAKESIDE TEE SD48100 | Normal Rating | MVA | 2026 | 55.5573 | 33kV | Radial | None | Normal (N)
South East | LAKESIDE TEE - GLENCOE TEE SD48100 | Normal Rating | MVA | 2026 | 17.4331 | 33kV | Radial | None | Normal (N)
South East | GLENCOE TEE - TANTANOOLA SD48100 | Normal Rating | MVA | 2026 | 7.0876 | 33kV | Radial | None | Normal (N)
South East | GLENCOE TEE - MOUNT GAMBIER SD48100 | Normal Rating | MVA | 2026 | 17.4331 | 33kV | Radial | None | Normal (N)
South East | BLANCHE - KONGORONG TEE SD48200 | Normal Rating | MVA | 2026 | 15.0325 | 33kV | Radial | None | Normal (N)
South East | KONGORONG TEE - KONGORONG SD48200 | Normal Rating | MVA | 2026 | 5.1442 | 33kV | Radial | None | Normal (N)
South East | KONGORONG TEE - MOUNT SCHANK SD48200 | Normal Rating | MVA | 2026 | 12.8033 | 33kV | Radial | None | Normal (N)
South East | MOUNT SCHANK - ALLENDALE EAST SD48200 | Normal Rating | MVA | 2026 | 5.1442 | 33kV | Radial | None | Normal (N)
South East | MOUNT GAMBIER - TARPEENA SOUTH TEE SD47101 | Normal Rating | MVA | 2026 | 17.4331 | 33kV | Radial | None | Normal (N)
South East | TARPEENA SOUTH TEE - MOUNT GAMBIER SD47101 | Normal Rating | MVA | 2026 | 7.0876 | 33kV | Radial | None | Normal (N)
South East | TARPEENA SOUTH TEE - TARPEENA SOUTH SD47101 | Normal Rating | MVA | 2026 | 17.4331 | 33kV | Radial | None | Normal (N)
South East | KINCRAIG - LUCINDALE SD46201 | Normal Rating | MVA | 2026 | 13.032 | 33kV | Radial | None | Normal (N)
South East | LUCINDALE - KINGSTON SE SD46201 | Normal Rating | MVA | 2026 | 5.1442 | 33kV | Radial | None | Normal (N)
South East | KINCRAIG - NARACOORTE SD46300 | Normal Rating | MVA | 2026 | 29.9506 | 33kV | Radial | None | Normal (N)
South East | NARACOORTE - NARACOORTE EAST TEE SD46100 | Normal Rating | MVA | 2026 | 7.0876 | 33kV | Radial | None | Normal (N)
South East | NARACOORTE EAST TEE - NARACOORTE EAST SD46100 | Normal Rating | MVA | 2026 | 7.0876 | 33kV | Radial | None | Normal (N)
South East | NARACOORTE EAST TEE - PADTHAWAY SD46100 | Normal Rating | MVA | 2026 | 7.0876 | 33kV | Radial | None | Normal (N)
South East | KINCRAIG - STRUAN RURAL SD46400 | Normal Rating | MVA | 2026 | 27.7786 | 33kV | Radial | None | Normal (N)
South East | STRUAN RURAL - GLENROY RURAL SD46400 | Normal Rating | MVA | 2026 | 27.7786 | 33kV | Radial | None | Normal (N)
South East | PENOLA WEST - PENOLA TEE SD58200 | Normal Rating | MVA | 2026 | 20.4053 | 33kV | Radial | None | Normal (N)
South East | PENOLA TEE - GLENROY RURAL SD58200 | Normal Rating | MVA | 2026 | 6.173 | 33kV | Radial | N | Normal (N)
South East | PENOLA WEST - PENOLA TEE SD58101 | Normal Rating | MVA | 2026 | 20.4053 | 33kV | Radial | None | Normal (N)
South East | PENOLA TEE - SAFRIES TEE SD58101 | Normal Rating | MVA | 2026 | 6.173 | 33kV | Radial | None | Normal (N)
South East | SAFRIES TEE - KALANGADOO NANGWARRY TEE SD58101 | Normal Rating | MVA | 2026 | 6.173 | 33kV | Radial | None | Normal (N)
South East | KALANGADOO NANGWARRY TEE - NANGWARRY TEE SD58101 | Normal Rating | MVA | 2026 | 6.173 | 33kV | Radial | None | Normal (N)
South East | NANGWARRY TEE - NANGWARRY SD58101 | Normal Rating | MVA | 2026 | 6.173 | 33kV | Radial | None | Normal (N)
South East | KALANGADOO NANGWARRY TEE - KALANGADOO RURAL SD58101 | Normal Rating | MVA | 2026 | 6.173 | 33kV | Radial | None | Normal (N)
South East | NANGWARRY TEE - MOUNT GAMBIER SD58101 | Normal Rating | MVA | 2026 | 6.173 | 33kV | Radial | None | Normal (N)
Metro South | WILLUNGA - MCLAREN VALE SD44400 | Normal Rating | MVA | 2026 | 10.5742 | 33kV | Radial | None | Normal (N)
Metro South | YANKALILLA - HAY FLAT SD44200 | Normal Rating | MVA | 2026 | 15.0325 | 33kV | Radial | None | Normal (N)
Metro South | HAY FLAT - RAPID BAY TEE SD44200 | Normal Rating | MVA | 2026 | 5.1442 | 33kV | Radial | None | Normal (N)
Metro South | RAPID BAY TEE - RAPID BAY SD44200 | Normal Rating | MVA | 2026 | 5.1442 | 33kV | Radial | None | Normal (N)
Metro South | RAPID BAY TEE - CAPE JERVIS SD44200 | Normal Rating | MVA | 2026 | 5.1442 | 33kV | Radial | None | Normal (N)
Metro South | CAPE JERVIS - CUTTLEFISH BAY SD44301 | Normal Rating | MVA | 2026 | 13.032 | 33kV | Radial | None | Normal (N)
Metro South | FISHERY BEACH BACKUP - CUTTLEFISH BAY BACKUP SD44301 | Normal Rating | MVA | 2026 | 10.0026 | 33kV | Radial | None | Normal (N)
Metro South | CUTTLEFISH BAY - PENNESHAW SD44301 | Normal Rating | MVA | 2026 | 13.032 | 33kV | Radial | None | Normal (N)
Metro South | PENNESHAW - AMERICAN RIVER SD44300 | Normal Rating | MVA | 2026 | 13.032 | 33kV | Radial | None | Normal (N)
Metro South | AMERICAN RIVER - KINGSCOTE TEE SD44300 | Normal Rating | MVA | 2026 | 6.173 | 33kV | Radial | N | Normal (N)
Metro South | KINGSCOTE TEE - MACGILLIVRAY SD44300 | Normal Rating | MVA | 2026 | 6.173 | 33kV | Radial | None | Normal (N)
Metro South | KINGSCOTE TEE - KINGSCOTE SD44300 | Normal Rating | MVA | 2026 | 6.173 | 33kV | Radial | None | Normal (N)
Upper North | DAVENPORT WEST - PORT AUGUSTA NO1 SD54101 | Normal Rating | MVA | 2026 | 20.1767 | 33kV | Meshed | None | Normal (N)
Upper North | DAVENPORT WEST - PORT AUGUSTA TEE SD54102 | Normal Rating | MVA | 2026 | 20.1767 | 33kV | Meshed | None | Normal (N)
Upper North | PORT AUGUSTA NO2 - PORT AUGUSTA TEE SD54102 | Normal Rating | MVA | 2026 | 23.3203 | 33kV | Meshed | None | Normal (N)
Upper North | PORT AUGUSTA TEE - PORT AUGUSTA WEST TEE SD54102 | Normal Rating | MVA | 2026 | 14.9753 | 33kV | Radial | None | Normal (N)
Upper North | PORT AUGUSTA WEST TEE - PORT AUGUSTA WEST SD54102 | Normal Rating | MVA | 2026 | 14.9753 | 33kV | Radial | None | Normal (N)
Upper North | PORT AUGUSTA WEST TEE - PANDURRA TEE SD54102 | Normal Rating | MVA | 2026 | 3.9439 | 33kV | Radial | None | Normal (N)
Upper North | PANDURRA TEE - BOOKALOO SD54102 | Normal Rating | MVA | 2026 | 3.9439 | 33kV | Radial | None | Normal (N)
Upper North | PANDURRA TEE - PANDURRA SD54102 | Normal Rating | MVA | 2026 | 3.9439 | 33kV | Radial | None | Normal (N)
Upper North | DAVENPORT WEST - AUGUSTA HWY SD54300 | Normal Rating | MVA | 2026 | 20.4053 | 33kV | Radial | None | Normal (N)
Upper North | AUGUSTA HWY - STIRLING NORTH SD54300 | Normal Rating | MVA | 2026 | 10.0026 | 33kV | Radial | None | Normal (N)
Upper North | STIRLING NORTH - QUORN SD54300 | Normal Rating | MVA | 2026 | 3.9439 | 33kV | Radial | None | Normal (N)
Upper North | DAVENPORT WEST - PT PATERSON SD54400 | Normal Rating | MVA | 2026 | 14.2894 | 33kV | Radial | None | Normal (N)
Upper North | BAROOTA - BAROOTA TOWN TEE SD31100 | Normal Rating | MVA | 2026 | 20.291 | 33kV | Radial | None | Normal (N)
Upper North | BAROOTA TOWN TEE - BAROOTA TOWN SD31100 | Normal Rating | MVA | 2026 | 10.7456 | 33kV | Radial | None | Normal (N)
Upper North | BAROOTA TOWN TEE - BAROOTA TEE SD31100 | Normal Rating | MVA | 2026 | 20.291 | 33kV | Radial | None | Normal (N)
Upper North | BAROOTA TEE - NAPPERBY BUNGAMA SD31100 | Normal Rating | MVA | 2026 | 5.1442 | 33kV | Radial | None | Normal (N)
Upper North | BAROOTA TEE - MURRAYTOWN SD31100 | Normal Rating | MVA | 2026 | 9.8311 | 33kV | Radial | None | Normal (N)
Upper North | MURRAYTOWN - WIRRABARA FOREST TEE SD31200 | Normal Rating | MVA | 2026 | 3.3723 | 33kV | Radial | None | Normal (N)
Upper North | WIRRABARA FOREST TEE - WIRRABARA FOREST SD31200 | Normal Rating | MVA | 2026 | 3.3723 | 33kV | Radial | None | Normal (N)
Upper North | WIRRABARA FOREST TEE - GLADSTONE SD31200 | Normal Rating | MVA | 2026 | 3.3723 | 33kV | Radial | None | Normal (N)
Upper North | MURRAYTOWN - ORROROO SD31300 | Normal Rating | MVA | 2026 | 3.9439 | 33kV | Radial | None | Normal (N)
Upper North | MURRAYTOWN - WILMINGTON SD31400 | Normal Rating | MVA | 2026 | 3.3723 | 33kV | Radial | None | Normal (N)
Upper North | BUNGAMA - PORT PIRIE SOUTH SD32101 | Normal Rating | MVA | 2026 | 20.1767 | 33kV | Meshed | None | Normal (N)
Upper North | PORT PIRIE SOUTH - PORT PIRIE SD32102 | Normal Rating | MVA | 2026 | 20.1767 | 33kV | Meshed | None | Normal (N)
Upper North | BUNGAMA - PORT PIRIE SD32103 | Normal Rating | MVA | 2026 | 20.1767 | 33kV | Meshed | None | Normal (N)
Upper North | BUNGAMA - HUGHES GAP SD32301 | Normal Rating | MVA | 2026 | 21.377 | 33kV | Radial | Reverse N | Normal (N)
Upper North | HUGHES GAP - CRYSTAL BROOK TEE SD32302 | Normal Rating | MVA | 2026 | 21.377 | 33kV | Radial | None | Normal (N)
Upper North | CRYSTAL BROOK TEE - GLADSTONE SD32302 | Normal Rating | MVA | 2026 | 16.0613 | 33kV | Radial | None | Normal (N)
Upper North | GLADSTONE - CALTOWIE TEE SD32200 | Normal Rating | MVA | 2026 | 13.2034 | 33kV | Radial | None | Normal (N)
Upper North | CALTOWIE TEE - CALTOWIE SD32200 | Normal Rating | MVA | 2026 | 13.2034 | 33kV | Radial | None | Normal (N)
Upper North | CALTOWIE TEE - PETERBOROUGH TEE SD32200 | Normal Rating | MVA | 2026 | 13.2034 | 33kV | Radial | None | Normal (N)
Upper North | PETERBOROUGH TEE - JAMESTOWN SD32200 | Normal Rating | MVA | 2026 | 6.6874 | 33kV | Radial | None | Normal (N)
Upper North | JAMESTOWN - TEROWIE TOWNSHIP SD32200 | Normal Rating | MVA | 2026 | 3.4866 | 33kV | Radial | None | Normal (N)
Upper North | PETERBOROUGH TEE - PETERBOROUGH SD32200 | Normal Rating | MVA | 2026 | 6.173 | 33kV | Radial | None | Normal (N)
Upper North | BUNGAMA - PORT BROUGHTON TEE SD32400 | Normal Rating | MVA | 2026 | 13.2034 | 33kV | Radial | Reverse N | Normal (N)
Upper North | PORT BROUGHTON TEE - PORT BROUGHTON SD32400 | Normal Rating | MVA | 2026 | 5.1442 | 33kV | Radial | None | Normal (N)
Upper North | PORT BROUGHTON TEE - BRINKWORTH TIE SD32400 | Normal Rating | MVA | 2026 | 3.9439 | 33kV | Radial | None | Normal (N)
Upper North | PORT BROUGHTON TEE - CRYSTAL BROOK TEE SD32400 | Normal Rating | MVA | 2026 | 3.9439 | 33kV | Radial | None | Normal (N)
Upper North | NEUROODLA - HAWKER SD59100 | Normal Rating | MVA | 2026 | 5.1442 | 33kV | Radial | None | Normal (N)
Yorke Peninsula | HUMMOCKS DISTRIBUTION - NINNES TEE SD34400 | Normal Rating | MVA | 2026 | 18.0618 | 33kV | Radial | None | Normal (N)
Yorke Peninsula | NINNES TEE - LOCHIEL SD34400 | Normal Rating | MVA | 2026 | 3.9439 | 33kV | Radial | None | Normal (N)
Yorke Peninsula | NINNES TEE - KAINTON TEE SD34400 | Normal Rating | MVA | 2026 | 18.0618 | 33kV | Radial | None | Normal (N)
Yorke Peninsula | KAINTON TEE - KAINTON SD34400 | Normal Rating | MVA | 2026 | 5.2585 | 33kV | Radial | None | Normal (N)
Yorke Peninsula | KAINTON TEE - PASKEVILLE SD34400 | Normal Rating | MVA | 2026 | 18.0618 | 33kV | Radial | None | Normal (N)
Yorke Peninsula | PASKEVILLE - KADINA EAST SD34405 | Normal Rating | MVA | 2026 | 6.5731 | 33kV | Radial | None | Normal (N)
Yorke Peninsula | HUMMOCKS DISTRIBUTION - PORT CLINTON SD34300 | Normal Rating | MVA | 2026 | 7.0304 | 33kV | Radial | None | Normal (N)
Yorke Peninsula | PORT CLINTON - ARDROSSAN SD34300 | Normal Rating | MVA | 2026 | 5.8872 | 33kV | Radial | None | Normal (N)
Yorke Peninsula | HUMMOCKS DISTRIBUTION - FEDERATION CORNER SD34201 | Normal Rating | MVA | 2026 | 17.1473 | 33kV | Radial | None | Normal (N)
Yorke Peninsula | FEDERATION CORNER - SWAMP ROAD SD34201 | Normal Rating | MVA | 2026 | 5.2585 | 33kV | Radial | None | Normal (N)
Yorke Peninsula | FEDERATION CORNER - PT WAKEFIELD TEE SD34201 | Normal Rating | MVA | 2026 | 17.1473 | 33kV | Radial | None | Normal (N)
Yorke Peninsula | PT WAKEFIELD TEE - SWAMP ROAD SD34201 | Normal Rating | MVA | 2026 | 14.7467 | 33kV | Radial | None | Normal (N)
Yorke Peninsula | SWAMP ROAD - PT WAKEFIELD FAR NORTH EAST SD34201 | Normal Rating | MVA | 2026 | 9.2024 | 33kV | Radial | None | Normal (N)
Yorke Peninsula | PT WAKEFIELD TEE - PT WAKEFIELD RURAL SD34201 | Normal Rating | MVA | 2026 | 17.1473 | 33kV | Radial | None | Normal (N)
Yorke Peninsula | PT WAKEFIELD RURAL - PT WAKEFIELD TOWN TEE SD34201 | Normal Rating | MVA | 2026 | 8.9166 | 33kV | Radial | None | Normal (N)
Yorke Peninsula | PT WAKEFIELD TOWN TEE - PT WAKEFIELD TOWN SD34201 | Normal Rating | MVA | 2026 | 8.9166 | 33kV | Radial | None | Normal (N)
Yorke Peninsula | PT WAKEFIELD TOWN TEE - PROOF RANGE SD34201 | Normal Rating | MVA | 2026 | 8.9166 | 33kV | Radial | None | Normal (N)
Yorke Peninsula | HUMMOCKS DISTRIBUTION - BOWMANS TEE SD34102 | Normal Rating | MVA | 2026 | 25.1494 | 33kV | Radial | None | Normal (N)
Yorke Peninsula | BOWMANS TEE - PT WAKEFIELD RURAL SD34102 | Normal Rating | MVA | 2026 | 15.0325 | 33kV | Radial | None | Normal (N)
Yorke Peninsula | BOWMANS TEE - SAINTS SD34102 | Normal Rating | MVA | 2026 | 9.8311 | 33kV | Radial | None | Normal (N)
Yorke Peninsula | SAINTS - BALAKLAVA SD34102 | Normal Rating | MVA | 2026 | 5.1442 | 33kV | Radial | None | Normal (N)
Yorke Peninsula | BALAKLAVA - BALAKLAVA RURAL SD34102 | Normal Rating | MVA | 2026 | 5.1442 | 33kV | Radial | None | Normal (N)
Yorke Peninsula | BALAKLAVA - BALAKLAVA TOWNSHIP SD34102 | Normal Rating | MVA | 2026 | 5.1442 | 33kV | Radial | None | Normal (N)
Yorke Peninsula | KADINA EAST DISTRIBUTION - KADINA SD51102 | Normal Rating | MVA | 2026 | 25.1494 | 33kV | Radial | None | Normal (N)
Yorke Peninsula | KADINA EAST DISTRIBUTION - MOONTA TEE SD51200 | Normal Rating | MVA | 2026 | 25.1494 | 33kV | Radial | None | Normal (N)
Yorke Peninsula | MOONTA TEE - KADINA SD51200 | Normal Rating | MVA | 2026 | 13.775 | 33kV | Radial | None | Normal (N)
Yorke Peninsula | MOONTA TEE - MOONTA SD51200 | Normal Rating | MVA | 2026 | 13.775 | 33kV | Radial | N | Normal (N)
Yorke Peninsula | KADINA EAST DISTRIBUTION - WALLAROO TEE SD51300 | Normal Rating | MVA | 2026 | 25.1494 | 33kV | Radial | None | Normal (N)
Yorke Peninsula | WALLAROO TEE - KADINA SD51300 | Normal Rating | MVA | 2026 | 26.6355 | 33kV | Radial | None | Normal (N)
Yorke Peninsula | WALLAROO TEE - WALLAROO SD51300 | Normal Rating | MVA | 2026 | 13.775 | 33kV | Radial | None | Normal (N)
Yorke Peninsula | ARDROSSAN WEST DISTRIBUTION - MAITLAND SD35100 | Normal Rating | MVA | 2026 | 9.8311 | 33kV | Radial | None | Normal (N)
Yorke Peninsula | ARDROSSAN WEST DISTRIBUTION - ARDROSSAN SD35201 | Normal Rating | MVA | 2026 | 5.1442 | 33kV | Radial | None | Normal (N)
Yorke Peninsula | ARDROSSAN WEST DISTRIBUTION - ARDROSSAN BHP SD35200 | Normal Rating | MVA | 2026 | 27.7786 | 33kV | Radial | None | Normal (N)
Yorke Peninsula | ARDROSSAN - ARDROSSAN BHP SD35200 | Normal Rating | MVA | 2026 | 7.0304 | 33kV | Radial | None | Normal (N)
Yorke Peninsula | ARDROSSAN BHP - PORT VINCENT SD35200 | Normal Rating | MVA | 2026 | 20.1767 | 33kV | Radial | None | Normal (N)
Yorke Peninsula | PORT VINCENT - MINLATON TEE SD35300 | Normal Rating | MVA | 2026 | 7.0304 | 33kV | Radial | None | Normal (N)
Yorke Peninsula | MINLATON TEE - CURRAMULKA TEE SD35300 | Normal Rating | MVA | 2026 | 5.2585 | 33kV | Radial | None | Normal (N)
Yorke Peninsula | CURRAMULKA TEE - CURRAMULKA SD35300 | Normal Rating | MVA | 2026 | 4.2297 | 33kV | Radial | None | Normal (N)
Yorke Peninsula | CURRAMULKA TEE - MINLATON SD35300 | Normal Rating | MVA | 2026 | 4.2297 | 33kV | Radial | None | Normal (N)
Yorke Peninsula | MINLATON TEE - PT VINCENT RURAL SD35300 | Normal Rating | MVA | 2026 | 7.0304 | 33kV | Radial | None | Normal (N)
Yorke Peninsula | DALRYMPLE - STANSBURY TEE SD35400 | Normal Rating | MVA | 2026 | 20.1767 | 33kV | Radial | None | Normal (N)
Yorke Peninsula | STANSBURY TEE - PORT GILES TEE SD35400 | Normal Rating | MVA | 2026 | 20.1767 | 33kV | Radial | None | Normal (N)
Yorke Peninsula | PORT GILES TEE - PORT GILES SD35400 | Normal Rating | MVA | 2026 | 10.0026 | 33kV | Radial | None | Normal (N)
Yorke Peninsula | STANSBURY TEE - STANSBURY SD35400 | Normal Rating | MVA | 2026 | 6.173 | 33kV | Radial | None | Normal (N)
Yorke Peninsula | STANSBURY - PT VINCENT RURAL SD35403 | Normal Rating | MVA | 2026 | 7.0304 | 33kV | Radial | None | Normal (N)
Yorke Peninsula | DALRYMPLE - WOOL BAY RURAL SD35500 | Normal Rating | MVA | 2026 | 20.4053 | 33kV | Radial | None | Normal (N)
Yorke Peninsula | WOOL BAY RURAL - WOOL BAY SD35500 | Normal Rating | MVA | 2026 | 9.8311 | 33kV | Radial | None | Normal (N)
Yorke Peninsula | WOOL BAY RURAL - PORT GILES TEE SD35500 | Normal Rating | MVA | 2026 | 10.1169 | 33kV | Radial | None | Normal (N)
Yorke Peninsula | WOOL BAY - EDITHBURGH TEE SD35500 | Normal Rating | MVA | 2026 | 9.8311 | 33kV | Radial | None | Normal (N)
Yorke Peninsula | EDITHBURGH TEE - YORKETOWN SD35500 | Normal Rating | MVA | 2026 | 9.8311 | 33kV | Radial | None | Normal (N)
Yorke Peninsula | YORKETOWN - MARION BAY SD35500 | Normal Rating | MVA | 2026 | 5.1442 | 33kV | Radial | None | Normal (N)
Yorke Peninsula | EDITHBURGH TEE - EDITHBURGH SD35500 | Normal Rating | MVA | 2026 | 9.8311 | 33kV | Radial | None | Normal (N)
Metro West | ADELAIDE BRIGHTON CEMENT - PORT ADELAIDE SD1529 | Normal Rating | MVA | 2027 | 127 | 66kV | Meshed | None | Normal (N)
Metro South | ALDINGA - WILLUNGA SD1674 | Normal Rating | MVA | 2027 | 84 | 66kV | Meshed | None | Normal (N)
Metro North | ANGLE VALE - ANGLE VALE TEE SD1506A | Normal Rating | MVA | 2027 | 61 | 66kV | Meshed | None | Normal (N)
Metro North | ANGLE VALE TEE - EVANSTON SD1506B | Normal Rating | MVA | 2027 | 61 | 66kV | Meshed | None | Normal (N)
Metro North | ANGLE VALE TEE - VIRGINIA TEE SD2033 | Normal Rating | MVA | 2027 | 137 | 66kV | Radial | None | Normal (N)
Metro West | ATHOL PARK - ATHOL PARK TEE SD1677A | Normal Rating | MVA | 2027 | 53 | 66kV | Radial | None | Normal (N)
Metro West | BLACKPOOL - FULHAM GARDENS SD1639 | Normal Rating | MVA | 2027 | 127 | 66kV | Meshed | None | Normal (N)
Metro North | BOLIVAR - ST KILDA SD2034 | Normal Rating | MVA | 2027 | 60 | 66kV | Radial | None | Normal (N)
Metro East | CAMPBELLTOWN - MAGILL SD1661 | Normal Rating | MVA | 2027 | 127 | 66kV | Meshed | None | Normal (N)
Metro West | CHELTENHAM - CROYDON PARK TEE SD1655A | Normal Rating | MVA | 2027 | 128 | 66kV | Meshed | None | Normal (N)
Metro South | CITY WEST - KESWICK SD2013 | Normal Rating | MVA | 2027 | 300 | 66kV | Meshed | None | Normal (N)
Metro East | CITY WEST - WHITMORE SQUARE SD2016 | Normal Rating | MVA | 2027 | 300 | 66kV | Meshed | None | Normal (N)
Metro East | COROMANDEL PLACE - WHITMORE SQUARE SD1681 | Normal Rating | MVA | 2027 | 155 | 66kV | Meshed | None | Normal (N)
Metro East | CROYDON - HINDLEY STREET TEE SD1659B | Normal Rating | MVA | 2027 | 128 | 66kV | Meshed | None | Normal (N)
Metro West | CROYDON - KILKENNY SD1523 | Normal Rating | MVA | 2027 | 127 | 66kV | Meshed | None | Normal (N)
Metro West | CROYDON PARK - CROYDON PARK TEE SD1655B | Normal Rating | MVA | 2027 | 137 | 66kV | Meshed | None | Normal (N)
Metro West | CROYDON PARK TEE - CROYDON SD1655C | Normal Rating | MVA | 2027 | 128 | 66kV | Meshed | None | Normal (N)
Metro North | DIREK - PARALOWIE SD2004 | Normal Rating | MVA | 2027 | 127 | 66kV | Meshed | None | Normal (N)
Metro East | DRY CREEK - KILBURN SOUTH TEE SD1658A | Normal Rating | MVA | 2027 | 128 | 66kV | Meshed | None | Normal (N)
Metro East | EAST TERRACE - COROMANDEL PLACE SD1680 | Normal Rating | MVA | 2027 | 155 | 66kV | Meshed | None | Normal (N)
Metro East | EAST TERRACE - NORTH ADELAIDE SD1560 | Normal Rating | MVA | 2027 | 81 | 66kV | Meshed | None | Normal (N)
Metro North | EDINBURGH - SALISBURY SD1688 | Normal Rating | MVA | 2027 | 127 | 66kV | Meshed | None | Normal (N)
Metro North | ELIZABETH DOWNS - PENFIELD SD1508 | Normal Rating | MVA | 2027 | 137 | 66kV | Meshed | None | Normal (N)
Metro North | ELIZABETH DOWNS - SMITHFIELD WEST SD1686 | Normal Rating | MVA | 2027 | 83 | 66kV | Meshed | N-1 | Normal (N)
Metro North | ELIZABETH HEIGHTS - ELIZABETH DOWNS SD1501 | Normal Rating | MVA | 2027 | 109 | 66kV | Meshed | None | Normal (N)
Metro North | ELIZABETH SOUTH - EDINBURGH SD1511 | Normal Rating | MVA | 2027 | 127 | 66kV | Meshed | None | Normal (N)
Metro West | FINDON - FINDON TEE SD1520A | Normal Rating | MVA | 2027 | 137 | 66kV | Meshed | None | Normal (N)
Metro West | FINDON TEE - FLINDERS PARK SD1520B | Normal Rating | MVA | 2027 | 128 | 66kV | Meshed | None | Normal (N)
Metro West | FLINDERS PARK - NEW RICHMOND SD1521 | Normal Rating | MVA | 2027 | 70 | 66kV | Meshed | None | Normal (N)
Metro West | FULHAM GARDENS - FINDON TEE SD1520C | Normal Rating | MVA | 2027 | 128 | 66kV | Meshed | None | Normal (N)
Metro West | FULHAM GARDENS - HENLEY SOUTH #1 SD1519 | Normal Rating | MVA | 2027 | 61 | 66kV | Meshed | None | Normal (N)
Metro West | FULHAM GARDENS - HENLEY SOUTH #2 SD1691 | Normal Rating | MVA | 2027 | 61 | 66kV | Meshed | None | Normal (N)
Metro South | GLENELG NORTH TEE - GLENELG NORTH SD1584A | Normal Rating | MVA | 2027 | 66 | 66kV | Meshed | None | Normal (N)
Metro South | GLENELG NORTH TEE - PLYMPTON SD1584B | Normal Rating | MVA | 2027 | 127 | 66kV | Meshed | None | Normal (N)
Metro East | GOLDEN GROVE - INGLE FARM SD1647 | Normal Rating | MVA | 2027 | 127 | 66kV | Meshed | None | Normal (N)
Metro South | HACKHAM - PORT NOARLUNGA SD1694A | Normal Rating | MVA | 2027 | 127 | 66kV | Meshed | None | Normal (N)
Metro South | HAPPY VALLEY - HV/SAW TEE SD1591A | Normal Rating | MVA | 2027 | 128 | 66kV | Meshed | None | Normal (N)
Metro South | HAPPY VALLEY - PANORAMA #1 SD1665 | Normal Rating | MVA | 2027 | 125 | 66kV | Meshed | None | Normal (N)
Metro South | HAPPY VALLEY - PANORAMA #2 SD1666 | Normal Rating | MVA | 2027 | 126 | 66kV | Meshed | None | Normal (N)
Metro South | HAPPY VALLEY - SEACOMBE #1 SD1566 | Normal Rating | MVA | 2027 | 109 | 66kV | Meshed | None | Normal (N)
Metro South | HAPPY VALLEY - SEACOMBE #2 SD1590 | Normal Rating | MVA | 2027 | 119 | 66kV | Meshed | None | Normal (N)
Metro East | HILLCREST - HOLDEN HILL SD1692 | Normal Rating | MVA | 2027 | 127 | 66kV | Meshed | None | Normal (N)
Metro East | HINDLEY STREET - WHITMORE SQUARE SD1664 | Normal Rating | MVA | 2027 | 125 | 66kV | Meshed | None | Normal (N)
Metro East | HINDLEY STREET TEE - HINDLEY STREET SD1659C | Normal Rating | MVA | 2027 | 81 | 66kV | Meshed | None | Normal (N)
Metro East | HOLDEN HILL - CAMPBELLTOWN SD1660 | Normal Rating | MVA | 2027 | 127 | 66kV | Meshed | None | Normal (N)
Metro East | HOLDEN HILL - HOPE VALLEY SD1554A | Normal Rating | MVA | 2027 | 127 | 66kV | Meshed | None | Normal (N)
Metro East | HOPE VALLEY - TEA TREE GULLY SD1554B | Normal Rating | MVA | 2027 | 127 | 66kV | Meshed | None | Normal (N)
Metro South | HV/SAW TEE - MORPHETT VALE EAST SD1591C | Normal Rating | MVA | 2027 | 127 | 66kV | Meshed | None | Normal (N)
Metro East | KENT TOWN - KENT TOWN TEE SD1690 | Normal Rating | MVA | 2027 | 65 | 66kV | Meshed | None | Normal (N)
Metro South | KESWICK - CLARENCE GARDENS SD1671 | Normal Rating | MVA | 2027 | 52 | 66kV | Radial | None | Normal (N)
Metro South | KESWICK - NEW RICHMOND TEE SD1670A | Normal Rating | MVA | 2027 | 127 | 66kV | Meshed | N-1 | Normal (N)
Metro South | KESWICK - WHITMORE SQUARE TEE SD1669A | Normal Rating | MVA | 2027 | 127 | 66kV | Meshed | None | Normal (N)
Metro West | KILBURN - CAVAN SD2014 | Normal Rating | MVA | 2027 | 137 | 66kV | Meshed | None | Normal (N)
Metro West | KILBURN - CROYDON PARK SD1531 | Normal Rating | MVA | 2027 | 127 | 66kV | Meshed | None | Normal (N)
Metro East | KILBURN SOUTH TEE - KILBURN SOUTH SD1658B | Normal Rating | MVA | 2027 | 114 | 66kV | Radial | None | Normal (N)
Metro East | KILBURN SOUTH TEE - PROSPECT SD1658C | Normal Rating | MVA | 2027 | 128 | 66kV | Meshed | None | Normal (N)
Metro West | KILKENNY - WOODVILLE SD1675 | Normal Rating | MVA | 2027 | 127 | 66kV | Meshed | None | Normal (N)
Metro South | KINGSWOOD - NORTH UNLEY SD1574 | Normal Rating | MVA | 2027 | 109 | 66kV | Meshed | None | Normal (N)
Metro West | LARGS NORTH - ADELAIDE BRIGHTON CEMENT SD1654 | Normal Rating | MVA | 2027 | 127 | 66kV | Meshed | None | Normal (N)
Metro West | LEFEVRE - BLACKPOOL SD1693 | Normal Rating | MVA | 2027 | 137 | 66kV | Meshed | None | Normal (N)
Metro South | LINDEN PARK - LINDEN PARK TEE SD1662A | Normal Rating | MVA | 2027 | 46 | 66kV | Meshed | None | Normal (N)
Metro South | LOWER MITCHAM - KINGSWOOD SD1563 | Normal Rating | MVA | 2027 | 127 | 66kV | Meshed | None | Normal (N)
Metro East | MAGILL - BURNSIDE SD1556 | Normal Rating | MVA | 2027 | 55 | 66kV | Radial | None | Normal (N)
Metro East | MAGILL - KENT TOWN TEE SD1663A | Normal Rating | MVA | 2027 | 128 | 66kV | Meshed | None | Normal (N)
Metro East | MAGILL - NORWOOD SD1543 | Normal Rating | MVA | 2027 | 128 | 66kV | Meshed | None | Normal (N)
Metro South | MAGILL - URAIDLA TEE SD1662B | Normal Rating | MVA | 2027 | 109 | 66kV | Meshed | None | Normal (N)
Metro East | MAGILL - WOODFORDE 2 SD1678 | Normal Rating | MVA | 2027 | 114 | 66kV | Radial | None | Normal (N)
Metro East | MAGILL - WOODFORDE 3 SD1679 | Normal Rating | MVA | 2027 | 128 | 66kV | Radial | None | Normal (N)
Metro South | MCLAREN FLAT - WILLUNGA SD1594A | Normal Rating | MVA | 2027 | 83 | 66kV | Meshed | N-1 | Normal (N)
Metro South | MORPHETT VALE EAST - CLARENDON SD1592 | Normal Rating | MVA | 2027 | 15 | 66kV | Radial | None | Normal (N)
Metro South | MORPHETT VALE EAST - HACKHAM SD1694B | Normal Rating | MVA | 2027 | 127 | 66kV | Meshed | None | Normal (N)
Metro South | MORPHETT VALE EAST - MCLAREN FLAT SD1594B | Normal Rating | MVA | 2027 | 83 | 66kV | Meshed | N-1 | Normal (N)
Metro South | MORPHETT VALE EAST - PORT STANVAC #1 SD1593 | Normal Rating | MVA | 2027 | 128 | 66kV | Meshed | None | Normal (N)
Metro South | MORPHETT VALE EAST - PORT STANVAC #2 SD2010 | Normal Rating | MVA | 2027 | 127 | 66kV | Meshed | None | Normal (N)
Metro South | MORPHETTVILLE - ASCOT PARK SD1586 | Normal Rating | MVA | 2027 | 128 | 66kV | Meshed | None | Normal (N)
Metro South | MORPHETTVILLE - GLENELG NORTH TEE SD1584C | Normal Rating | MVA | 2027 | 109 | 66kV | Meshed | None | Normal (N)
Metro South | MORPHETTVILLE - OAKLANDS SD1585 | Normal Rating | MVA | 2027 | 126 | 66kV | Meshed | None | Normal (N)
Metro North | MUNNO PARA - ELIZABETH DOWNS SD2023 | Normal Rating | MVA | 2027 | 83 | 66kV | Meshed | None | Normal (N)
Metro North | MUNNO PARA - EVANSTON SD1652 | Normal Rating | MVA | 2027 | 83 | 66kV | Meshed | N-1 | Normal (N)
Metro West | NEW OSBORNE - BLACKPOOL SD1518 | Normal Rating | MVA | 2027 | 127 | 66kV | Meshed | None | Normal (N)
Metro West | NEW OSBORNE - GLANVILLE SD1527 | Normal Rating | MVA | 2027 | 128 | 66kV | Meshed | N-1 | Normal (N)
Metro West | NEW OSBORNE - LARGS NORTH SD1653 | Normal Rating | MVA | 2027 | 127 | 66kV | Meshed | None | Normal (N)
Metro West | NEW OSBORNE - SMORGON STEEL RECYCLING SD1532A | Normal Rating | MVA | 2027 | 128 | 66kV | Meshed | None | Normal (N)
Metro West | NEW RICHMOND - THEBARTON SD1516 | Normal Rating | MVA | 2027 | 125 | 66kV | Meshed | None | Normal (N)
Metro South | NEW RICHMOND TEE - NEW RICHMOND SD1670B | Normal Rating | MVA | 2027 | 126 | 66kV | Meshed | None | Normal (N)
Metro South | NEW RICHMOND TEE - PLYMPTON SD1670C | Normal Rating | MVA | 2027 | 128 | 66kV | Meshed | None | Normal (N)
Metro South | NOARLUNGA CENTRE - PORT NOARLUNGA SD1668 | Normal Rating | MVA | 2027 | 83 | 66kV | Meshed | None | Normal (N)
Metro East | NORTH ADELAIDE - HINDLEY STREET TEE SD1659A | Normal Rating | MVA | 2027 | 86 | 66kV | Meshed | None | Normal (N)
Metro South | NORTH UNLEY - WHITMORE SQUARE TEE SD1669B | Normal Rating | MVA | 2027 | 109 | 66kV | Meshed | N-1 | Normal (N)
Metro East | NORTHFIELD - CLEARVIEW SD1549 | Normal Rating | MVA | 2027 | 40 | 66kV | Radial | None | Normal (N)
Metro East | NORTHFIELD - DRY CREEK SD1657 | Normal Rating | MVA | 2027 | 127 | 66kV | Meshed | None | Normal (N)
Metro East | NORTHFIELD - HARROW SD1535 | Normal Rating | MVA | 2027 | 40 | 66kV | Radial | None | Normal (N)
Metro East | NORTHFIELD - HILLCREST SD1534 | Normal Rating | MVA | 2027 | 127 | 66kV | Meshed | None | Normal (N)
Metro East | NORTHFIELD - HOLDEN HILL SD1539 | Normal Rating | MVA | 2027 | 128 | 66kV | Meshed | None | Normal (N)
Metro East | NORTHFIELD - INGLE FARM #1 SD1548 | Normal Rating | MVA | 2027 | 126 | 66kV | Meshed | None | Normal (N)
Metro East | NORTHFIELD - INGLE FARM #2 SD2019 | Normal Rating | MVA | 2027 | 137 | 66kV | Meshed | None | Normal (N)
Metro East | NORWOOD - EAST TERRACE SD1545 | Normal Rating | MVA | 2027 | 91 | 66kV | Meshed | N-1 | Normal (N)
Metro East | NORWOOD - KENT TOWN SD1559 | Normal Rating | MVA | 2027 | 46 | 66kV | Meshed | None | Normal (N)
Metro East | NORWOOD - LINDEN PARK SD1544 | Normal Rating | MVA | 2027 | 59 | 66kV | Meshed | None | Normal (N)
Metro South | PANORAMA - ASCOT PARK SD1587 | Normal Rating | MVA | 2027 | 128 | 66kV | Meshed | None | Normal (N)
Metro South | PANORAMA - BLACKWOOD SD1572 | Normal Rating | MVA | 2027 | 40 | 66kV | Radial | None | Normal (N)
Metro South | PANORAMA - CUDMORE PARK SD1573 | Normal Rating | MVA | 2027 | 35 | 66kV | Radial | None | Normal (N)
Metro South | PANORAMA - LINDEN PARK TEE SD1662C | Normal Rating | MVA | 2027 | 128 | 66kV | Meshed | None | Normal (N)
Metro South | PANORAMA - LOWER MITCHAM SD1562 | Normal Rating | MVA | 2027 | 127 | 66kV | Meshed | None | Normal (N)
Metro South | PANORAMA - TONSLEY EAST SD2035 | Normal Rating | MVA | 2027 | 81 | 66kV | Meshed | None | Normal (N)
Metro North | PARA - ELIZABETH HEIGHTS SD1504 | Normal Rating | MVA | 2027 | 128 | 66kV | Meshed | None | Normal (N)
Metro North | PARA - ELIZABETH SOUTH SD1503 | Normal Rating | MVA | 2027 | 128 | 66kV | Meshed | None | Normal (N)
Metro North | PARAFIELD GARDENS - CAVAN SD1687 | Normal Rating | MVA | 2027 | 60 | 66kV | Meshed | None | Normal (N)
Metro North | PARAFIELD GARDENS - SALISBURY SD1502 | Normal Rating | MVA | 2027 | 127 | 66kV | Meshed | None | Normal (N)
Metro North | PARAFIELD GARDENS WEST - BOLIVAR SD1683 | Normal Rating | MVA | 2027 | 127 | 66kV | Radial | None | Normal (N)
Metro North | PARAFIELD GARDENS WEST - PARAFIELD GARDENS SD1682 | Normal Rating | MVA | 2027 | 127 | 66kV | Meshed | N-1 | Normal (N)
Metro North | PARAFIELD GARDENS WEST - PARALOWIE SD1510 | Normal Rating | MVA | 2027 | 127 | 66kV | Meshed | None | Normal (N)
Metro North | PENFIELD - DIREK SD1685 | Normal Rating | MVA | 2027 | 127 | 66kV | Meshed | None | Normal (N)
Metro North | PENFIELD - ELIZABETH SOUTH SD1509 | Normal Rating | MVA | 2027 | 137 | 66kV | Meshed | None | Normal (N)
Metro South | PLYMPTON - GLENELG NORTH SD1583 | Normal Rating | MVA | 2027 | 55 | 66kV | Meshed | None | Normal (N)
Metro West | PORT ADELAIDE - CHELTENHAM SD1646 | Normal Rating | MVA | 2027 | 127 | 66kV | Meshed | None | Normal (N)
Metro West | PORT ADELAIDE NORTH - ATHOL PARK TEE SD1677B | Normal Rating | MVA | 2027 | 128 | 66kV | Meshed | None | Normal (N)
Metro South | PORT NOARLUNGA - SEAFORD SD1676A | Normal Rating | MVA | 2027 | 84 | 66kV | Meshed | N-1 | Normal (N)
Metro South | PORT STANVAC - LONSDALE SD1673 | Normal Rating | MVA | 2027 | 137 | 66kV | Meshed | None | Normal (N)
Metro South | PORT STANVAC - NOARLUNGA CENTRE SD1667 | Normal Rating | MVA | 2027 | 128 | 66kV | Meshed | None | Normal (N)
Metro East | PROSPECT - CROYDON SD2024 | Normal Rating | MVA | 2027 | 123 | 66kV | Meshed | None | Normal (N)
Metro West | QUEENSTOWN - GLANVILLE SD1526 | Normal Rating | MVA | 2027 | 127 | 66kV | Meshed | None | Normal (N)
Metro South | SEACOMBE - OAKLANDS SD1565 | Normal Rating | MVA | 2027 | 126 | 66kV | Meshed | None | Normal (N)
Metro South | SEACOMBE - SHEIDOW PARK SD1672 | Normal Rating | MVA | 2027 | 137 | 66kV | Meshed | None | Normal (N)
Metro South | SEAFORD - ALDINGA SD1676B | Normal Rating | MVA | 2027 | 84 | 66kV | Meshed | N-1 | Normal (N)
Metro South | SHEIDOW PARK - LONSDALE SD2009 | Normal Rating | MVA | 2027 | 137 | 66kV | Meshed | None | Normal (N)
Metro North | SMITHFIELD WEST - ANGLE VALE SD1650 | Normal Rating | MVA | 2027 | 84 | 66kV | Meshed | None | Normal (N)
Metro West | SMORGON STEEL RECYCLING - PORT ADELAIDE NORTH SD1532B | Normal Rating | MVA | 2027 | 128 | 66kV | Meshed | None | Normal (N)
Metro North | ST KILDA - VIRGINIA SD1684 | Normal Rating | MVA | 2027 | 60 | 66kV | Radial | None | Normal (N)
Metro East | TEA TREE GULLY - GOLDEN GROVE SD1638 | Normal Rating | MVA | 2027 | 127 | 66kV | Meshed | None | Normal (N)
Metro West | THEBARTON - CROYDON SD1522 | Normal Rating | MVA | 2027 | 128 | 66kV | Meshed | None | Normal (N)
Metro South | TONSLEY EAST - TONSLEY PARK SD1588 | Normal Rating | MVA | 2027 | 137 | 66kV | Meshed | None | Normal (N)
Metro South | TONSLEY PARK - SEACOMBE SD1564 | Normal Rating | MVA | 2027 | 128 | 66kV | Meshed | None | Normal (N)
Metro West | TORRENS ISLAND - ATHOL PARK TEE SD1677C | Normal Rating | MVA | 2027 | 127 | 66kV | Meshed | None | Normal (N)
Metro West | TORRENS ISLAND - KILBURN SD1656 | Normal Rating | MVA | 2027 | 98 | 66kV | Meshed | None | Normal (N)
Metro South | URAIDLA TEE - LINDEN PARK TEE SD1662D | Normal Rating | MVA | 2027 | 128 | 66kV | Meshed | None | Normal (N)
Metro North | VIRGINIA - VIRGINIA TEE SD2022A | Normal Rating | MVA | 2027 | 137 | 66kV | Radial | None | Normal (N)
Metro North | VIRGINIA TEE - TWO WELLS SD2022B | Normal Rating | MVA | 2027 | 60 | 66kV | Radial | None | Normal (N)
Metro East | WHITMORE SQUARE - KENT TOWN TEE SD1663B | Normal Rating | MVA | 2027 | 90 | 66kV | Meshed | None | Normal (N)
Metro East | WHITMORE SQUARE - WHITMORE SQUARE TEE SD1669C | Normal Rating | MVA | 2027 | 70 | 66kV | Meshed | None | Normal (N)
Metro West | WOODVILLE - FINDON SD1524 | Normal Rating | MVA | 2027 | 126 | 66kV | Meshed | None | Normal (N)
Metro West | WOODVILLE - QUEENSTOWN SD1525 | Normal Rating | MVA | 2027 | 127 | 66kV | Meshed | None | Normal (N)
Eastern Hills | MOUNT BARKER DISTRIBUTION - MOUNT BARKER SOUTH SD2012 | Normal Rating | MVA | 2027 | 109.9714 | 66kV | Meshed | None | Normal (N)
Eastern Hills | MOUNT BARKER DISTRIBUTION - BALHANNAH SD1598 | Normal Rating | MVA | 2027 | 55.5573 | 66kV | Radial | None | Normal (N)
Eastern Hills | BALHANNAH - URAIDLA SD1599 | Normal Rating | MVA | 2027 | 40.3533 | 66kV | Radial | None | Normal (N)
Eastern Hills | URAIDLA - MAGILL (METRO SOUTH TIE) SD1662E | Normal Rating | MVA | 2027 | 40.3533 | 66kV | Radial | None | Normal (N)
Eastern Hills | MOUNT BARKER DISTRIBUTION - HAHNDORF SD1596 | Normal Rating | MVA | 2027 | 55.5573 | 66kV | Radial | None | Normal (N)
Eastern Hills | MOUNT BARKER SOUTH - MEADOWS SD1597 | Normal Rating | MVA | 2027 | 55.5573 | 66kV | Radial | None | Normal (N)
Eastern Hills | MOUNT BARKER SOUTH - STRATHALBYN EAST TEE SD1601A | Normal Rating | MVA | 2027 | 34.8662 | 66kV | Radial | None | Normal (N)
Eastern Hills | STRATHALBYN EAST TEE - STRATHALBYN SD1601B | Normal Rating | MVA | 2027 | 34.8662 | 66kV | Radial | None | Normal (N)
Eastern Hills | STRATHALBYN - BELVIDERE SD1602 | Normal Rating | MVA | 2027 | 13.1463 | 66kV | Radial | None | Normal (N)
Eastern Hills | BELVIDERE - MILANG SD1603 | Normal Rating | MVA | 2027 | 10.2884 | 66kV | Radial | None | Normal (N)
Eastern Hills | BELVIDERE - LANGHORNE CREEK SD1604 | Normal Rating | MVA | 2027 | 13.1463 | 66kV | Radial | None | Normal (N)
Eyre Peninsula | YADNARIE - CLEVE SD1609 | Normal Rating | MVA | 2027 | 10.2884 | 66kV | Radial | None | Normal (N)
Eyre Peninsula | YADNARIE - RUDALL SD1610 | Normal Rating | MVA | 2027 | 10.2884 | 66kV | Radial | None | Normal (N)
Eyre Peninsula | RUDALL - DARKE PEAK SD1611 | Normal Rating | MVA | 2027 | 10.2884 | 66kV | Radial | None | Normal (N)
Eyre Peninsula | DARKE PEAK - CARALUE SD1612 | Normal Rating | MVA | 2027 | 10.2884 | 66kV | Radial | None | Normal (N)
Eyre Peninsula | RUDALL - LOCK SD1613 | Normal Rating | MVA | 2027 | 10.2884 | 66kV | Radial | None | Normal (N)
Eyre Peninsula | LOCK - POLDA SD1614 | Normal Rating | MVA | 2027 | 10.2884 | 66kV | Radial | None | Normal (N)
Eyre Peninsula | WUDINNA - POLDA SD1615 | Normal Rating | MVA | 2027 | 10.2884 | 66kV | Radial | None | Normal (N)
Eyre Peninsula | WUDINNA - MOORKITABIE SD1605 | Normal Rating | MVA | 2027 | 53.271 | 66kV | Radial | None | Normal (N)
Eyre Peninsula | MOORKITABIE - TARLTON SD1606 | Normal Rating | MVA | 2027 | 53.271 | 66kV | Radial | None | Normal (N)
Eyre Peninsula | TARLTON - STREAKY BAY SD1607 | Normal Rating | MVA | 2027 | 30.9795 | 66kV | Radial | None | Normal (N)
Eyre Peninsula | TARLTON - CEDUNA SD1608 | Normal Rating | MVA | 2027 | 53.271 | 66kV | Radial | None | Normal (N)
Riverland | NORTH WEST BEND - MORGAN TEE SD1616 | Normal Rating | MVA | 2027 | 19.4336 | 66kV | Radial | None | Normal (N)
Riverland | MORGAN TEE - CORDOLA SD1617 | Normal Rating | MVA | 2027 | 19.6622 | 66kV | Radial | None | Normal (N)
Riverland | CORDOLA - ROONKA SD1618 | Normal Rating | MVA | 2027 | 19.6622 | 66kV | Radial | None | Normal (N)
Riverland | ROONKA - PORTEE SD1619 | Normal Rating | MVA | 2027 | 19.6622 | 66kV | Radial | None | Normal (N)
Riverland | PORTEE - SWAN REACH SD1620 | Normal Rating | MVA | 2027 | 10.2884 | 66kV | Radial | None | Normal (N)
Riverland | NORTH WEST BEND - CADELL SD1622 | Normal Rating | MVA | 2027 | 26.5212 | 66kV | Radial | None | Normal (N)
Riverland | CADELL - QUALCO SD1623 | Normal Rating | MVA | 2027 | 26.5212 | 66kV | Radial | None | Normal (N)
Riverland | QUALCO - RAMCO SD1624 | Normal Rating | MVA | 2027 | 26.5212 | 66kV | Radial | None | Normal (N)
Riverland | RAMCO - WAIKERIE SD1625 | Normal Rating | MVA | 2027 | 26.5212 | 66kV | Radial | None | Normal (N)
Riverland | BERRI - GLOSSOP SD1626 | Normal Rating | MVA | 2027 | 40.3533 | 66kV | Radial | None | Normal (N)
Riverland | GLOSSOP - LOVEDAY SD1627 | Normal Rating | MVA | 2027 | 26.5212 | 66kV | Radial | None | Normal (N)
Riverland | LOVEDAY - WOOLPUNDA SD1628 | Normal Rating | MVA | 2027 | 14.0608 | 66kV | Radial | None | Normal (N)
Riverland | WOOLPUNDA - WAIKERIE SD1629 | Normal Rating | MVA | 2027 | 14.0608 | 66kV | Radial | None | Normal (N)
Riverland | BERRI - LOXTON SD1630 | Normal Rating | MVA | 2027 | 44.0114 | 66kV | Radial | None | Normal (N)
Riverland | LOXTON - PYAP SD1631 | Normal Rating | MVA | 2027 | 14.0608 | 66kV | Radial | None | Normal (N)
Riverland | BERRI - RENMARK SD1632 | Normal Rating | MVA | 2027 | 42.7539 | 66kV | Radial | None | Normal (N)
Riverland | RENMARK - PARINGA SD1633 | Normal Rating | MVA | 2027 | 26.0639 | 66kV | Radial | None | Normal (N)
Riverland | BERRI - LYRUP SD1634 | Normal Rating | MVA | 2027 | 12.3461 | 66kV | Radial | None | Normal (N)
Metro South | WILLUNGA - MYPONGA SD1568 | Normal Rating | MVA | 2027 | 71.9044 | 66kV | Radial | None | Normal (N)
Metro South | MYPONGA - YANKALILLA SD1569 | Normal Rating | MVA | 2027 | 71.9044 | 66kV | Radial | None | Normal (N)
Metro South | YANKALILLA - CAPE JERVIS SD1689 | Normal Rating | MVA | 2027 | 60.5871 | 66kV | Radial | None | Normal (N)
Metro South | WILLUNGA - SQUARE WATER HOLE SD1570 | Normal Rating | MVA | 2027 | 71.9044 | 66kV | Radial | None | Normal (N)
Metro South | SQUARE WATER HOLE - VICTOR HARBOR SD1595 | Normal Rating | MVA | 2027 | 40.582 | 66kV | Radial | None | Normal (N)
Metro South | SQUARE WATER HOLE - GOOLWA SD1571 | Normal Rating | MVA | 2027 | 33.4944 | 66kV | Radial | None | Normal (N)
Eastern Hills | BALHANNAH - WOODSIDE SD41100 | Normal Rating | MVA | 2027 | 20.1767 | 33kV | Radial | None | Normal (N)
Eastern Hills | BALHANNAH - VERDUN TEE SD41200 | Normal Rating | MVA | 2027 | 21.377 | 33kV | Radial | None | Normal (N)
Eastern Hills | VERDUN TEE - ALDGATE TEE SD41200 | Normal Rating | MVA | 2027 | 20.291 | 33kV | Radial | None | Normal (N)
Eastern Hills | VERDUN TEE - MYLOR SD41200 | Normal Rating | MVA | 2027 | 3.3723 | 33kV | Radial | None | Normal (N)
Eastern Hills | BALHANNAH - NAIRNE TEE SD41300 | Normal Rating | MVA | 2027 | 13.032 | 33kV | Radial | None | Normal (N)
Eastern Hills | NAIRNE TEE - NAIRNE SD41300 | Normal Rating | MVA | 2027 | 13.032 | 33kV | Radial | None | Normal (N)
Eastern Hills | NAIRNE TEE - BRUKUNGA SD41300 | Normal Rating | MVA | 2027 | 6.5731 | 33kV | Radial | None | Normal (N)
Eastern Hills | URAIDLA - PICCADILLY TEE SD42100 | Normal Rating | MVA | 2027 | 20.291 | 33kV | Radial | None | Normal (N)
Eastern Hills | PICCADILLY TEE - PICCADILLY EOL SD42100 | Normal Rating | MVA | 2027 | 14.2894 | 33kV | Radial | None | Normal (N)
Eastern Hills | PICCADILLY TEE - ALDGATE TEE SD42100 | Normal Rating | MVA | 2027 | 20.291 | 33kV | Radial | None | Normal (N)
Eastern Hills | ALDGATE TEE - ALDGATE SD42100 | Normal Rating | MVA | 2027 | 13.032 | 33kV | Radial | None | Normal (N)
Eastern Hills | ANGAS CREEK - BIRDWOOD TEE SD38100 | Normal Rating | MVA | 2027 | 14.5752 | 33kV | Radial | None | Normal (N)
Eastern Hills | BIRDWOOD TEE - GUMERACHA RURAL SD38100 | Normal Rating | MVA | 2027 | 4.2297 | 33kV | Radial | None | Normal (N)
Eastern Hills | BIRDWOOD TEE - BIRDWOOD SD38100 | Normal Rating | MVA | 2027 | 7.1447 | 33kV | Radial | None | Normal (N)
Eastern Hills | BIRDWOOD - MOUNT PLEASANT TEE SD38100 | Normal Rating | MVA | 2027 | 4.2297 | 33kV | Radial | None | Normal (N)
Eastern Hills | MOUNT PLEASANT TEE - PALMER RURAL SD38100 | Normal Rating | MVA | 2027 | 4.2297 | 33kV | Radial | None | Normal (N)
Eastern Hills | MOUNT PLEASANT TEE - MOUNT PLEASANT SD38100 | Normal Rating | MVA | 2027 | 4.2297 | 33kV | Radial | None | Normal (N)
Eastern Hills | ANGAS CREEK - ANGAS CREEK TEE SD38200 | Normal Rating | MVA | 2027 | 20.291 | 33kV | Radial | None | Normal (N)
Eastern Hills | ANGAS CREEK TEE - LOBETHAL SD38200 | Normal Rating | MVA | 2027 | 20.1767 | 33kV | Radial | None | Normal (N)
Eastern Hills | LOBETHAL - WOODSIDE SD38200 | Normal Rating | MVA | 2027 | 7.0304 | 33kV | Radial | None | Normal (N)
Eastern Hills | ANGAS CREEK TEE - GUMERACHA WEIR SD38200 | Normal Rating | MVA | 2027 | 7.0304 | 33kV | Radial | None | Normal (N)
Eastern Hills | GUMERACHA WEIR - HOUGHTON SD38200 | Normal Rating | MVA | 2027 | 6.9732 | 33kV | Radial | None | Normal (N)
Eastern Hills | GUMERACHA WEIR - KERSBROOK SD38200 | Normal Rating | MVA | 2027 | 7.0304 | 33kV | Radial | None | Normal (N)
Eastern Hills | KERSBROOK - WILLIAMSTOWN SOUTH TEE SD38200 | Normal Rating | MVA | 2027 | 6.9732 | 33kV | Radial | None | Normal (N)
Eastern Hills | GUMERACHA WEIR - GUMERACHA RURAL SD38200 | Normal Rating | MVA | 2027 | 4.2297 | 33kV | Radial | None | Normal (N)
Eyre Peninsula | WHYALLA CENTRAL - WHYALLA CITY 1 SD56101 | Normal Rating | MVA | 2027 | 26.6355 | 33kV | Radial | None | Normal (N)
Eyre Peninsula | WHYALLA CENTRAL - WHYALLA CITY 2 SD56102 | Normal Rating | MVA | 2027 | 27.7786 | 33kV | Radial | None | Normal (N)
Eyre Peninsula | WHYALLA CENTRAL - WHYALLA STUART SD56201 | Normal Rating | MVA | 2027 | 27.7786 | 33kV | Radial | None | Normal (N)
Eyre Peninsula | WHYALLA CENTRAL - WHYALLA NORTH TEE SD56301 | Normal Rating | MVA | 2027 | 25.1494 | 33kV | Radial | None | Normal (N)
Eyre Peninsula | WHYALLA NORTH TEE - WHYALLA TERMINAL SD56301 | Normal Rating | MVA | 2027 | 21.3198 | 33kV | Radial | None | Normal (N)
Eyre Peninsula | WHYALLA NORTH TEE - WHYALLA SOLAR SD56301 | Normal Rating | MVA | 2027 | 25.1494 | 33kV | Radial | None | Normal (N)
Eyre Peninsula | WHYALLA SOLAR - WHYALLA NORTH SD56301 | Normal Rating | MVA | 2027 | 13.2034 | 33kV | Radial | None | Normal (N)
Eyre Peninsula | PORT LINCOLN TERMINAL - PORT LINCOLN CITY TEE PL32 | Normal Rating | MVA | 2027 | 20.5768 | 33kV | Radial | None | Normal (N)
Eyre Peninsula | PORT LINCOLN CITY TEE - PORT LINCOLN CITY PL32 | Normal Rating | MVA | 2027 | 20.5768 | 33kV | Radial | None | Normal (N)
Eyre Peninsula | PORT LINCOLN CITY TEE - PORT LINCOLN MARINA TEE PL32 | Normal Rating | MVA | 2027 | 20.5768 | 33kV | Radial | None | Normal (N)
Eyre Peninsula | PORT LINCOLN MARINA TEE - PORT LINCOLN DOCKS PL32 | Normal Rating | MVA | 2027 | 20.291 | 33kV | Radial | None | Normal (N)
Eyre Peninsula | PORT LINCOLN MARINA TEE - PORT LINCOLN MARINA PL32 | Normal Rating | MVA | 2027 | 25.1494 | 33kV | Radial | None | Normal (N)
Eyre Peninsula | PORT LINCOLN TERMINAL - PORT LINCOLN CITY SD61101 | Normal Rating | MVA | 2027 | 24.4898 | 33kV | Radial | None | Normal (N)
Eyre Peninsula | PORT LINCOLN TERMINAL - POONINDIE TEE PL34 | Normal Rating | MVA | 2027 | 20.4053 | 33kV | Radial | None | Normal (N)
Eyre Peninsula | POONINDIE TEE - POONINDIE PL34 | Normal Rating | MVA | 2027 | 15.4897 | 33kV | Radial | None | Normal (N)
Eyre Peninsula | POONINDIE - POINT BOSTON PL34 | Normal Rating | MVA | 2027 | 14.2894 | 33kV | Radial | None | Normal (N)
Eyre Peninsula | POONINDIE TEE - TOD RIVER PL34 | Normal Rating | MVA | 2027 | 20.4053 | 33kV | Radial | None | Normal (N)
Eyre Peninsula | TOD RIVER - CUMMINS CM36 | Normal Rating | MVA | 2027 | 5.1442 | 33kV | Radial | None | Normal (N)
Eyre Peninsula | TOD RIVER - TUMBY BAY CM35 | Normal Rating | MVA | 2027 | 5.1442 | 33kV | Radial | None | Normal (N)
Eyre Peninsula | PORT LINCOLN TERMINAL - ULEY SOUTH TEE PL33 | Normal Rating | MVA | 2027 | 23.1489 | 33kV | Radial | None | Normal (N)
Eyre Peninsula | ULEY SOUTH TEE - ULEY SOUTH PL33 | Normal Rating | MVA | 2027 | 5.2585 | 33kV | Radial | None | Normal (N)
Eyre Peninsula | ULEY SOUTH TEE - ULEY PL33 | Normal Rating | MVA | 2027 | 15.4897 | 33kV | Radial | None | Normal (N)
Eyre Peninsula | ULEY - COFFIN BAY PL33 | Normal Rating | MVA | 2027 | 3.9439 | 33kV | Radial | None | Normal (N)
Eyre Peninsula | CLEVE - COWELL SD53100 | Normal Rating | MVA | 2027 | 14.2894 | 33kV | Radial | None | Normal (N)
Eyre Peninsula | CLEVE - BOOTHBY SD55100 | Normal Rating | MVA | 2027 | 15.0325 | 33kV | Radial | None | Normal (N)
Eyre Peninsula | BOOTHBY - PUMPING STATION ROAD SD55100 | Normal Rating | MVA | 2027 | 14.2894 | 33kV | Radial | None | Normal (N)
Eyre Peninsula | PUMPING STATION ROAD - ARNO BAY SD55100 | Normal Rating | MVA | 2027 | 14.2894 | 33kV | Radial | None | Normal (N)
Mid North | BRINKWORTH - YACKA TEE SD33100 | Normal Rating | MVA | 2027 | 6.173 | 33kV | Radial | None | Normal (N)
Mid North | YACKA TEE - YACKA RURAL SD33100 | Normal Rating | MVA | 2027 | 5.1442 | 33kV | Radial | None | Normal (N)
Mid North | YACKA TEE - SPALDING TEE SD33100 | Normal Rating | MVA | 2027 | 5.1442 | 33kV | Radial | None | Normal (N)
Mid North | SPALDING TEE - GEORGETOWN SD33100 | Normal Rating | MVA | 2027 | 5.1442 | 33kV | Radial | None | Normal (N)
Mid North | GEORGETOWN - GLADSTONE SD33100 | Normal Rating | MVA | 2027 | 3.9439 | 33kV | Radial | None | Normal (N)
Mid North | SPALDING TEE - SPALDING SD33100 | Normal Rating | MVA | 2027 | 3.9439 | 33kV | Radial | None | Normal (N)
Mid North | BRINKWORTH - MERRITON SD33300 | Normal Rating | MVA | 2027 | 6.173 | 33kV | Radial | None | Normal (N)
Mid North | BRINKWORTH - BRINKWORTH TEE SD33200 | Normal Rating | MVA | 2027 | 6.173 | 33kV | Radial | None | Normal (N)
Mid North | BRINKWORTH TEE - YACKA RURAL SD33200 | Normal Rating | MVA | 2027 | 5.1442 | 33kV | Radial | None | Normal (N)
Mid North | BRINKWORTH TEE - BLYTH TOWNSHIP SD33200 | Normal Rating | MVA | 2027 | 5.1442 | 33kV | Radial | None | Normal (N)
Mid North | BLYTH TOWNSHIP - CLARE NORTH TEE SD33200 | Normal Rating | MVA | 2027 | 5.1442 | 33kV | Radial | None | Normal (N)
Mid North | BLYTH TOWNSHIP - BALAKLAVA TOWNSHIP SD33200 | Normal Rating | MVA | 2027 | 4.0582 | 33kV | Radial | None | Normal (N)
Mid North | WATERLOO DISTRIBUTION - RIVERTON TEE SD36400 | Normal Rating | MVA | 2027 | 6.173 | 33kV | Radial | N | Normal (N)
Mid North | RIVERTON TEE - AUBURN TEE SD36400 | Normal Rating | MVA | 2027 | 6.173 | 33kV | Radial | None | Normal (N)
Mid North | AUBURN TEE - AUBURN SD36400 | Normal Rating | MVA | 2027 | 6.173 | 33kV | Radial | None | Normal (N)
Mid North | RIVERTON TEE - RIVERTON SD36400 | Normal Rating | MVA | 2027 | 6.173 | 33kV | Radial | None | Normal (N)
Mid North | WATERLOO DISTRIBUTION - WATERLOO RURAL SD36201 | Normal Rating | MVA | 2027 | 7.0304 | 33kV | Radial | None | Normal (N)
Mid North | WATERLOO RURAL - ROBERTSTOWN SD36201 | Normal Rating | MVA | 2027 | 7.0304 | 33kV | Radial | None | Normal (N)
Mid North | WATERLOO DISTRIBUTION - PORTERS LAGOON SD36101 | Normal Rating | MVA | 2027 | 21.377 | 33kV | Radial | None | Normal (N)
Mid North | PORTERS LAGOON - HANSON SD36101 | Normal Rating | MVA | 2027 | 20.291 | 33kV | Radial | None | Normal (N)
Mid North | WATERLOO DISTRIBUTION - WATERLOO TOWN SD36300 | Normal Rating | MVA | 2027 | 20.291 | 33kV | Radial | None | Normal (N)
Mid North | WATERLOO TOWN - EUDUNDA TEE SD36300 | Normal Rating | MVA | 2027 | 7.0304 | 33kV | Radial | None | Normal (N)
Mid North | EUDUNDA TEE - EUDUNDA SD36300 | Normal Rating | MVA | 2027 | 5.1442 | 33kV | Radial | None | Normal (N)
Mid North | EUDUNDA TEE - KAPUNDA RURAL SD36300 | Normal Rating | MVA | 2027 | 7.0304 | 33kV | Radial | None | Normal (N)
Mid North | TEMPLERS - WASLEYS SD37402 | Normal Rating | MVA | 2027 | 13.032 | 33kV | Radial | None | Normal (N)
Mid North | WASLEYS - MALLALA SD37402 | Normal Rating | MVA | 2027 | 9.8311 | 33kV | Radial | None | Normal (N)
Mid North | TEMPLERS - HAMLEY BRIDGE SD37101 | Normal Rating | MVA | 2027 | 9.8311 | 33kV | Radial | None | Normal (N)
Mid North | HAMLEY BRIDGE - BALAKLAVA RURAL SD37102 | Normal Rating | MVA | 2027 | 5.1442 | 33kV | Radial | None | Normal (N)
Mid North | TEMPLERS - FREELING NORTH TEE SD37200 | Normal Rating | MVA | 2027 | 13.2606 | 33kV | Radial | None | Normal (N)
Mid North | FREELING NORTH TEE - KAPUNDA RURAL SD37200 | Normal Rating | MVA | 2027 | 7.0304 | 33kV | Radial | N | Normal (N)
Mid North | TEMPLERS - DAVEYSTON TOWNSHIP SD37301 | Normal Rating | MVA | 2027 | 21.377 | 33kV | Radial | None | Normal (N)
Mid North | TEMPLERS - GAWLER BELT TEE SD37501 | Normal Rating | MVA | 2027 | 20.1767 | 33kV | Radial | None | Normal (N)
Mid North | GAWLER BELT TEE - EVANSTON SD60101 | Normal Rating | MVA | 2027 | 6.5731 | 33kV | Radial | None | Normal (N)
Mid North | DORRIEN - NURIOOTPA TEE SD52100 | Normal Rating | MVA | 2027 | 20.291 | 33kV | Radial | N | Normal (N)
Mid North | NURIOOTPA TEE - NURIOOTPA SD52100 | Normal Rating | MVA | 2027 | 20.291 | 33kV | Radial | None | Normal (N)
Mid North | NURIOOTPA TEE - STOCKWELL SD52100 | Normal Rating | MVA | 2027 | 14.2894 | 33kV | Radial | None | Normal (N)
Mid North | DORRIEN - ANGASTON NO 1 SD52201 | Normal Rating | MVA | 2027 | 25.1494 | 33kV | Meshed | None | Normal (N)
Mid North | DORRIEN - ANGASTON NO 2 SD52202 | Normal Rating | MVA | 2027 | 25.1494 | 33kV | Meshed | None | Normal (N)
Mid North | DORRIEN - BAROSSA SOUTH SD52300 | Normal Rating | MVA | 2027 | 25.1494 | 33kV | Radial | None | Normal (N)
Mid North | BAROSSA SOUTH TEE - LYNDOCH TEE SD52300 | Normal Rating | MVA | 2027 | 26.6355 | 33kV | Radial | None | Normal (N)
Mid North | LYNDOCH TEE - LYNDOCH SD52300 | Normal Rating | MVA | 2027 | 15.0325 | 33kV | Radial | None | Normal (N)
Mid North | LYNDOCH TEE - SANDY CREEK TEE SD52300 | Normal Rating | MVA | 2027 | 3.9439 | 33kV | Radial | None | Normal (N)
Mid North | SANDY CREEK TEE - SANDY CREEK SD52300 | Normal Rating | MVA | 2027 | 3.9439 | 33kV | Radial | None | Normal (N)
Mid North | SANDY CREEK TEE - EVANSTON TEE SD52300 | Normal Rating | MVA | 2027 | 3.9439 | 33kV | Radial | None | Normal (N)
Mid North | LYNDOCH - WILLIAMSTOWN SD52300 | Normal Rating | MVA | 2027 | 8.1164 | 33kV | Radial | None | Normal (N)
Mid North | WILLIAMSTOWN - WILLIAMSTOWN SOUTH TEE SD52300 | Normal Rating | MVA | 2027 | 6.9732 | 33kV | Radial | None | Normal (N)
Mid North | WILLIAMSTOWN SOUTH TEE - WILLIAMSTOWN SOUTH SD52300 | Normal Rating | MVA | 2027 | 6.9732 | 33kV | Radial | None | Normal (N)
Mid North | WILLIAMSTOWN SOUTH TEE - ANGAS CREEK TIE SD52300 | Normal Rating | MVA | 2027 | 6.9732 | 33kV | Radial | None | Normal (N)
Mid North | CLARE NORTH - CLARE NO 1 SD57101 | Normal Rating | MVA | 2027 | 36.6381 | 33kV | Meshed | None | Normal (N)
Mid North | CLARE NORTH - CLARE NORTH TEE SD57102 | Normal Rating | MVA | 2027 | 36.6381 | 33kV | Meshed | None | Normal (N)
Mid North | CLARE NORTH TEE - CLARE NO 2 SD57102 | Normal Rating | MVA | 2027 | 36.6381 | 33kV | Meshed | None | Normal (N)
Mid North | CLARE - FARRELL FLAT SD57100 | Normal Rating | MVA | 2027 | 13.032 | 33kV | Radial | None | Normal (N)
Mid North | FARRELL FLAT - WATERLOO TIE SD57100 | Normal Rating | MVA | 2027 | 13.032 | 33kV | Radial | None | Normal (N)
Mid North | FARRELL FLAT - BURRA SD57100 | Normal Rating | MVA | 2027 | 3.9439 | 33kV | Radial | None | Normal (N)
Murraylands | MANNUM - PALMER TEE SD39200 | Normal Rating | MVA | 2027 | 4.2297 | 33kV | Radial | None | Normal (N)
Murraylands | PALMER TEE - MANNUM ROAD RANDELL ROAD INT SD39200 | Normal Rating | MVA | 2027 | 4.2297 | 33kV | Radial | None | Normal (N)
Murraylands | PALMER TEE - CAMBRAI TEE SD39200 | Normal Rating | MVA | 2027 | 4.2297 | 33kV | Radial | None | Normal (N)
Murraylands | CAMBRAI TEE - CAMBRAI SD39200 | Normal Rating | MVA | 2027 | 3.9439 | 33kV | Radial | None | Normal (N)
Murraylands | CAMBRAI TEE - PALMER RURAL SD39200 | Normal Rating | MVA | 2027 | 4.2297 | 33kV | Radial | None | Normal (N)
Murraylands | MANNUM - TEAL FLAT TEE SD39100 | Normal Rating | MVA | 2027 | 9.8311 | 33kV | Radial | None | Normal (N)
Murraylands | TEAL FLAT TEE - TEAL FLAT SD39100 | Normal Rating | MVA | 2027 | 5.1442 | 33kV | Radial | None | Normal (N)
Murraylands | TEAL FLAT TEE - SWAN REACH SD39100 | Normal Rating | MVA | 2027 | 5.1442 | 33kV | Radial | None | Normal (N)
Murraylands | MANNUM - CALOOTE TEE SD39300 | Normal Rating | MVA | 2027 | 13.775 | 33kV | Radial | None | Normal (N)
Murraylands | CALOOTE TEE - CALOOTE SD39300 | Normal Rating | MVA | 2027 | 6.5731 | 33kV | Radial | None | Normal (N)
Murraylands | CALOOTE TEE - MOBILONG TIE SD39300 | Normal Rating | MVA | 2027 | 6.5731 | 33kV | Radial | None | Normal (N)
Murraylands | MANNUM - MANNUM RURAL SD39300 | Normal Rating | MVA | 2027 | 13.0891 | 33kV | Radial | None | Normal (N)
Murraylands | MANNUM RURAL - MANNUM TOWN TEE SD39300 | Normal Rating | MVA | 2027 | 7.1447 | 33kV | Radial | None | Normal (N)
Murraylands | MANNUM TOWN TEE - MANNUM ROAD RANDELL ROAD INT SD39300 | Normal Rating | MVA | 2027 | 4.2297 | 33kV | Radial | None | Normal (N)
Murraylands | MANNUM TOWN TEE - PELLARING FLAT TEE SD39300 | Normal Rating | MVA | 2027 | 7.1447 | 33kV | Radial | None | Normal (N)
Murraylands | PELLARING FLAT TEE - MANNUM TOWN SD39300 | Normal Rating | MVA | 2027 | 6.173 | 33kV | Radial | None | Normal (N)
Murraylands | MOBILONG DISTRIBUTION - MOBILONG SD43100 | Normal Rating | MVA | 2027 | 59.3297 | 33kV | Radial | None | Normal (N)
Murraylands | MOBILONG - MOBILONG TEE SD43100 | Normal Rating | MVA | 2027 | 21.377 | 33kV | Radial | None | Normal (N)
Murraylands | MOBILONG TEE - MYPOLONGA TIE SD43100 | Normal Rating | MVA | 2027 | 21.377 | 33kV | Radial | None | Normal (N)
Murraylands | MOBILONG TEE - MURRAY BRIDGE NORTH TEE SD43100 | Normal Rating | MVA | 2027 | 21.377 | 33kV | Radial | None | Normal (N)
Murraylands | MURRAY BRIDGE NORTH TEE - MURRAY BRIDGE NORTH SD43100 | Normal Rating | MVA | 2027 | 21.377 | 33kV | Radial | None | Normal (N)
Murraylands | MURRAY BRIDGE NORTH TEE - MURRAY BRIDGE SOUTH TEE SD43100 | Normal Rating | MVA | 2027 | 21.377 | 33kV | Radial | None | Normal (N)
Murraylands | MURRAY BRIDGE SOUTH TEE - MURRAY BRIDGE SOUTH SD43100 | Normal Rating | MVA | 2027 | 21.377 | 33kV | Radial | None | Normal (N)
Murraylands | MURRAY BRIDGE SOUTH TEE - MURRAY BRIDGE TOWNSHIP SD43100 | Normal Rating | MVA | 2027 | 6.5731 | 33kV | Radial | None | Normal (N)
Murraylands | MOBILONG DISTRIBUTION - MOBILONG SD43200 | Normal Rating | MVA | 2027 | 54.9857 | 33kV | Radial | None | Normal (N)
Murraylands | MOBILONG - MONARTO TEE SD43200 | Normal Rating | MVA | 2027 | 54.9857 | 33kV | Radial | None | Normal (N)
Murraylands | MONARTO TEE - MURRAY BRIDGE NORTH SD43200 | Normal Rating | MVA | 2027 | 54.9857 | 33kV | Radial | None | Normal (N)
Murraylands | MONARTO TEE - MONARTO SOUTH TEE SD43200 | Normal Rating | MVA | 2027 | 20.4053 | 33kV | Radial | None | Normal (N)
Murraylands | MONARTO SOUTH TEE - MONARTO SOUTH SD43200 | Normal Rating | MVA | 2027 | 14.2894 | 33kV | Radial | None | Normal (N)
Murraylands | MONARTO SOUTH TEE - MONARTO CENTRAL SD43200 | Normal Rating | MVA | 2027 | 14.2894 | 33kV | Radial | None | Normal (N)
Murraylands | MOBILONG DISTRIBUTION - MOBILONG SD43300 | Normal Rating | MVA | 2027 | 21.377 | 33kV | Radial | None | Normal (N)
Murraylands | MOBILONG - PALLAMANA TEE SD43300 | Normal Rating | MVA | 2027 | 21.377 | 33kV | Radial | None | Normal (N)
Murraylands | PALLAMANA TEE - MYPOLONGA TEE SD43300 | Normal Rating | MVA | 2027 | 6.5731 | 33kV | Radial | None | Normal (N)
Murraylands | MYPOLONGA TEE - MYPOLONGA SD43300 | Normal Rating | MVA | 2027 | 6.5731 | 33kV | Radial | None | Normal (N)
Murraylands | MYPOLONGA - MYPOLONGA EOL SD43300 | Normal Rating | MVA | 2027 | 6.173 | 33kV | Radial | None | Normal (N)
Murraylands | MYPOLONGA TEE - CALOOTE TEE SD43300 | Normal Rating | MVA | 2027 | 6.5731 | 33kV | Radial | None | Normal (N)
Murraylands | TAILEM BEND - PUMP STATION TEE SD40101 | Normal Rating | MVA | 2027 | 21.377 | 33kV | Radial | None | Normal (N)
Murraylands | PUMP STATION TEE - TAILEM BEND RURAL SD40101 | Normal Rating | MVA | 2027 | 5.1442 | 33kV | Radial | None | Normal (N)
Murraylands | TAILEM BEND RURAL - TAILEM BEND EOL SD40101 | Normal Rating | MVA | 2027 | 5.1442 | 33kV | Radial | None | Normal (N)
Murraylands | PUMP STATION TEE - TAILEM BEND TOWN TEE SD40101 | Normal Rating | MVA | 2027 | 21.377 | 33kV | Radial | None | Normal (N)
Murraylands | TAILEM BEND TOWN TEE - TAILEM BEND TOWN SD40101 | Normal Rating | MVA | 2027 | 6.5731 | 33kV | Radial | None | Normal (N)
Murraylands | TAILEM BEND TOWN TEE - JERVOIS SD40101 | Normal Rating | MVA | 2027 | 21.377 | 33kV | Radial | None | Normal (N)
Murraylands | JERVOIS - JERVOIS FLAT 1 TEE SD40102 | Normal Rating | MVA | 2027 | 21.377 | 33kV | Radial | None | Normal (N)
Murraylands | JERVOIS FLAT 1 TEE - JERVOIS FLAT 2 TEE SD40102 | Normal Rating | MVA | 2027 | 21.377 | 33kV | Radial | None | Normal (N)
Murraylands | JERVOIS FLAT 2 TEE - WOODS POINT SD40102 | Normal Rating | MVA | 2027 | 21.377 | 33kV | Radial | None | Normal (N)
Murraylands | WOODS POINT - WHITE SANDS TEE SD40103 | Normal Rating | MVA | 2027 | 21.377 | 33kV | Radial | None | Normal (N)
Murraylands | WHITE SANDS TEE - WHITE SANDS SD40103 | Normal Rating | MVA | 2027 | 14.2894 | 33kV | Radial | None | Normal (N)
Murraylands | WHITE SANDS TEE - MURRAY BRIDGE TOWNSHIP SD40103 | Normal Rating | MVA | 2027 | 21.377 | 33kV | Radial | None | Normal (N)
Murraylands | TAILEM BEND - SUBSTATION ROAD TEE SD40200 | Normal Rating | MVA | 2027 | 15.7184 | 33kV | Radial | None | Normal (N)
Murraylands | SUBSTATION ROAD TEE - SUBSTATION ROAD SD40200 | Normal Rating | MVA | 2027 | 15.7184 | 33kV | Radial | None | Normal (N)
Murraylands | SUBSTATION ROAD TEE - MALLEE HWY SD40200 | Normal Rating | MVA | 2027 | 15.7184 | 33kV | Radial | None | Normal (N)
Murraylands | MALLEE HWY - MOORLANDS SWER SD40200 | Normal Rating | MVA | 2027 | 15.7184 | 33kV | Radial | None | Normal (N)
Murraylands | MALLEE HWY - ELWOMPLE SD40200 | Normal Rating | MVA | 2027 | 10.1169 | 33kV | Radial | None | Normal (N)
Murraylands | MOORLANDS SWER - COOMANDOOK SD40200 | Normal Rating | MVA | 2027 | 15.7184 | 33kV | Radial | None | Normal (N)
Murraylands | COOMANDOOK - COONALPYN SD40200 | Normal Rating | MVA | 2027 | 12.1746 | 33kV | Radial | None | Normal (N)
Murraylands | COONALPYN - BINNIES TEE SD40300 | Normal Rating | MVA | 2027 | 6.173 | 33kV | Radial | N | Normal (N)
Murraylands | BINNIES TEE - BINNIES SD40300 | Normal Rating | MVA | 2027 | 6.173 | 33kV | Radial | None | Normal (N)
Murraylands | BINNIES TEE - MENINGIE SD40300 | Normal Rating | MVA | 2027 | 6.173 | 33kV | Radial | None | Normal (N)
Murraylands | MENINGIE - CAMPBELL PARK TEE SD40400 | Normal Rating | MVA | 2027 | 6.173 | 33kV | Radial | None | Normal (N)
Murraylands | CAMPBELL PARK TEE - CAMPBELL PARK SD40400 | Normal Rating | MVA | 2027 | 6.173 | 33kV | Radial | None | Normal (N)
Murraylands | CAMPBELL PARK TEE - NARRUNG SD40400 | Normal Rating | MVA | 2027 | 6.173 | 33kV | Radial | None | Normal (N)
Murraylands | TAILEM BEND - SHERLOCK SD40501 | Normal Rating | MVA | 2027 | 13.775 | 33kV | Radial | None | Normal (N)
Murraylands | SHERLOCK - KAROONDA SD40502 | Normal Rating | MVA | 2027 | 3.9439 | 33kV | Radial | None | Normal (N)
Murraylands | SHERLOCK - GERANIUM SD40600 | Normal Rating | MVA | 2027 | 9.8311 | 33kV | Radial | N | Normal (N)
Murraylands | GERANIUM - LAMEROO SD40700 | Normal Rating | MVA | 2027 | 9.8311 | 33kV | Radial | N | Normal (N)
Murraylands | LAMEROO - LAMEROO RURAL SD40800 | Normal Rating | MVA | 2027 | 6.9161 | 33kV | Radial | N | Normal (N)
Murraylands | LAMEROO RURAL - PARILLA TEE SD40800 | Normal Rating | MVA | 2027 | 5.6586 | 33kV | Radial | N | Normal (N)
Murraylands | PARILLA TEE - PARILLA SD40800 | Normal Rating | MVA | 2027 | 4.8012 | 33kV | Radial | None | Normal (N)
Murraylands | PARILLA TEE - PINNAROO SD40800 | Normal Rating | MVA | 2027 | 3.9439 | 33kV | Radial | None | Normal (N)
Riverland | PARINGA - MURTHO LX21 | Normal Rating | MVA | 2027 | 15.0325 | 33kV | Radial | N | Normal (N)
Riverland | MURTHO - LINDSAY PT TEE LX21 | Normal Rating | MVA | 2027 | 10.7456 | 33kV | Radial | None | Normal (N)
Riverland | LINDSAY PT TEE - BORDER CLIFFS LX21 | Normal Rating | MVA | 2027 | 10.7456 | 33kV | Radial | None | Normal (N)
Riverland | LINDSAY PT TEE - VIC BORDER LX21 | Normal Rating | MVA | 2027 | 10.7456 | 33kV | Radial | None | Normal (N)
Riverland | SWAN REACH - SWAN REACH FILTRATION TEE SD39400 | Normal Rating | MVA | 2027 | 5.1442 | 33kV | Radial | None | Normal (N)
Riverland | SWAN REACH FILTRATION TEE - SWAN REACH TOWN SD39400 | Normal Rating | MVA | 2027 | 5.1442 | 33kV | Radial | None | Normal (N)
South East | KEITH - COONALPYN SD45101 | Normal Rating | MVA | 2027 | 5.1442 | 33kV | Radial | None | Normal (N)
South East | KEITH - PADTHAWAY SD45300 | Normal Rating | MVA | 2027 | 7.0876 | 33kV | Radial | None | Normal (N)
South East | KEITH - WIRREGA SD45201 | Normal Rating | MVA | 2027 | 13.032 | 33kV | Radial | N | Normal (N)
South East | WIRREGA - BORDERTOWN SD45202 | Normal Rating | MVA | 2027 | 13.032 | 33kV | Radial | N | Normal (N)
South East | SNUGGERY RURAL - MILLICENT SD49100 | Normal Rating | MVA | 2027 | 20.291 | 33kV | Radial | None | Normal (N)
South East | MILLICENT - SOUTH END TEE SD49100 | Normal Rating | MVA | 2027 | 12.8033 | 33kV | Radial | None | Normal (N)
South East | SOUTH END TEE - SOUTH END SD49100 | Normal Rating | MVA | 2027 | 12.8033 | 33kV | Radial | None | Normal (N)
South East | SOUTH END TEE - HATHERLEIGH TOWNSHIP TEE SD49100 | Normal Rating | MVA | 2027 | 12.8033 | 33kV | Radial | None | Normal (N)
South East | HATHERLEIGH TOWNSHIP TEE - HATHERLEIGH TOWNSHIP SD49100 | Normal Rating | MVA | 2027 | 5.1442 | 33kV | Radial | None | Normal (N)
South East | HATHERLEIGH TOWNSHIP TEE - HATHERLEIGH SD49100 | Normal Rating | MVA | 2027 | 12.8033 | 33kV | Radial | None | Normal (N)
South East | HATHERLEIGH - BEACHPORT TEE SD49200 | Normal Rating | MVA | 2027 | 9.8311 | 33kV | Radial | None | Normal (N)
South East | BEACHPORT TEE - BEACHPORT SD49200 | Normal Rating | MVA | 2027 | 3.9439 | 33kV | Radial | None | Normal (N)
South East | BEACHPORT TEE - ROBE SD49200 | Normal Rating | MVA | 2027 | 5.1442 | 33kV | Radial | N | Normal (N)
South East | SNUGGERY RURAL - MOUNT BURR SD49500 | Normal Rating | MVA | 2027 | 27.7786 | 33kV | Radial | None | Normal (N)
South East | MOUNT BURR - KALANGADOO TEE SD49500 | Normal Rating | MVA | 2027 | 6.173 | 33kV | Radial | None | Normal (N)
South East | KALANGADOO TEE - KALANGADOO SD49500 | Normal Rating | MVA | 2027 | 5.1442 | 33kV | Radial | None | Normal (N)
South East | KALANGADOO TEE - KALANGADOO RURAL SD49500 | Normal Rating | MVA | 2027 | 6.173 | 33kV | Radial | None | Normal (N)
South East | BLANCHE - MOUNT GAMBIER WEST SD48101 | Normal Rating | MVA | 2027 | 32.4084 | 33kV | Radial | None | Normal (N)
South East | BLUE LAKE TEE - MOUNT GAMBIER SD48104 | Normal Rating | MVA | 2027 | 6.173 | 33kV | Radial | None | Normal (N)
South East | BLANCHE - LAKESIDE TEE SD48100 | Normal Rating | MVA | 2027 | 55.5573 | 33kV | Radial | None | Normal (N)
South East | LAKESIDE TEE - GLENCOE TEE SD48100 | Normal Rating | MVA | 2027 | 17.4331 | 33kV | Radial | None | Normal (N)
South East | GLENCOE TEE - TANTANOOLA SD48100 | Normal Rating | MVA | 2027 | 7.0876 | 33kV | Radial | None | Normal (N)
South East | GLENCOE TEE - MOUNT GAMBIER SD48100 | Normal Rating | MVA | 2027 | 17.4331 | 33kV | Radial | None | Normal (N)
South East | BLANCHE - KONGORONG TEE SD48200 | Normal Rating | MVA | 2027 | 15.0325 | 33kV | Radial | None | Normal (N)
South East | KONGORONG TEE - KONGORONG SD48200 | Normal Rating | MVA | 2027 | 5.1442 | 33kV | Radial | None | Normal (N)
South East | KONGORONG TEE - MOUNT SCHANK SD48200 | Normal Rating | MVA | 2027 | 12.8033 | 33kV | Radial | None | Normal (N)
South East | MOUNT SCHANK - ALLENDALE EAST SD48200 | Normal Rating | MVA | 2027 | 5.1442 | 33kV | Radial | None | Normal (N)
South East | MOUNT GAMBIER - TARPEENA SOUTH TEE SD47101 | Normal Rating | MVA | 2027 | 17.4331 | 33kV | Radial | None | Normal (N)
South East | TARPEENA SOUTH TEE - MOUNT GAMBIER SD47101 | Normal Rating | MVA | 2027 | 7.0876 | 33kV | Radial | None | Normal (N)
South East | TARPEENA SOUTH TEE - TARPEENA SOUTH SD47101 | Normal Rating | MVA | 2027 | 17.4331 | 33kV | Radial | None | Normal (N)
South East | KINCRAIG - LUCINDALE SD46201 | Normal Rating | MVA | 2027 | 13.032 | 33kV | Radial | None | Normal (N)
South East | LUCINDALE - KINGSTON SE SD46201 | Normal Rating | MVA | 2027 | 5.1442 | 33kV | Radial | None | Normal (N)
South East | KINCRAIG - NARACOORTE SD46300 | Normal Rating | MVA | 2027 | 29.9506 | 33kV | Radial | None | Normal (N)
South East | NARACOORTE - NARACOORTE EAST TEE SD46100 | Normal Rating | MVA | 2027 | 7.0876 | 33kV | Radial | None | Normal (N)
South East | NARACOORTE EAST TEE - NARACOORTE EAST SD46100 | Normal Rating | MVA | 2027 | 7.0876 | 33kV | Radial | None | Normal (N)
South East | NARACOORTE EAST TEE - PADTHAWAY SD46100 | Normal Rating | MVA | 2027 | 7.0876 | 33kV | Radial | None | Normal (N)
South East | KINCRAIG - STRUAN RURAL SD46400 | Normal Rating | MVA | 2027 | 27.7786 | 33kV | Radial | None | Normal (N)
South East | STRUAN RURAL - GLENROY RURAL SD46400 | Normal Rating | MVA | 2027 | 27.7786 | 33kV | Radial | None | Normal (N)
South East | PENOLA WEST - PENOLA TEE SD58200 | Normal Rating | MVA | 2027 | 20.4053 | 33kV | Radial | None | Normal (N)
South East | PENOLA TEE - GLENROY RURAL SD58200 | Normal Rating | MVA | 2027 | 6.173 | 33kV | Radial | N | Normal (N)
South East | PENOLA WEST - PENOLA TEE SD58101 | Normal Rating | MVA | 2027 | 20.4053 | 33kV | Radial | None | Normal (N)
South East | PENOLA TEE - SAFRIES TEE SD58101 | Normal Rating | MVA | 2027 | 6.173 | 33kV | Radial | None | Normal (N)
South East | SAFRIES TEE - KALANGADOO NANGWARRY TEE SD58101 | Normal Rating | MVA | 2027 | 6.173 | 33kV | Radial | None | Normal (N)
South East | KALANGADOO NANGWARRY TEE - NANGWARRY TEE SD58101 | Normal Rating | MVA | 2027 | 6.173 | 33kV | Radial | None | Normal (N)
South East | NANGWARRY TEE - NANGWARRY SD58101 | Normal Rating | MVA | 2027 | 6.173 | 33kV | Radial | None | Normal (N)
South East | KALANGADOO NANGWARRY TEE - KALANGADOO RURAL SD58101 | Normal Rating | MVA | 2027 | 6.173 | 33kV | Radial | None | Normal (N)
South East | NANGWARRY TEE - MOUNT GAMBIER SD58101 | Normal Rating | MVA | 2027 | 6.173 | 33kV | Radial | None | Normal (N)
Metro South | WILLUNGA - MCLAREN VALE SD44400 | Normal Rating | MVA | 2027 | 10.5742 | 33kV | Radial | None | Normal (N)
Metro South | YANKALILLA - HAY FLAT SD44200 | Normal Rating | MVA | 2027 | 15.0325 | 33kV | Radial | None | Normal (N)
Metro South | HAY FLAT - RAPID BAY TEE SD44200 | Normal Rating | MVA | 2027 | 5.1442 | 33kV | Radial | None | Normal (N)
Metro South | RAPID BAY TEE - RAPID BAY SD44200 | Normal Rating | MVA | 2027 | 5.1442 | 33kV | Radial | None | Normal (N)
Metro South | RAPID BAY TEE - CAPE JERVIS SD44200 | Normal Rating | MVA | 2027 | 5.1442 | 33kV | Radial | None | Normal (N)
Metro South | CAPE JERVIS - CUTTLEFISH BAY SD44301 | Normal Rating | MVA | 2027 | 13.032 | 33kV | Radial | None | Normal (N)
Metro South | FISHERY BEACH BACKUP - CUTTLEFISH BAY BACKUP SD44301 | Normal Rating | MVA | 2027 | 10.0026 | 33kV | Radial | None | Normal (N)
Metro South | CUTTLEFISH BAY - PENNESHAW SD44301 | Normal Rating | MVA | 2027 | 13.032 | 33kV | Radial | None | Normal (N)
Metro South | PENNESHAW - AMERICAN RIVER SD44300 | Normal Rating | MVA | 2027 | 13.032 | 33kV | Radial | None | Normal (N)
Metro South | AMERICAN RIVER - KINGSCOTE TEE SD44300 | Normal Rating | MVA | 2027 | 6.173 | 33kV | Radial | N | Normal (N)
Metro South | KINGSCOTE TEE - MACGILLIVRAY SD44300 | Normal Rating | MVA | 2027 | 6.173 | 33kV | Radial | None | Normal (N)
Metro South | KINGSCOTE TEE - KINGSCOTE SD44300 | Normal Rating | MVA | 2027 | 6.173 | 33kV | Radial | None | Normal (N)
Upper North | DAVENPORT WEST - PORT AUGUSTA NO1 SD54101 | Normal Rating | MVA | 2027 | 20.1767 | 33kV | Meshed | None | Normal (N)
Upper North | DAVENPORT WEST - PORT AUGUSTA TEE SD54102 | Normal Rating | MVA | 2027 | 20.1767 | 33kV | Meshed | None | Normal (N)
Upper North | PORT AUGUSTA NO2 - PORT AUGUSTA TEE SD54102 | Normal Rating | MVA | 2027 | 23.3203 | 33kV | Meshed | None | Normal (N)
Upper North | PORT AUGUSTA TEE - PORT AUGUSTA WEST TEE SD54102 | Normal Rating | MVA | 2027 | 14.9753 | 33kV | Radial | None | Normal (N)
Upper North | PORT AUGUSTA WEST TEE - PORT AUGUSTA WEST SD54102 | Normal Rating | MVA | 2027 | 14.9753 | 33kV | Radial | None | Normal (N)
Upper North | PORT AUGUSTA WEST TEE - PANDURRA TEE SD54102 | Normal Rating | MVA | 2027 | 3.9439 | 33kV | Radial | None | Normal (N)
Upper North | PANDURRA TEE - BOOKALOO SD54102 | Normal Rating | MVA | 2027 | 3.9439 | 33kV | Radial | None | Normal (N)
Upper North | PANDURRA TEE - PANDURRA SD54102 | Normal Rating | MVA | 2027 | 3.9439 | 33kV | Radial | None | Normal (N)
Upper North | DAVENPORT WEST - AUGUSTA HWY SD54300 | Normal Rating | MVA | 2027 | 20.4053 | 33kV | Radial | None | Normal (N)
Upper North | AUGUSTA HWY - STIRLING NORTH SD54300 | Normal Rating | MVA | 2027 | 10.0026 | 33kV | Radial | None | Normal (N)
Upper North | STIRLING NORTH - QUORN SD54300 | Normal Rating | MVA | 2027 | 3.9439 | 33kV | Radial | None | Normal (N)
Upper North | DAVENPORT WEST - PT PATERSON SD54400 | Normal Rating | MVA | 2027 | 14.2894 | 33kV | Radial | None | Normal (N)
Upper North | BAROOTA - BAROOTA TOWN TEE SD31100 | Normal Rating | MVA | 2027 | 20.291 | 33kV | Radial | None | Normal (N)
Upper North | BAROOTA TOWN TEE - BAROOTA TOWN SD31100 | Normal Rating | MVA | 2027 | 10.7456 | 33kV | Radial | None | Normal (N)
Upper North | BAROOTA TOWN TEE - BAROOTA TEE SD31100 | Normal Rating | MVA | 2027 | 20.291 | 33kV | Radial | None | Normal (N)
Upper North | BAROOTA TEE - NAPPERBY BUNGAMA SD31100 | Normal Rating | MVA | 2027 | 5.1442 | 33kV | Radial | None | Normal (N)
Upper North | BAROOTA TEE - MURRAYTOWN SD31100 | Normal Rating | MVA | 2027 | 9.8311 | 33kV | Radial | None | Normal (N)
Upper North | MURRAYTOWN - WIRRABARA FOREST TEE SD31200 | Normal Rating | MVA | 2027 | 3.3723 | 33kV | Radial | None | Normal (N)
Upper North | WIRRABARA FOREST TEE - WIRRABARA FOREST SD31200 | Normal Rating | MVA | 2027 | 3.3723 | 33kV | Radial | None | Normal (N)
Upper North | WIRRABARA FOREST TEE - GLADSTONE SD31200 | Normal Rating | MVA | 2027 | 3.3723 | 33kV | Radial | None | Normal (N)
Upper North | MURRAYTOWN - ORROROO SD31300 | Normal Rating | MVA | 2027 | 3.9439 | 33kV | Radial | None | Normal (N)
Upper North | MURRAYTOWN - WILMINGTON SD31400 | Normal Rating | MVA | 2027 | 3.3723 | 33kV | Radial | None | Normal (N)
Upper North | BUNGAMA - PORT PIRIE SOUTH SD32101 | Normal Rating | MVA | 2027 | 20.1767 | 33kV | Meshed | None | Normal (N)
Upper North | PORT PIRIE SOUTH - PORT PIRIE SD32102 | Normal Rating | MVA | 2027 | 20.1767 | 33kV | Meshed | None | Normal (N)
Upper North | BUNGAMA - PORT PIRIE SD32103 | Normal Rating | MVA | 2027 | 20.1767 | 33kV | Meshed | None | Normal (N)
Upper North | BUNGAMA - HUGHES GAP SD32301 | Normal Rating | MVA | 2027 | 21.377 | 33kV | Radial | Reverse N | Normal (N)
Upper North | HUGHES GAP - CRYSTAL BROOK TEE SD32302 | Normal Rating | MVA | 2027 | 21.377 | 33kV | Radial | None | Normal (N)
Upper North | CRYSTAL BROOK TEE - GLADSTONE SD32302 | Normal Rating | MVA | 2027 | 16.0613 | 33kV | Radial | None | Normal (N)
Upper North | GLADSTONE - CALTOWIE TEE SD32200 | Normal Rating | MVA | 2027 | 13.2034 | 33kV | Radial | None | Normal (N)
Upper North | CALTOWIE TEE - CALTOWIE SD32200 | Normal Rating | MVA | 2027 | 13.2034 | 33kV | Radial | None | Normal (N)
Upper North | CALTOWIE TEE - PETERBOROUGH TEE SD32200 | Normal Rating | MVA | 2027 | 13.2034 | 33kV | Radial | None | Normal (N)
Upper North | PETERBOROUGH TEE - JAMESTOWN SD32200 | Normal Rating | MVA | 2027 | 6.6874 | 33kV | Radial | None | Normal (N)
Upper North | JAMESTOWN - TEROWIE TOWNSHIP SD32200 | Normal Rating | MVA | 2027 | 3.4866 | 33kV | Radial | None | Normal (N)
Upper North | PETERBOROUGH TEE - PETERBOROUGH SD32200 | Normal Rating | MVA | 2027 | 6.173 | 33kV | Radial | None | Normal (N)
Upper North | BUNGAMA - PORT BROUGHTON TEE SD32400 | Normal Rating | MVA | 2027 | 13.2034 | 33kV | Radial | Reverse N | Normal (N)
Upper North | PORT BROUGHTON TEE - PORT BROUGHTON SD32400 | Normal Rating | MVA | 2027 | 5.1442 | 33kV | Radial | None | Normal (N)
Upper North | PORT BROUGHTON TEE - BRINKWORTH TIE SD32400 | Normal Rating | MVA | 2027 | 3.9439 | 33kV | Radial | None | Normal (N)
Upper North | PORT BROUGHTON TEE - CRYSTAL BROOK TEE SD32400 | Normal Rating | MVA | 2027 | 3.9439 | 33kV | Radial | None | Normal (N)
Upper North | NEUROODLA - HAWKER SD59100 | Normal Rating | MVA | 2027 | 5.1442 | 33kV | Radial | None | Normal (N)
Yorke Peninsula | HUMMOCKS DISTRIBUTION - NINNES TEE SD34400 | Normal Rating | MVA | 2027 | 18.0618 | 33kV | Radial | None | Normal (N)
Yorke Peninsula | NINNES TEE - LOCHIEL SD34400 | Normal Rating | MVA | 2027 | 3.9439 | 33kV | Radial | None | Normal (N)
Yorke Peninsula | NINNES TEE - KAINTON TEE SD34400 | Normal Rating | MVA | 2027 | 18.0618 | 33kV | Radial | None | Normal (N)
Yorke Peninsula | KAINTON TEE - KAINTON SD34400 | Normal Rating | MVA | 2027 | 5.2585 | 33kV | Radial | None | Normal (N)
Yorke Peninsula | KAINTON TEE - PASKEVILLE SD34400 | Normal Rating | MVA | 2027 | 18.0618 | 33kV | Radial | None | Normal (N)
Yorke Peninsula | PASKEVILLE - KADINA EAST SD34405 | Normal Rating | MVA | 2027 | 6.5731 | 33kV | Radial | None | Normal (N)
Yorke Peninsula | HUMMOCKS DISTRIBUTION - PORT CLINTON SD34300 | Normal Rating | MVA | 2027 | 7.0304 | 33kV | Radial | None | Normal (N)
Yorke Peninsula | PORT CLINTON - ARDROSSAN SD34300 | Normal Rating | MVA | 2027 | 5.8872 | 33kV | Radial | None | Normal (N)
Yorke Peninsula | HUMMOCKS DISTRIBUTION - FEDERATION CORNER SD34201 | Normal Rating | MVA | 2027 | 17.1473 | 33kV | Radial | None | Normal (N)
Yorke Peninsula | FEDERATION CORNER - SWAMP ROAD SD34201 | Normal Rating | MVA | 2027 | 5.2585 | 33kV | Radial | None | Normal (N)
Yorke Peninsula | FEDERATION CORNER - PT WAKEFIELD TEE SD34201 | Normal Rating | MVA | 2027 | 17.1473 | 33kV | Radial | None | Normal (N)
Yorke Peninsula | PT WAKEFIELD TEE - SWAMP ROAD SD34201 | Normal Rating | MVA | 2027 | 14.7467 | 33kV | Radial | None | Normal (N)
Yorke Peninsula | SWAMP ROAD - PT WAKEFIELD FAR NORTH EAST SD34201 | Normal Rating | MVA | 2027 | 9.2024 | 33kV | Radial | None | Normal (N)
Yorke Peninsula | PT WAKEFIELD TEE - PT WAKEFIELD RURAL SD34201 | Normal Rating | MVA | 2027 | 17.1473 | 33kV | Radial | None | Normal (N)
Yorke Peninsula | PT WAKEFIELD RURAL - PT WAKEFIELD TOWN TEE SD34201 | Normal Rating | MVA | 2027 | 8.9166 | 33kV | Radial | None | Normal (N)
Yorke Peninsula | PT WAKEFIELD TOWN TEE - PT WAKEFIELD TOWN SD34201 | Normal Rating | MVA | 2027 | 8.9166 | 33kV | Radial | None | Normal (N)
Yorke Peninsula | PT WAKEFIELD TOWN TEE - PROOF RANGE SD34201 | Normal Rating | MVA | 2027 | 8.9166 | 33kV | Radial | None | Normal (N)
Yorke Peninsula | HUMMOCKS DISTRIBUTION - BOWMANS TEE SD34102 | Normal Rating | MVA | 2027 | 25.1494 | 33kV | Radial | None | Normal (N)
Yorke Peninsula | BOWMANS TEE - PT WAKEFIELD RURAL SD34102 | Normal Rating | MVA | 2027 | 15.0325 | 33kV | Radial | None | Normal (N)
Yorke Peninsula | BOWMANS TEE - SAINTS SD34102 | Normal Rating | MVA | 2027 | 9.8311 | 33kV | Radial | None | Normal (N)
Yorke Peninsula | SAINTS - BALAKLAVA SD34102 | Normal Rating | MVA | 2027 | 5.1442 | 33kV | Radial | None | Normal (N)
Yorke Peninsula | BALAKLAVA - BALAKLAVA RURAL SD34102 | Normal Rating | MVA | 2027 | 5.1442 | 33kV | Radial | None | Normal (N)
Yorke Peninsula | BALAKLAVA - BALAKLAVA TOWNSHIP SD34102 | Normal Rating | MVA | 2027 | 5.1442 | 33kV | Radial | None | Normal (N)
Yorke Peninsula | KADINA EAST DISTRIBUTION - KADINA SD51102 | Normal Rating | MVA | 2027 | 25.1494 | 33kV | Radial | None | Normal (N)
Yorke Peninsula | KADINA EAST DISTRIBUTION - MOONTA TEE SD51200 | Normal Rating | MVA | 2027 | 25.1494 | 33kV | Radial | None | Normal (N)
Yorke Peninsula | MOONTA TEE - KADINA SD51200 | Normal Rating | MVA | 2027 | 13.775 | 33kV | Radial | None | Normal (N)
Yorke Peninsula | MOONTA TEE - MOONTA SD51200 | Normal Rating | MVA | 2027 | 13.775 | 33kV | Radial | N | Normal (N)
Yorke Peninsula | KADINA EAST DISTRIBUTION - WALLAROO TEE SD51300 | Normal Rating | MVA | 2027 | 25.1494 | 33kV | Radial | None | Normal (N)
Yorke Peninsula | WALLAROO TEE - KADINA SD51300 | Normal Rating | MVA | 2027 | 26.6355 | 33kV | Radial | None | Normal (N)
Yorke Peninsula | WALLAROO TEE - WALLAROO SD51300 | Normal Rating | MVA | 2027 | 13.775 | 33kV | Radial | None | Normal (N)
Yorke Peninsula | ARDROSSAN WEST DISTRIBUTION - MAITLAND SD35100 | Normal Rating | MVA | 2027 | 9.8311 | 33kV | Radial | None | Normal (N)
Yorke Peninsula | ARDROSSAN WEST DISTRIBUTION - ARDROSSAN SD35201 | Normal Rating | MVA | 2027 | 5.1442 | 33kV | Radial | None | Normal (N)
Yorke Peninsula | ARDROSSAN WEST DISTRIBUTION - ARDROSSAN BHP SD35200 | Normal Rating | MVA | 2027 | 27.7786 | 33kV | Radial | None | Normal (N)
Yorke Peninsula | ARDROSSAN - ARDROSSAN BHP SD35200 | Normal Rating | MVA | 2027 | 7.0304 | 33kV | Radial | None | Normal (N)
Yorke Peninsula | ARDROSSAN BHP - PORT VINCENT SD35200 | Normal Rating | MVA | 2027 | 20.1767 | 33kV | Radial | None | Normal (N)
Yorke Peninsula | PORT VINCENT - MINLATON TEE SD35300 | Normal Rating | MVA | 2027 | 7.0304 | 33kV | Radial | None | Normal (N)
Yorke Peninsula | MINLATON TEE - CURRAMULKA TEE SD35300 | Normal Rating | MVA | 2027 | 5.2585 | 33kV | Radial | None | Normal (N)
Yorke Peninsula | CURRAMULKA TEE - CURRAMULKA SD35300 | Normal Rating | MVA | 2027 | 4.2297 | 33kV | Radial | None | Normal (N)
Yorke Peninsula | CURRAMULKA TEE - MINLATON SD35300 | Normal Rating | MVA | 2027 | 4.2297 | 33kV | Radial | None | Normal (N)
Yorke Peninsula | MINLATON TEE - PT VINCENT RURAL SD35300 | Normal Rating | MVA | 2027 | 7.0304 | 33kV | Radial | None | Normal (N)
Yorke Peninsula | DALRYMPLE - STANSBURY TEE SD35400 | Normal Rating | MVA | 2027 | 20.1767 | 33kV | Radial | None | Normal (N)
Yorke Peninsula | STANSBURY TEE - PORT GILES TEE SD35400 | Normal Rating | MVA | 2027 | 20.1767 | 33kV | Radial | None | Normal (N)
Yorke Peninsula | PORT GILES TEE - PORT GILES SD35400 | Normal Rating | MVA | 2027 | 10.0026 | 33kV | Radial | None | Normal (N)
Yorke Peninsula | STANSBURY TEE - STANSBURY SD35400 | Normal Rating | MVA | 2027 | 6.173 | 33kV | Radial | None | Normal (N)
Yorke Peninsula | STANSBURY - PT VINCENT RURAL SD35403 | Normal Rating | MVA | 2027 | 7.0304 | 33kV | Radial | None | Normal (N)
Yorke Peninsula | DALRYMPLE - WOOL BAY RURAL SD35500 | Normal Rating | MVA | 2027 | 20.4053 | 33kV | Radial | None | Normal (N)
Yorke Peninsula | WOOL BAY RURAL - WOOL BAY SD35500 | Normal Rating | MVA | 2027 | 9.8311 | 33kV | Radial | None | Normal (N)
Yorke Peninsula | WOOL BAY RURAL - PORT GILES TEE SD35500 | Normal Rating | MVA | 2027 | 10.1169 | 33kV | Radial | None | Normal (N)
Yorke Peninsula | WOOL BAY - EDITHBURGH TEE SD35500 | Normal Rating | MVA | 2027 | 9.8311 | 33kV | Radial | None | Normal (N)
Yorke Peninsula | EDITHBURGH TEE - YORKETOWN SD35500 | Normal Rating | MVA | 2027 | 9.8311 | 33kV | Radial | None | Normal (N)
Yorke Peninsula | YORKETOWN - MARION BAY SD35500 | Normal Rating | MVA | 2027 | 5.1442 | 33kV | Radial | None | Normal (N)
Yorke Peninsula | EDITHBURGH TEE - EDITHBURGH SD35500 | Normal Rating | MVA | 2027 | 9.8311 | 33kV | Radial | None | Normal (N)
Metro West | ADELAIDE BRIGHTON CEMENT - PORT ADELAIDE SD1529 | Normal Rating | MVA | 2028 | 127 | 66kV | Meshed | None | Normal (N)
Metro South | ALDINGA - WILLUNGA SD1674 | Normal Rating | MVA | 2028 | 84 | 66kV | Meshed | None | Normal (N)
Metro North | ANGLE VALE - ANGLE VALE TEE SD1506A | Normal Rating | MVA | 2028 | 61 | 66kV | Meshed | None | Normal (N)
Metro North | ANGLE VALE TEE - EVANSTON SD1506B | Normal Rating | MVA | 2028 | 61 | 66kV | Meshed | None | Normal (N)
Metro North | ANGLE VALE TEE - VIRGINIA TEE SD2033 | Normal Rating | MVA | 2028 | 137 | 66kV | Radial | None | Normal (N)
Metro West | ATHOL PARK - ATHOL PARK TEE SD1677A | Normal Rating | MVA | 2028 | 53 | 66kV | Radial | None | Normal (N)
Metro West | BLACKPOOL - FULHAM GARDENS SD1639 | Normal Rating | MVA | 2028 | 127 | 66kV | Meshed | None | Normal (N)
Metro North | BOLIVAR - ST KILDA SD2034 | Normal Rating | MVA | 2028 | 60 | 66kV | Radial | None | Normal (N)
Metro East | CAMPBELLTOWN - MAGILL SD1661 | Normal Rating | MVA | 2028 | 127 | 66kV | Meshed | None | Normal (N)
Metro West | CHELTENHAM - CROYDON PARK TEE SD1655A | Normal Rating | MVA | 2028 | 128 | 66kV | Meshed | None | Normal (N)
Metro South | CITY WEST - KESWICK SD2013 | Normal Rating | MVA | 2028 | 300 | 66kV | Meshed | None | Normal (N)
Metro East | CITY WEST - WHITMORE SQUARE SD2016 | Normal Rating | MVA | 2028 | 300 | 66kV | Meshed | None | Normal (N)
Metro East | COROMANDEL PLACE - WHITMORE SQUARE SD1681 | Normal Rating | MVA | 2028 | 155 | 66kV | Meshed | None | Normal (N)
Metro East | CROYDON - HINDLEY STREET TEE SD1659B | Normal Rating | MVA | 2028 | 128 | 66kV | Meshed | None | Normal (N)
Metro West | CROYDON - KILKENNY SD1523 | Normal Rating | MVA | 2028 | 127 | 66kV | Meshed | None | Normal (N)
Metro West | CROYDON PARK - CROYDON PARK TEE SD1655B | Normal Rating | MVA | 2028 | 137 | 66kV | Meshed | None | Normal (N)
Metro West | CROYDON PARK TEE - CROYDON SD1655C | Normal Rating | MVA | 2028 | 128 | 66kV | Meshed | None | Normal (N)
Metro North | DIREK - PARALOWIE SD2004 | Normal Rating | MVA | 2028 | 127 | 66kV | Meshed | None | Normal (N)
Metro East | DRY CREEK - KILBURN SOUTH TEE SD1658A | Normal Rating | MVA | 2028 | 128 | 66kV | Meshed | None | Normal (N)
Metro East | EAST TERRACE - COROMANDEL PLACE SD1680 | Normal Rating | MVA | 2028 | 155 | 66kV | Meshed | None | Normal (N)
Metro East | EAST TERRACE - NORTH ADELAIDE SD1560 | Normal Rating | MVA | 2028 | 81 | 66kV | Meshed | None | Normal (N)
Metro North | EDINBURGH - SALISBURY SD1688 | Normal Rating | MVA | 2028 | 127 | 66kV | Meshed | None | Normal (N)
Metro North | ELIZABETH DOWNS - PENFIELD SD1508 | Normal Rating | MVA | 2028 | 137 | 66kV | Meshed | None | Normal (N)
Metro North | ELIZABETH DOWNS - SMITHFIELD WEST SD1686 | Normal Rating | MVA | 2028 | 83 | 66kV | Meshed | N-1 | Normal (N)
Metro North | ELIZABETH HEIGHTS - ELIZABETH DOWNS SD1501 | Normal Rating | MVA | 2028 | 109 | 66kV | Meshed | None | Normal (N)
Metro North | ELIZABETH SOUTH - EDINBURGH SD1511 | Normal Rating | MVA | 2028 | 127 | 66kV | Meshed | None | Normal (N)
Metro West | FINDON - FINDON TEE SD1520A | Normal Rating | MVA | 2028 | 137 | 66kV | Meshed | None | Normal (N)
Metro West | FINDON TEE - FLINDERS PARK SD1520B | Normal Rating | MVA | 2028 | 128 | 66kV | Meshed | None | Normal (N)
Metro West | FLINDERS PARK - NEW RICHMOND SD1521 | Normal Rating | MVA | 2028 | 70 | 66kV | Meshed | None | Normal (N)
Metro West | FULHAM GARDENS - FINDON TEE SD1520C | Normal Rating | MVA | 2028 | 128 | 66kV | Meshed | None | Normal (N)
Metro West | FULHAM GARDENS - HENLEY SOUTH #1 SD1519 | Normal Rating | MVA | 2028 | 61 | 66kV | Meshed | None | Normal (N)
Metro West | FULHAM GARDENS - HENLEY SOUTH #2 SD1691 | Normal Rating | MVA | 2028 | 61 | 66kV | Meshed | None | Normal (N)
Metro South | GLENELG NORTH TEE - GLENELG NORTH SD1584A | Normal Rating | MVA | 2028 | 66 | 66kV | Meshed | None | Normal (N)
Metro South | GLENELG NORTH TEE - PLYMPTON SD1584B | Normal Rating | MVA | 2028 | 127 | 66kV | Meshed | None | Normal (N)
Metro East | GOLDEN GROVE - INGLE FARM SD1647 | Normal Rating | MVA | 2028 | 127 | 66kV | Meshed | None | Normal (N)
Metro South | HACKHAM - PORT NOARLUNGA SD1694A | Normal Rating | MVA | 2028 | 127 | 66kV | Meshed | None | Normal (N)
Metro South | HAPPY VALLEY - HV/SAW TEE SD1591A | Normal Rating | MVA | 2028 | 128 | 66kV | Meshed | None | Normal (N)
Metro South | HAPPY VALLEY - PANORAMA #1 SD1665 | Normal Rating | MVA | 2028 | 125 | 66kV | Meshed | None | Normal (N)
Metro South | HAPPY VALLEY - PANORAMA #2 SD1666 | Normal Rating | MVA | 2028 | 126 | 66kV | Meshed | None | Normal (N)
Metro South | HAPPY VALLEY - SEACOMBE #1 SD1566 | Normal Rating | MVA | 2028 | 109 | 66kV | Meshed | None | Normal (N)
Metro South | HAPPY VALLEY - SEACOMBE #2 SD1590 | Normal Rating | MVA | 2028 | 119 | 66kV | Meshed | None | Normal (N)
Metro East | HILLCREST - HOLDEN HILL SD1692 | Normal Rating | MVA | 2028 | 127 | 66kV | Meshed | None | Normal (N)
Metro East | HINDLEY STREET - WHITMORE SQUARE SD1664 | Normal Rating | MVA | 2028 | 125 | 66kV | Meshed | None | Normal (N)
Metro East | HINDLEY STREET TEE - HINDLEY STREET SD1659C | Normal Rating | MVA | 2028 | 81 | 66kV | Meshed | None | Normal (N)
Metro East | HOLDEN HILL - CAMPBELLTOWN SD1660 | Normal Rating | MVA | 2028 | 127 | 66kV | Meshed | None | Normal (N)
Metro East | HOLDEN HILL - HOPE VALLEY SD1554A | Normal Rating | MVA | 2028 | 127 | 66kV | Meshed | None | Normal (N)
Metro East | HOPE VALLEY - TEA TREE GULLY SD1554B | Normal Rating | MVA | 2028 | 127 | 66kV | Meshed | None | Normal (N)
Metro South | HV/SAW TEE - MORPHETT VALE EAST SD1591C | Normal Rating | MVA | 2028 | 127 | 66kV | Meshed | None | Normal (N)
Metro East | KENT TOWN - KENT TOWN TEE SD1690 | Normal Rating | MVA | 2028 | 65 | 66kV | Meshed | None | Normal (N)
Metro South | KESWICK - CLARENCE GARDENS SD1671 | Normal Rating | MVA | 2028 | 52 | 66kV | Radial | None | Normal (N)
Metro South | KESWICK - NEW RICHMOND TEE SD1670A | Normal Rating | MVA | 2028 | 127 | 66kV | Meshed | N-1 | Normal (N)
Metro South | KESWICK - WHITMORE SQUARE TEE SD1669A | Normal Rating | MVA | 2028 | 127 | 66kV | Meshed | None | Normal (N)
Metro West | KILBURN - CAVAN SD2014 | Normal Rating | MVA | 2028 | 137 | 66kV | Meshed | None | Normal (N)
Metro West | KILBURN - CROYDON PARK SD1531 | Normal Rating | MVA | 2028 | 127 | 66kV | Meshed | None | Normal (N)
Metro East | KILBURN SOUTH TEE - KILBURN SOUTH SD1658B | Normal Rating | MVA | 2028 | 114 | 66kV | Radial | None | Normal (N)
Metro East | KILBURN SOUTH TEE - PROSPECT SD1658C | Normal Rating | MVA | 2028 | 128 | 66kV | Meshed | None | Normal (N)
Metro West | KILKENNY - WOODVILLE SD1675 | Normal Rating | MVA | 2028 | 127 | 66kV | Meshed | None | Normal (N)
Metro South | KINGSWOOD - NORTH UNLEY SD1574 | Normal Rating | MVA | 2028 | 109 | 66kV | Meshed | None | Normal (N)
Metro West | LARGS NORTH - ADELAIDE BRIGHTON CEMENT SD1654 | Normal Rating | MVA | 2028 | 127 | 66kV | Meshed | None | Normal (N)
Metro West | LEFEVRE - BLACKPOOL SD1693 | Normal Rating | MVA | 2028 | 137 | 66kV | Meshed | None | Normal (N)
Metro South | LINDEN PARK - LINDEN PARK TEE SD1662A | Normal Rating | MVA | 2028 | 46 | 66kV | Meshed | None | Normal (N)
Metro South | LOWER MITCHAM - KINGSWOOD SD1563 | Normal Rating | MVA | 2028 | 127 | 66kV | Meshed | None | Normal (N)
Metro East | MAGILL - BURNSIDE SD1556 | Normal Rating | MVA | 2028 | 55 | 66kV | Radial | None | Normal (N)
Metro East | MAGILL - KENT TOWN TEE SD1663A | Normal Rating | MVA | 2028 | 128 | 66kV | Meshed | None | Normal (N)
Metro East | MAGILL - NORWOOD SD1543 | Normal Rating | MVA | 2028 | 128 | 66kV | Meshed | None | Normal (N)
Metro South | MAGILL - URAIDLA TEE SD1662B | Normal Rating | MVA | 2028 | 109 | 66kV | Meshed | None | Normal (N)
Metro East | MAGILL - WOODFORDE 2 SD1678 | Normal Rating | MVA | 2028 | 114 | 66kV | Radial | None | Normal (N)
Metro East | MAGILL - WOODFORDE 3 SD1679 | Normal Rating | MVA | 2028 | 128 | 66kV | Radial | None | Normal (N)
Metro South | MCLAREN FLAT - WILLUNGA SD1594A | Normal Rating | MVA | 2028 | 83 | 66kV | Meshed | N-1 | Normal (N)
Metro South | MORPHETT VALE EAST - CLARENDON SD1592 | Normal Rating | MVA | 2028 | 15 | 66kV | Radial | None | Normal (N)
Metro South | MORPHETT VALE EAST - HACKHAM SD1694B | Normal Rating | MVA | 2028 | 127 | 66kV | Meshed | None | Normal (N)
Metro South | MORPHETT VALE EAST - MCLAREN FLAT SD1594B | Normal Rating | MVA | 2028 | 83 | 66kV | Meshed | N-1 | Normal (N)
Metro South | MORPHETT VALE EAST - PORT STANVAC #1 SD1593 | Normal Rating | MVA | 2028 | 128 | 66kV | Meshed | None | Normal (N)
Metro South | MORPHETT VALE EAST - PORT STANVAC #2 SD2010 | Normal Rating | MVA | 2028 | 127 | 66kV | Meshed | None | Normal (N)
Metro South | MORPHETTVILLE - ASCOT PARK SD1586 | Normal Rating | MVA | 2028 | 128 | 66kV | Meshed | None | Normal (N)
Metro South | MORPHETTVILLE - GLENELG NORTH TEE SD1584C | Normal Rating | MVA | 2028 | 109 | 66kV | Meshed | None | Normal (N)
Metro South | MORPHETTVILLE - OAKLANDS SD1585 | Normal Rating | MVA | 2028 | 126 | 66kV | Meshed | None | Normal (N)
Metro North | MUNNO PARA - ELIZABETH DOWNS SD2023 | Normal Rating | MVA | 2028 | 83 | 66kV | Meshed | None | Normal (N)
Metro North | MUNNO PARA - EVANSTON SD1652 | Normal Rating | MVA | 2028 | 83 | 66kV | Meshed | N-1 | Normal (N)
Metro West | NEW OSBORNE - BLACKPOOL SD1518 | Normal Rating | MVA | 2028 | 127 | 66kV | Meshed | None | Normal (N)
Metro West | NEW OSBORNE - GLANVILLE SD1527 | Normal Rating | MVA | 2028 | 128 | 66kV | Meshed | N-1 | Normal (N)
Metro West | NEW OSBORNE - LARGS NORTH SD1653 | Normal Rating | MVA | 2028 | 127 | 66kV | Meshed | None | Normal (N)
Metro West | NEW OSBORNE - SMORGON STEEL RECYCLING SD1532A | Normal Rating | MVA | 2028 | 128 | 66kV | Meshed | None | Normal (N)
Metro West | NEW RICHMOND - THEBARTON SD1516 | Normal Rating | MVA | 2028 | 125 | 66kV | Meshed | None | Normal (N)
Metro South | NEW RICHMOND TEE - NEW RICHMOND SD1670B | Normal Rating | MVA | 2028 | 126 | 66kV | Meshed | None | Normal (N)
Metro South | NEW RICHMOND TEE - PLYMPTON SD1670C | Normal Rating | MVA | 2028 | 128 | 66kV | Meshed | None | Normal (N)
Metro South | NOARLUNGA CENTRE - PORT NOARLUNGA SD1668 | Normal Rating | MVA | 2028 | 83 | 66kV | Meshed | None | Normal (N)
Metro East | NORTH ADELAIDE - HINDLEY STREET TEE SD1659A | Normal Rating | MVA | 2028 | 86 | 66kV | Meshed | None | Normal (N)
Metro South | NORTH UNLEY - WHITMORE SQUARE TEE SD1669B | Normal Rating | MVA | 2028 | 109 | 66kV | Meshed | N-1 | Normal (N)
Metro East | NORTHFIELD - CLEARVIEW SD1549 | Normal Rating | MVA | 2028 | 40 | 66kV | Radial | None | Normal (N)
Metro East | NORTHFIELD - DRY CREEK SD1657 | Normal Rating | MVA | 2028 | 127 | 66kV | Meshed | None | Normal (N)
Metro East | NORTHFIELD - HARROW SD1535 | Normal Rating | MVA | 2028 | 40 | 66kV | Radial | None | Normal (N)
Metro East | NORTHFIELD - HILLCREST SD1534 | Normal Rating | MVA | 2028 | 127 | 66kV | Meshed | None | Normal (N)
Metro East | NORTHFIELD - HOLDEN HILL SD1539 | Normal Rating | MVA | 2028 | 128 | 66kV | Meshed | None | Normal (N)
Metro East | NORTHFIELD - INGLE FARM #1 SD1548 | Normal Rating | MVA | 2028 | 126 | 66kV | Meshed | None | Normal (N)
Metro East | NORTHFIELD - INGLE FARM #2 SD2019 | Normal Rating | MVA | 2028 | 137 | 66kV | Meshed | None | Normal (N)
Metro East | NORWOOD - EAST TERRACE SD1545 | Normal Rating | MVA | 2028 | 91 | 66kV | Meshed | N-1 | Normal (N)
Metro East | NORWOOD - KENT TOWN SD1559 | Normal Rating | MVA | 2028 | 46 | 66kV | Meshed | None | Normal (N)
Metro East | NORWOOD - LINDEN PARK SD1544 | Normal Rating | MVA | 2028 | 59 | 66kV | Meshed | None | Normal (N)
Metro South | PANORAMA - ASCOT PARK SD1587 | Normal Rating | MVA | 2028 | 128 | 66kV | Meshed | None | Normal (N)
Metro South | PANORAMA - BLACKWOOD SD1572 | Normal Rating | MVA | 2028 | 40 | 66kV | Radial | None | Normal (N)
Metro South | PANORAMA - CUDMORE PARK SD1573 | Normal Rating | MVA | 2028 | 35 | 66kV | Radial | None | Normal (N)
Metro South | PANORAMA - LINDEN PARK TEE SD1662C | Normal Rating | MVA | 2028 | 128 | 66kV | Meshed | None | Normal (N)
Metro South | PANORAMA - LOWER MITCHAM SD1562 | Normal Rating | MVA | 2028 | 127 | 66kV | Meshed | None | Normal (N)
Metro South | PANORAMA - TONSLEY EAST SD2035 | Normal Rating | MVA | 2028 | 81 | 66kV | Meshed | None | Normal (N)
Metro North | PARA - ELIZABETH HEIGHTS SD1504 | Normal Rating | MVA | 2028 | 128 | 66kV | Meshed | None | Normal (N)
Metro North | PARA - ELIZABETH SOUTH SD1503 | Normal Rating | MVA | 2028 | 128 | 66kV | Meshed | None | Normal (N)
Metro North | PARAFIELD GARDENS - CAVAN SD1687 | Normal Rating | MVA | 2028 | 60 | 66kV | Meshed | None | Normal (N)
Metro North | PARAFIELD GARDENS - SALISBURY SD1502 | Normal Rating | MVA | 2028 | 127 | 66kV | Meshed | None | Normal (N)
Metro North | PARAFIELD GARDENS WEST - BOLIVAR SD1683 | Normal Rating | MVA | 2028 | 127 | 66kV | Radial | None | Normal (N)
Metro North | PARAFIELD GARDENS WEST - PARAFIELD GARDENS SD1682 | Normal Rating | MVA | 2028 | 127 | 66kV | Meshed | N-1 | Normal (N)
Metro North | PARAFIELD GARDENS WEST - PARALOWIE SD1510 | Normal Rating | MVA | 2028 | 127 | 66kV | Meshed | None | Normal (N)
Metro North | PENFIELD - DIREK SD1685 | Normal Rating | MVA | 2028 | 127 | 66kV | Meshed | None | Normal (N)
Metro North | PENFIELD - ELIZABETH SOUTH SD1509 | Normal Rating | MVA | 2028 | 137 | 66kV | Meshed | None | Normal (N)
Metro South | PLYMPTON - GLENELG NORTH SD1583 | Normal Rating | MVA | 2028 | 55 | 66kV | Meshed | None | Normal (N)
Metro West | PORT ADELAIDE - CHELTENHAM SD1646 | Normal Rating | MVA | 2028 | 127 | 66kV | Meshed | None | Normal (N)
Metro West | PORT ADELAIDE NORTH - ATHOL PARK TEE SD1677B | Normal Rating | MVA | 2028 | 128 | 66kV | Meshed | None | Normal (N)
Metro South | PORT NOARLUNGA - SEAFORD SD1676A | Normal Rating | MVA | 2028 | 84 | 66kV | Meshed | N-1 | Normal (N)
Metro South | PORT STANVAC - LONSDALE SD1673 | Normal Rating | MVA | 2028 | 137 | 66kV | Meshed | None | Normal (N)
Metro South | PORT STANVAC - NOARLUNGA CENTRE SD1667 | Normal Rating | MVA | 2028 | 128 | 66kV | Meshed | None | Normal (N)
Metro East | PROSPECT - CROYDON SD2024 | Normal Rating | MVA | 2028 | 123 | 66kV | Meshed | None | Normal (N)
Metro West | QUEENSTOWN - GLANVILLE SD1526 | Normal Rating | MVA | 2028 | 127 | 66kV | Meshed | None | Normal (N)
Metro South | SEACOMBE - OAKLANDS SD1565 | Normal Rating | MVA | 2028 | 126 | 66kV | Meshed | None | Normal (N)
Metro South | SEACOMBE - SHEIDOW PARK SD1672 | Normal Rating | MVA | 2028 | 137 | 66kV | Meshed | None | Normal (N)
Metro South | SEAFORD - ALDINGA SD1676B | Normal Rating | MVA | 2028 | 84 | 66kV | Meshed | N-1 | Normal (N)
Metro South | SHEIDOW PARK - LONSDALE SD2009 | Normal Rating | MVA | 2028 | 137 | 66kV | Meshed | None | Normal (N)
Metro North | SMITHFIELD WEST - ANGLE VALE SD1650 | Normal Rating | MVA | 2028 | 84 | 66kV | Meshed | None | Normal (N)
Metro West | SMORGON STEEL RECYCLING - PORT ADELAIDE NORTH SD1532B | Normal Rating | MVA | 2028 | 128 | 66kV | Meshed | None | Normal (N)
Metro North | ST KILDA - VIRGINIA SD1684 | Normal Rating | MVA | 2028 | 60 | 66kV | Radial | None | Normal (N)
Metro East | TEA TREE GULLY - GOLDEN GROVE SD1638 | Normal Rating | MVA | 2028 | 127 | 66kV | Meshed | None | Normal (N)
Metro West | THEBARTON - CROYDON SD1522 | Normal Rating | MVA | 2028 | 128 | 66kV | Meshed | None | Normal (N)
Metro South | TONSLEY EAST - TONSLEY PARK SD1588 | Normal Rating | MVA | 2028 | 137 | 66kV | Meshed | None | Normal (N)
Metro South | TONSLEY PARK - SEACOMBE SD1564 | Normal Rating | MVA | 2028 | 128 | 66kV | Meshed | None | Normal (N)
Metro West | TORRENS ISLAND - ATHOL PARK TEE SD1677C | Normal Rating | MVA | 2028 | 127 | 66kV | Meshed | None | Normal (N)
Metro West | TORRENS ISLAND - KILBURN SD1656 | Normal Rating | MVA | 2028 | 98 | 66kV | Meshed | None | Normal (N)
Metro South | URAIDLA TEE - LINDEN PARK TEE SD1662D | Normal Rating | MVA | 2028 | 128 | 66kV | Meshed | None | Normal (N)
Metro North | VIRGINIA - VIRGINIA TEE SD2022A | Normal Rating | MVA | 2028 | 137 | 66kV | Radial | None | Normal (N)
Metro North | VIRGINIA TEE - TWO WELLS SD2022B | Normal Rating | MVA | 2028 | 60 | 66kV | Radial | None | Normal (N)
Metro East | WHITMORE SQUARE - KENT TOWN TEE SD1663B | Normal Rating | MVA | 2028 | 90 | 66kV | Meshed | None | Normal (N)
Metro East | WHITMORE SQUARE - WHITMORE SQUARE TEE SD1669C | Normal Rating | MVA | 2028 | 70 | 66kV | Meshed | None | Normal (N)
Metro West | WOODVILLE - FINDON SD1524 | Normal Rating | MVA | 2028 | 126 | 66kV | Meshed | None | Normal (N)
Metro West | WOODVILLE - QUEENSTOWN SD1525 | Normal Rating | MVA | 2028 | 127 | 66kV | Meshed | None | Normal (N)
Eastern Hills | MOUNT BARKER DISTRIBUTION - MOUNT BARKER SOUTH SD2012 | Normal Rating | MVA | 2028 | 109.9714 | 66kV | Meshed | None | Normal (N)
Eastern Hills | MOUNT BARKER DISTRIBUTION - BALHANNAH SD1598 | Normal Rating | MVA | 2028 | 55.5573 | 66kV | Radial | None | Normal (N)
Eastern Hills | BALHANNAH - URAIDLA SD1599 | Normal Rating | MVA | 2028 | 40.3533 | 66kV | Radial | None | Normal (N)
Eastern Hills | URAIDLA - MAGILL (METRO SOUTH TIE) SD1662E | Normal Rating | MVA | 2028 | 40.3533 | 66kV | Radial | None | Normal (N)
Eastern Hills | MOUNT BARKER DISTRIBUTION - HAHNDORF SD1596 | Normal Rating | MVA | 2028 | 55.5573 | 66kV | Radial | None | Normal (N)
Eastern Hills | MOUNT BARKER SOUTH - MEADOWS SD1597 | Normal Rating | MVA | 2028 | 55.5573 | 66kV | Radial | None | Normal (N)
Eastern Hills | MOUNT BARKER SOUTH - STRATHALBYN EAST TEE SD1601A | Normal Rating | MVA | 2028 | 34.8662 | 66kV | Radial | None | Normal (N)
Eastern Hills | STRATHALBYN EAST TEE - STRATHALBYN SD1601B | Normal Rating | MVA | 2028 | 34.8662 | 66kV | Radial | None | Normal (N)
Eastern Hills | STRATHALBYN - BELVIDERE SD1602 | Normal Rating | MVA | 2028 | 13.1463 | 66kV | Radial | None | Normal (N)
Eastern Hills | BELVIDERE - MILANG SD1603 | Normal Rating | MVA | 2028 | 10.2884 | 66kV | Radial | None | Normal (N)
Eastern Hills | BELVIDERE - LANGHORNE CREEK SD1604 | Normal Rating | MVA | 2028 | 13.1463 | 66kV | Radial | None | Normal (N)
Eyre Peninsula | YADNARIE - CLEVE SD1609 | Normal Rating | MVA | 2028 | 10.2884 | 66kV | Radial | None | Normal (N)
Eyre Peninsula | YADNARIE - RUDALL SD1610 | Normal Rating | MVA | 2028 | 10.2884 | 66kV | Radial | None | Normal (N)
Eyre Peninsula | RUDALL - DARKE PEAK SD1611 | Normal Rating | MVA | 2028 | 10.2884 | 66kV | Radial | None | Normal (N)
Eyre Peninsula | DARKE PEAK - CARALUE SD1612 | Normal Rating | MVA | 2028 | 10.2884 | 66kV | Radial | None | Normal (N)
Eyre Peninsula | RUDALL - LOCK SD1613 | Normal Rating | MVA | 2028 | 10.2884 | 66kV | Radial | None | Normal (N)
Eyre Peninsula | LOCK - POLDA SD1614 | Normal Rating | MVA | 2028 | 10.2884 | 66kV | Radial | None | Normal (N)
Eyre Peninsula | WUDINNA - POLDA SD1615 | Normal Rating | MVA | 2028 | 10.2884 | 66kV | Radial | None | Normal (N)
Eyre Peninsula | WUDINNA - MOORKITABIE SD1605 | Normal Rating | MVA | 2028 | 53.271 | 66kV | Radial | None | Normal (N)
Eyre Peninsula | MOORKITABIE - TARLTON SD1606 | Normal Rating | MVA | 2028 | 53.271 | 66kV | Radial | None | Normal (N)
Eyre Peninsula | TARLTON - STREAKY BAY SD1607 | Normal Rating | MVA | 2028 | 30.9795 | 66kV | Radial | None | Normal (N)
Eyre Peninsula | TARLTON - CEDUNA SD1608 | Normal Rating | MVA | 2028 | 53.271 | 66kV | Radial | None | Normal (N)
Riverland | NORTH WEST BEND - MORGAN TEE SD1616 | Normal Rating | MVA | 2028 | 19.4336 | 66kV | Radial | None | Normal (N)
Riverland | MORGAN TEE - CORDOLA SD1617 | Normal Rating | MVA | 2028 | 19.6622 | 66kV | Radial | None | Normal (N)
Riverland | CORDOLA - ROONKA SD1618 | Normal Rating | MVA | 2028 | 19.6622 | 66kV | Radial | None | Normal (N)
Riverland | ROONKA - PORTEE SD1619 | Normal Rating | MVA | 2028 | 19.6622 | 66kV | Radial | None | Normal (N)
Riverland | PORTEE - SWAN REACH SD1620 | Normal Rating | MVA | 2028 | 10.2884 | 66kV | Radial | None | Normal (N)
Riverland | NORTH WEST BEND - CADELL SD1622 | Normal Rating | MVA | 2028 | 26.5212 | 66kV | Radial | None | Normal (N)
Riverland | CADELL - QUALCO SD1623 | Normal Rating | MVA | 2028 | 26.5212 | 66kV | Radial | None | Normal (N)
Riverland | QUALCO - RAMCO SD1624 | Normal Rating | MVA | 2028 | 26.5212 | 66kV | Radial | None | Normal (N)
Riverland | RAMCO - WAIKERIE SD1625 | Normal Rating | MVA | 2028 | 26.5212 | 66kV | Radial | None | Normal (N)
Riverland | BERRI - GLOSSOP SD1626 | Normal Rating | MVA | 2028 | 40.3533 | 66kV | Radial | None | Normal (N)
Riverland | GLOSSOP - LOVEDAY SD1627 | Normal Rating | MVA | 2028 | 26.5212 | 66kV | Radial | None | Normal (N)
Riverland | LOVEDAY - WOOLPUNDA SD1628 | Normal Rating | MVA | 2028 | 14.0608 | 66kV | Radial | None | Normal (N)
Riverland | WOOLPUNDA - WAIKERIE SD1629 | Normal Rating | MVA | 2028 | 14.0608 | 66kV | Radial | None | Normal (N)
Riverland | BERRI - LOXTON SD1630 | Normal Rating | MVA | 2028 | 44.0114 | 66kV | Radial | None | Normal (N)
Riverland | LOXTON - PYAP SD1631 | Normal Rating | MVA | 2028 | 14.0608 | 66kV | Radial | None | Normal (N)
Riverland | BERRI - RENMARK SD1632 | Normal Rating | MVA | 2028 | 42.7539 | 66kV | Radial | None | Normal (N)
Riverland | RENMARK - PARINGA SD1633 | Normal Rating | MVA | 2028 | 26.0639 | 66kV | Radial | None | Normal (N)
Riverland | BERRI - LYRUP SD1634 | Normal Rating | MVA | 2028 | 12.3461 | 66kV | Radial | None | Normal (N)
Metro South | WILLUNGA - MYPONGA SD1568 | Normal Rating | MVA | 2028 | 71.9044 | 66kV | Radial | None | Normal (N)
Metro South | MYPONGA - YANKALILLA SD1569 | Normal Rating | MVA | 2028 | 71.9044 | 66kV | Radial | None | Normal (N)
Metro South | YANKALILLA - CAPE JERVIS SD1689 | Normal Rating | MVA | 2028 | 60.5871 | 66kV | Radial | None | Normal (N)
Metro South | WILLUNGA - SQUARE WATER HOLE SD1570 | Normal Rating | MVA | 2028 | 71.9044 | 66kV | Radial | None | Normal (N)
Metro South | SQUARE WATER HOLE - VICTOR HARBOR SD1595 | Normal Rating | MVA | 2028 | 40.582 | 66kV | Radial | None | Normal (N)
Metro South | SQUARE WATER HOLE - GOOLWA SD1571 | Normal Rating | MVA | 2028 | 33.4944 | 66kV | Radial | None | Normal (N)
Eastern Hills | BALHANNAH - WOODSIDE SD41100 | Normal Rating | MVA | 2028 | 20.1767 | 33kV | Radial | None | Normal (N)
Eastern Hills | BALHANNAH - VERDUN TEE SD41200 | Normal Rating | MVA | 2028 | 21.377 | 33kV | Radial | None | Normal (N)
Eastern Hills | VERDUN TEE - ALDGATE TEE SD41200 | Normal Rating | MVA | 2028 | 20.291 | 33kV | Radial | None | Normal (N)
Eastern Hills | VERDUN TEE - MYLOR SD41200 | Normal Rating | MVA | 2028 | 3.3723 | 33kV | Radial | None | Normal (N)
Eastern Hills | BALHANNAH - NAIRNE TEE SD41300 | Normal Rating | MVA | 2028 | 13.032 | 33kV | Radial | None | Normal (N)
Eastern Hills | NAIRNE TEE - NAIRNE SD41300 | Normal Rating | MVA | 2028 | 13.032 | 33kV | Radial | None | Normal (N)
Eastern Hills | NAIRNE TEE - BRUKUNGA SD41300 | Normal Rating | MVA | 2028 | 6.5731 | 33kV | Radial | None | Normal (N)
Eastern Hills | URAIDLA - PICCADILLY TEE SD42100 | Normal Rating | MVA | 2028 | 20.291 | 33kV | Radial | None | Normal (N)
Eastern Hills | PICCADILLY TEE - PICCADILLY EOL SD42100 | Normal Rating | MVA | 2028 | 14.2894 | 33kV | Radial | None | Normal (N)
Eastern Hills | PICCADILLY TEE - ALDGATE TEE SD42100 | Normal Rating | MVA | 2028 | 20.291 | 33kV | Radial | None | Normal (N)
Eastern Hills | ALDGATE TEE - ALDGATE SD42100 | Normal Rating | MVA | 2028 | 13.032 | 33kV | Radial | None | Normal (N)
Eastern Hills | ANGAS CREEK - BIRDWOOD TEE SD38100 | Normal Rating | MVA | 2028 | 14.5752 | 33kV | Radial | None | Normal (N)
Eastern Hills | BIRDWOOD TEE - GUMERACHA RURAL SD38100 | Normal Rating | MVA | 2028 | 4.2297 | 33kV | Radial | None | Normal (N)
Eastern Hills | BIRDWOOD TEE - BIRDWOOD SD38100 | Normal Rating | MVA | 2028 | 7.1447 | 33kV | Radial | None | Normal (N)
Eastern Hills | BIRDWOOD - MOUNT PLEASANT TEE SD38100 | Normal Rating | MVA | 2028 | 4.2297 | 33kV | Radial | None | Normal (N)
Eastern Hills | MOUNT PLEASANT TEE - PALMER RURAL SD38100 | Normal Rating | MVA | 2028 | 4.2297 | 33kV | Radial | None | Normal (N)
Eastern Hills | MOUNT PLEASANT TEE - MOUNT PLEASANT SD38100 | Normal Rating | MVA | 2028 | 4.2297 | 33kV | Radial | None | Normal (N)
Eastern Hills | ANGAS CREEK - ANGAS CREEK TEE SD38200 | Normal Rating | MVA | 2028 | 20.291 | 33kV | Radial | None | Normal (N)
Eastern Hills | ANGAS CREEK TEE - LOBETHAL SD38200 | Normal Rating | MVA | 2028 | 20.1767 | 33kV | Radial | None | Normal (N)
Eastern Hills | LOBETHAL - WOODSIDE SD38200 | Normal Rating | MVA | 2028 | 7.0304 | 33kV | Radial | None | Normal (N)
Eastern Hills | ANGAS CREEK TEE - GUMERACHA WEIR SD38200 | Normal Rating | MVA | 2028 | 7.0304 | 33kV | Radial | None | Normal (N)
Eastern Hills | GUMERACHA WEIR - HOUGHTON SD38200 | Normal Rating | MVA | 2028 | 6.9732 | 33kV | Radial | None | Normal (N)
Eastern Hills | GUMERACHA WEIR - KERSBROOK SD38200 | Normal Rating | MVA | 2028 | 7.0304 | 33kV | Radial | None | Normal (N)
Eastern Hills | KERSBROOK - WILLIAMSTOWN SOUTH TEE SD38200 | Normal Rating | MVA | 2028 | 6.9732 | 33kV | Radial | None | Normal (N)
Eastern Hills | GUMERACHA WEIR - GUMERACHA RURAL SD38200 | Normal Rating | MVA | 2028 | 4.2297 | 33kV | Radial | None | Normal (N)
Eyre Peninsula | WHYALLA CENTRAL - WHYALLA CITY 1 SD56101 | Normal Rating | MVA | 2028 | 26.6355 | 33kV | Radial | None | Normal (N)
Eyre Peninsula | WHYALLA CENTRAL - WHYALLA CITY 2 SD56102 | Normal Rating | MVA | 2028 | 27.7786 | 33kV | Radial | None | Normal (N)
Eyre Peninsula | WHYALLA CENTRAL - WHYALLA STUART SD56201 | Normal Rating | MVA | 2028 | 27.7786 | 33kV | Radial | None | Normal (N)
Eyre Peninsula | WHYALLA CENTRAL - WHYALLA NORTH TEE SD56301 | Normal Rating | MVA | 2028 | 25.1494 | 33kV | Radial | None | Normal (N)
Eyre Peninsula | WHYALLA NORTH TEE - WHYALLA TERMINAL SD56301 | Normal Rating | MVA | 2028 | 21.3198 | 33kV | Radial | None | Normal (N)
Eyre Peninsula | WHYALLA NORTH TEE - WHYALLA SOLAR SD56301 | Normal Rating | MVA | 2028 | 25.1494 | 33kV | Radial | None | Normal (N)
Eyre Peninsula | WHYALLA SOLAR - WHYALLA NORTH SD56301 | Normal Rating | MVA | 2028 | 13.2034 | 33kV | Radial | None | Normal (N)
Eyre Peninsula | PORT LINCOLN TERMINAL - PORT LINCOLN CITY TEE PL32 | Normal Rating | MVA | 2028 | 20.5768 | 33kV | Radial | None | Normal (N)
Eyre Peninsula | PORT LINCOLN CITY TEE - PORT LINCOLN CITY PL32 | Normal Rating | MVA | 2028 | 20.5768 | 33kV | Radial | None | Normal (N)
Eyre Peninsula | PORT LINCOLN CITY TEE - PORT LINCOLN MARINA TEE PL32 | Normal Rating | MVA | 2028 | 20.5768 | 33kV | Radial | None | Normal (N)
Eyre Peninsula | PORT LINCOLN MARINA TEE - PORT LINCOLN DOCKS PL32 | Normal Rating | MVA | 2028 | 20.291 | 33kV | Radial | None | Normal (N)
Eyre Peninsula | PORT LINCOLN MARINA TEE - PORT LINCOLN MARINA PL32 | Normal Rating | MVA | 2028 | 25.1494 | 33kV | Radial | None | Normal (N)
Eyre Peninsula | PORT LINCOLN TERMINAL - PORT LINCOLN CITY SD61101 | Normal Rating | MVA | 2028 | 24.4898 | 33kV | Radial | None | Normal (N)
Eyre Peninsula | PORT LINCOLN TERMINAL - POONINDIE TEE PL34 | Normal Rating | MVA | 2028 | 20.4053 | 33kV | Radial | None | Normal (N)
Eyre Peninsula | POONINDIE TEE - POONINDIE PL34 | Normal Rating | MVA | 2028 | 15.4897 | 33kV | Radial | None | Normal (N)
Eyre Peninsula | POONINDIE - POINT BOSTON PL34 | Normal Rating | MVA | 2028 | 14.2894 | 33kV | Radial | None | Normal (N)
Eyre Peninsula | POONINDIE TEE - TOD RIVER PL34 | Normal Rating | MVA | 2028 | 20.4053 | 33kV | Radial | None | Normal (N)
Eyre Peninsula | TOD RIVER - CUMMINS CM36 | Normal Rating | MVA | 2028 | 5.1442 | 33kV | Radial | None | Normal (N)
Eyre Peninsula | TOD RIVER - TUMBY BAY CM35 | Normal Rating | MVA | 2028 | 5.1442 | 33kV | Radial | None | Normal (N)
Eyre Peninsula | PORT LINCOLN TERMINAL - ULEY SOUTH TEE PL33 | Normal Rating | MVA | 2028 | 23.1489 | 33kV | Radial | None | Normal (N)
Eyre Peninsula | ULEY SOUTH TEE - ULEY SOUTH PL33 | Normal Rating | MVA | 2028 | 5.2585 | 33kV | Radial | None | Normal (N)
Eyre Peninsula | ULEY SOUTH TEE - ULEY PL33 | Normal Rating | MVA | 2028 | 15.4897 | 33kV | Radial | None | Normal (N)
Eyre Peninsula | ULEY - COFFIN BAY PL33 | Normal Rating | MVA | 2028 | 3.9439 | 33kV | Radial | None | Normal (N)
Eyre Peninsula | CLEVE - COWELL SD53100 | Normal Rating | MVA | 2028 | 14.2894 | 33kV | Radial | None | Normal (N)
Eyre Peninsula | CLEVE - BOOTHBY SD55100 | Normal Rating | MVA | 2028 | 15.0325 | 33kV | Radial | None | Normal (N)
Eyre Peninsula | BOOTHBY - PUMPING STATION ROAD SD55100 | Normal Rating | MVA | 2028 | 14.2894 | 33kV | Radial | None | Normal (N)
Eyre Peninsula | PUMPING STATION ROAD - ARNO BAY SD55100 | Normal Rating | MVA | 2028 | 14.2894 | 33kV | Radial | None | Normal (N)
Mid North | BRINKWORTH - YACKA TEE SD33100 | Normal Rating | MVA | 2028 | 6.173 | 33kV | Radial | None | Normal (N)
Mid North | YACKA TEE - YACKA RURAL SD33100 | Normal Rating | MVA | 2028 | 5.1442 | 33kV | Radial | None | Normal (N)
Mid North | YACKA TEE - SPALDING TEE SD33100 | Normal Rating | MVA | 2028 | 5.1442 | 33kV | Radial | None | Normal (N)
Mid North | SPALDING TEE - GEORGETOWN SD33100 | Normal Rating | MVA | 2028 | 5.1442 | 33kV | Radial | None | Normal (N)
Mid North | GEORGETOWN - GLADSTONE SD33100 | Normal Rating | MVA | 2028 | 3.9439 | 33kV | Radial | None | Normal (N)
Mid North | SPALDING TEE - SPALDING SD33100 | Normal Rating | MVA | 2028 | 3.9439 | 33kV | Radial | None | Normal (N)
Mid North | BRINKWORTH - MERRITON SD33300 | Normal Rating | MVA | 2028 | 6.173 | 33kV | Radial | None | Normal (N)
Mid North | BRINKWORTH - BRINKWORTH TEE SD33200 | Normal Rating | MVA | 2028 | 6.173 | 33kV | Radial | None | Normal (N)
Mid North | BRINKWORTH TEE - YACKA RURAL SD33200 | Normal Rating | MVA | 2028 | 5.1442 | 33kV | Radial | None | Normal (N)
Mid North | BRINKWORTH TEE - BLYTH TOWNSHIP SD33200 | Normal Rating | MVA | 2028 | 5.1442 | 33kV | Radial | None | Normal (N)
Mid North | BLYTH TOWNSHIP - CLARE NORTH TEE SD33200 | Normal Rating | MVA | 2028 | 5.1442 | 33kV | Radial | None | Normal (N)
Mid North | BLYTH TOWNSHIP - BALAKLAVA TOWNSHIP SD33200 | Normal Rating | MVA | 2028 | 4.0582 | 33kV | Radial | None | Normal (N)
Mid North | WATERLOO DISTRIBUTION - RIVERTON TEE SD36400 | Normal Rating | MVA | 2028 | 6.173 | 33kV | Radial | N | Normal (N)
Mid North | RIVERTON TEE - AUBURN TEE SD36400 | Normal Rating | MVA | 2028 | 6.173 | 33kV | Radial | None | Normal (N)
Mid North | AUBURN TEE - AUBURN SD36400 | Normal Rating | MVA | 2028 | 6.173 | 33kV | Radial | None | Normal (N)
Mid North | RIVERTON TEE - RIVERTON SD36400 | Normal Rating | MVA | 2028 | 6.173 | 33kV | Radial | None | Normal (N)
Mid North | WATERLOO DISTRIBUTION - WATERLOO RURAL SD36201 | Normal Rating | MVA | 2028 | 7.0304 | 33kV | Radial | None | Normal (N)
Mid North | WATERLOO RURAL - ROBERTSTOWN SD36201 | Normal Rating | MVA | 2028 | 7.0304 | 33kV | Radial | None | Normal (N)
Mid North | WATERLOO DISTRIBUTION - PORTERS LAGOON SD36101 | Normal Rating | MVA | 2028 | 21.377 | 33kV | Radial | None | Normal (N)
Mid North | PORTERS LAGOON - HANSON SD36101 | Normal Rating | MVA | 2028 | 20.291 | 33kV | Radial | None | Normal (N)
Mid North | WATERLOO DISTRIBUTION - WATERLOO TOWN SD36300 | Normal Rating | MVA | 2028 | 20.291 | 33kV | Radial | None | Normal (N)
Mid North | WATERLOO TOWN - EUDUNDA TEE SD36300 | Normal Rating | MVA | 2028 | 7.0304 | 33kV | Radial | None | Normal (N)
Mid North | EUDUNDA TEE - EUDUNDA SD36300 | Normal Rating | MVA | 2028 | 5.1442 | 33kV | Radial | None | Normal (N)
Mid North | EUDUNDA TEE - KAPUNDA RURAL SD36300 | Normal Rating | MVA | 2028 | 7.0304 | 33kV | Radial | None | Normal (N)
Mid North | TEMPLERS - WASLEYS SD37402 | Normal Rating | MVA | 2028 | 13.032 | 33kV | Radial | None | Normal (N)
Mid North | WASLEYS - MALLALA SD37402 | Normal Rating | MVA | 2028 | 9.8311 | 33kV | Radial | None | Normal (N)
Mid North | TEMPLERS - HAMLEY BRIDGE SD37101 | Normal Rating | MVA | 2028 | 9.8311 | 33kV | Radial | None | Normal (N)
Mid North | HAMLEY BRIDGE - BALAKLAVA RURAL SD37102 | Normal Rating | MVA | 2028 | 5.1442 | 33kV | Radial | None | Normal (N)
Mid North | TEMPLERS - FREELING NORTH TEE SD37200 | Normal Rating | MVA | 2028 | 13.2606 | 33kV | Radial | None | Normal (N)
Mid North | FREELING NORTH TEE - KAPUNDA RURAL SD37200 | Normal Rating | MVA | 2028 | 7.0304 | 33kV | Radial | N | Normal (N)
Mid North | TEMPLERS - DAVEYSTON TOWNSHIP SD37301 | Normal Rating | MVA | 2028 | 21.377 | 33kV | Radial | None | Normal (N)
Mid North | TEMPLERS - GAWLER BELT TEE SD37501 | Normal Rating | MVA | 2028 | 20.1767 | 33kV | Radial | None | Normal (N)
Mid North | GAWLER BELT TEE - EVANSTON SD60101 | Normal Rating | MVA | 2028 | 6.5731 | 33kV | Radial | None | Normal (N)
Mid North | DORRIEN - NURIOOTPA TEE SD52100 | Normal Rating | MVA | 2028 | 20.291 | 33kV | Radial | N | Normal (N)
Mid North | NURIOOTPA TEE - NURIOOTPA SD52100 | Normal Rating | MVA | 2028 | 20.291 | 33kV | Radial | None | Normal (N)
Mid North | NURIOOTPA TEE - STOCKWELL SD52100 | Normal Rating | MVA | 2028 | 14.2894 | 33kV | Radial | None | Normal (N)
Mid North | DORRIEN - ANGASTON NO 1 SD52201 | Normal Rating | MVA | 2028 | 25.1494 | 33kV | Meshed | None | Normal (N)
Mid North | DORRIEN - ANGASTON NO 2 SD52202 | Normal Rating | MVA | 2028 | 25.1494 | 33kV | Meshed | None | Normal (N)
Mid North | DORRIEN - BAROSSA SOUTH SD52300 | Normal Rating | MVA | 2028 | 25.1494 | 33kV | Radial | None | Normal (N)
Mid North | BAROSSA SOUTH TEE - LYNDOCH TEE SD52300 | Normal Rating | MVA | 2028 | 26.6355 | 33kV | Radial | None | Normal (N)
Mid North | LYNDOCH TEE - LYNDOCH SD52300 | Normal Rating | MVA | 2028 | 15.0325 | 33kV | Radial | None | Normal (N)
Mid North | LYNDOCH TEE - SANDY CREEK TEE SD52300 | Normal Rating | MVA | 2028 | 3.9439 | 33kV | Radial | None | Normal (N)
Mid North | SANDY CREEK TEE - SANDY CREEK SD52300 | Normal Rating | MVA | 2028 | 3.9439 | 33kV | Radial | None | Normal (N)
Mid North | SANDY CREEK TEE - EVANSTON TEE SD52300 | Normal Rating | MVA | 2028 | 3.9439 | 33kV | Radial | None | Normal (N)
Mid North | LYNDOCH - WILLIAMSTOWN SD52300 | Normal Rating | MVA | 2028 | 8.1164 | 33kV | Radial | None | Normal (N)
Mid North | WILLIAMSTOWN - WILLIAMSTOWN SOUTH TEE SD52300 | Normal Rating | MVA | 2028 | 6.9732 | 33kV | Radial | None | Normal (N)
Mid North | WILLIAMSTOWN SOUTH TEE - WILLIAMSTOWN SOUTH SD52300 | Normal Rating | MVA | 2028 | 6.9732 | 33kV | Radial | None | Normal (N)
Mid North | WILLIAMSTOWN SOUTH TEE - ANGAS CREEK TIE SD52300 | Normal Rating | MVA | 2028 | 6.9732 | 33kV | Radial | None | Normal (N)
Mid North | CLARE NORTH - CLARE NO 1 SD57101 | Normal Rating | MVA | 2028 | 36.6381 | 33kV | Meshed | None | Normal (N)
Mid North | CLARE NORTH - CLARE NORTH TEE SD57102 | Normal Rating | MVA | 2028 | 36.6381 | 33kV | Meshed | None | Normal (N)
Mid North | CLARE NORTH TEE - CLARE NO 2 SD57102 | Normal Rating | MVA | 2028 | 36.6381 | 33kV | Meshed | None | Normal (N)
Mid North | CLARE - FARRELL FLAT SD57100 | Normal Rating | MVA | 2028 | 13.032 | 33kV | Radial | None | Normal (N)
Mid North | FARRELL FLAT - WATERLOO TIE SD57100 | Normal Rating | MVA | 2028 | 13.032 | 33kV | Radial | None | Normal (N)
Mid North | FARRELL FLAT - BURRA SD57100 | Normal Rating | MVA | 2028 | 3.9439 | 33kV | Radial | None | Normal (N)
Murraylands | MANNUM - PALMER TEE SD39200 | Normal Rating | MVA | 2028 | 4.2297 | 33kV | Radial | None | Normal (N)
Murraylands | PALMER TEE - MANNUM ROAD RANDELL ROAD INT SD39200 | Normal Rating | MVA | 2028 | 4.2297 | 33kV | Radial | None | Normal (N)
Murraylands | PALMER TEE - CAMBRAI TEE SD39200 | Normal Rating | MVA | 2028 | 4.2297 | 33kV | Radial | None | Normal (N)
Murraylands | CAMBRAI TEE - CAMBRAI SD39200 | Normal Rating | MVA | 2028 | 3.9439 | 33kV | Radial | None | Normal (N)
Murraylands | CAMBRAI TEE - PALMER RURAL SD39200 | Normal Rating | MVA | 2028 | 4.2297 | 33kV | Radial | None | Normal (N)
Murraylands | MANNUM - TEAL FLAT TEE SD39100 | Normal Rating | MVA | 2028 | 9.8311 | 33kV | Radial | None | Normal (N)
Murraylands | TEAL FLAT TEE - TEAL FLAT SD39100 | Normal Rating | MVA | 2028 | 5.1442 | 33kV | Radial | None | Normal (N)
Murraylands | TEAL FLAT TEE - SWAN REACH SD39100 | Normal Rating | MVA | 2028 | 5.1442 | 33kV | Radial | None | Normal (N)
Murraylands | MANNUM - CALOOTE TEE SD39300 | Normal Rating | MVA | 2028 | 13.775 | 33kV | Radial | None | Normal (N)
Murraylands | CALOOTE TEE - CALOOTE SD39300 | Normal Rating | MVA | 2028 | 6.5731 | 33kV | Radial | None | Normal (N)
Murraylands | CALOOTE TEE - MOBILONG TIE SD39300 | Normal Rating | MVA | 2028 | 6.5731 | 33kV | Radial | None | Normal (N)
Murraylands | MANNUM - MANNUM RURAL SD39300 | Normal Rating | MVA | 2028 | 13.0891 | 33kV | Radial | None | Normal (N)
Murraylands | MANNUM RURAL - MANNUM TOWN TEE SD39300 | Normal Rating | MVA | 2028 | 7.1447 | 33kV | Radial | None | Normal (N)
Murraylands | MANNUM TOWN TEE - MANNUM ROAD RANDELL ROAD INT SD39300 | Normal Rating | MVA | 2028 | 4.2297 | 33kV | Radial | None | Normal (N)
Murraylands | MANNUM TOWN TEE - PELLARING FLAT TEE SD39300 | Normal Rating | MVA | 2028 | 7.1447 | 33kV | Radial | None | Normal (N)
Murraylands | PELLARING FLAT TEE - MANNUM TOWN SD39300 | Normal Rating | MVA | 2028 | 6.173 | 33kV | Radial | None | Normal (N)
Murraylands | MOBILONG DISTRIBUTION - MOBILONG SD43100 | Normal Rating | MVA | 2028 | 59.3297 | 33kV | Radial | None | Normal (N)
Murraylands | MOBILONG - MOBILONG TEE SD43100 | Normal Rating | MVA | 2028 | 21.377 | 33kV | Radial | None | Normal (N)
Murraylands | MOBILONG TEE - MYPOLONGA TIE SD43100 | Normal Rating | MVA | 2028 | 21.377 | 33kV | Radial | None | Normal (N)
Murraylands | MOBILONG TEE - MURRAY BRIDGE NORTH TEE SD43100 | Normal Rating | MVA | 2028 | 21.377 | 33kV | Radial | None | Normal (N)
Murraylands | MURRAY BRIDGE NORTH TEE - MURRAY BRIDGE NORTH SD43100 | Normal Rating | MVA | 2028 | 21.377 | 33kV | Radial | None | Normal (N)
Murraylands | MURRAY BRIDGE NORTH TEE - MURRAY BRIDGE SOUTH TEE SD43100 | Normal Rating | MVA | 2028 | 21.377 | 33kV | Radial | None | Normal (N)
Murraylands | MURRAY BRIDGE SOUTH TEE - MURRAY BRIDGE SOUTH SD43100 | Normal Rating | MVA | 2028 | 21.377 | 33kV | Radial | None | Normal (N)
Murraylands | MURRAY BRIDGE SOUTH TEE - MURRAY BRIDGE TOWNSHIP SD43100 | Normal Rating | MVA | 2028 | 6.5731 | 33kV | Radial | None | Normal (N)
Murraylands | MOBILONG DISTRIBUTION - MOBILONG SD43200 | Normal Rating | MVA | 2028 | 54.9857 | 33kV | Radial | None | Normal (N)
Murraylands | MOBILONG - MONARTO TEE SD43200 | Normal Rating | MVA | 2028 | 54.9857 | 33kV | Radial | None | Normal (N)
Murraylands | MONARTO TEE - MURRAY BRIDGE NORTH SD43200 | Normal Rating | MVA | 2028 | 54.9857 | 33kV | Radial | None | Normal (N)
Murraylands | MONARTO TEE - MONARTO SOUTH TEE SD43200 | Normal Rating | MVA | 2028 | 20.4053 | 33kV | Radial | None | Normal (N)
Murraylands | MONARTO SOUTH TEE - MONARTO SOUTH SD43200 | Normal Rating | MVA | 2028 | 14.2894 | 33kV | Radial | None | Normal (N)
Murraylands | MONARTO SOUTH TEE - MONARTO CENTRAL SD43200 | Normal Rating | MVA | 2028 | 14.2894 | 33kV | Radial | None | Normal (N)
Murraylands | MOBILONG DISTRIBUTION - MOBILONG SD43300 | Normal Rating | MVA | 2028 | 21.377 | 33kV | Radial | None | Normal (N)
Murraylands | MOBILONG - PALLAMANA TEE SD43300 | Normal Rating | MVA | 2028 | 21.377 | 33kV | Radial | None | Normal (N)
Murraylands | PALLAMANA TEE - MYPOLONGA TEE SD43300 | Normal Rating | MVA | 2028 | 6.5731 | 33kV | Radial | None | Normal (N)
Murraylands | MYPOLONGA TEE - MYPOLONGA SD43300 | Normal Rating | MVA | 2028 | 6.5731 | 33kV | Radial | None | Normal (N)
Murraylands | MYPOLONGA - MYPOLONGA EOL SD43300 | Normal Rating | MVA | 2028 | 6.173 | 33kV | Radial | None | Normal (N)
Murraylands | MYPOLONGA TEE - CALOOTE TEE SD43300 | Normal Rating | MVA | 2028 | 6.5731 | 33kV | Radial | None | Normal (N)
Murraylands | TAILEM BEND - PUMP STATION TEE SD40101 | Normal Rating | MVA | 2028 | 21.377 | 33kV | Radial | None | Normal (N)
Murraylands | PUMP STATION TEE - TAILEM BEND RURAL SD40101 | Normal Rating | MVA | 2028 | 5.1442 | 33kV | Radial | None | Normal (N)
Murraylands | TAILEM BEND RURAL - TAILEM BEND EOL SD40101 | Normal Rating | MVA | 2028 | 5.1442 | 33kV | Radial | None | Normal (N)
Murraylands | PUMP STATION TEE - TAILEM BEND TOWN TEE SD40101 | Normal Rating | MVA | 2028 | 21.377 | 33kV | Radial | None | Normal (N)
Murraylands | TAILEM BEND TOWN TEE - TAILEM BEND TOWN SD40101 | Normal Rating | MVA | 2028 | 6.5731 | 33kV | Radial | None | Normal (N)
Murraylands | TAILEM BEND TOWN TEE - JERVOIS SD40101 | Normal Rating | MVA | 2028 | 21.377 | 33kV | Radial | None | Normal (N)
Murraylands | JERVOIS - JERVOIS FLAT 1 TEE SD40102 | Normal Rating | MVA | 2028 | 21.377 | 33kV | Radial | None | Normal (N)
Murraylands | JERVOIS FLAT 1 TEE - JERVOIS FLAT 2 TEE SD40102 | Normal Rating | MVA | 2028 | 21.377 | 33kV | Radial | None | Normal (N)
Murraylands | JERVOIS FLAT 2 TEE - WOODS POINT SD40102 | Normal Rating | MVA | 2028 | 21.377 | 33kV | Radial | None | Normal (N)
Murraylands | WOODS POINT - WHITE SANDS TEE SD40103 | Normal Rating | MVA | 2028 | 21.377 | 33kV | Radial | None | Normal (N)
Murraylands | WHITE SANDS TEE - WHITE SANDS SD40103 | Normal Rating | MVA | 2028 | 14.2894 | 33kV | Radial | None | Normal (N)
Murraylands | WHITE SANDS TEE - MURRAY BRIDGE TOWNSHIP SD40103 | Normal Rating | MVA | 2028 | 21.377 | 33kV | Radial | None | Normal (N)
Murraylands | TAILEM BEND - SUBSTATION ROAD TEE SD40200 | Normal Rating | MVA | 2028 | 15.7184 | 33kV | Radial | None | Normal (N)
Murraylands | SUBSTATION ROAD TEE - SUBSTATION ROAD SD40200 | Normal Rating | MVA | 2028 | 15.7184 | 33kV | Radial | None | Normal (N)
Murraylands | SUBSTATION ROAD TEE - MALLEE HWY SD40200 | Normal Rating | MVA | 2028 | 15.7184 | 33kV | Radial | None | Normal (N)
Murraylands | MALLEE HWY - MOORLANDS SWER SD40200 | Normal Rating | MVA | 2028 | 15.7184 | 33kV | Radial | None | Normal (N)
Murraylands | MALLEE HWY - ELWOMPLE SD40200 | Normal Rating | MVA | 2028 | 10.1169 | 33kV | Radial | None | Normal (N)
Murraylands | MOORLANDS SWER - COOMANDOOK SD40200 | Normal Rating | MVA | 2028 | 15.7184 | 33kV | Radial | None | Normal (N)
Murraylands | COOMANDOOK - COONALPYN SD40200 | Normal Rating | MVA | 2028 | 12.1746 | 33kV | Radial | None | Normal (N)
Murraylands | COONALPYN - BINNIES TEE SD40300 | Normal Rating | MVA | 2028 | 6.173 | 33kV | Radial | N | Normal (N)
Murraylands | BINNIES TEE - BINNIES SD40300 | Normal Rating | MVA | 2028 | 6.173 | 33kV | Radial | None | Normal (N)
Murraylands | BINNIES TEE - MENINGIE SD40300 | Normal Rating | MVA | 2028 | 6.173 | 33kV | Radial | None | Normal (N)
Murraylands | MENINGIE - CAMPBELL PARK TEE SD40400 | Normal Rating | MVA | 2028 | 6.173 | 33kV | Radial | None | Normal (N)
Murraylands | CAMPBELL PARK TEE - CAMPBELL PARK SD40400 | Normal Rating | MVA | 2028 | 6.173 | 33kV | Radial | None | Normal (N)
Murraylands | CAMPBELL PARK TEE - NARRUNG SD40400 | Normal Rating | MVA | 2028 | 6.173 | 33kV | Radial | None | Normal (N)
Murraylands | TAILEM BEND - SHERLOCK SD40501 | Normal Rating | MVA | 2028 | 13.775 | 33kV | Radial | None | Normal (N)
Murraylands | SHERLOCK - KAROONDA SD40502 | Normal Rating | MVA | 2028 | 3.9439 | 33kV | Radial | None | Normal (N)
Murraylands | SHERLOCK - GERANIUM SD40600 | Normal Rating | MVA | 2028 | 9.8311 | 33kV | Radial | N | Normal (N)
Murraylands | GERANIUM - LAMEROO SD40700 | Normal Rating | MVA | 2028 | 9.8311 | 33kV | Radial | N | Normal (N)
Murraylands | LAMEROO - LAMEROO RURAL SD40800 | Normal Rating | MVA | 2028 | 6.9161 | 33kV | Radial | N | Normal (N)
Murraylands | LAMEROO RURAL - PARILLA TEE SD40800 | Normal Rating | MVA | 2028 | 5.6586 | 33kV | Radial | N | Normal (N)
Murraylands | PARILLA TEE - PARILLA SD40800 | Normal Rating | MVA | 2028 | 4.8012 | 33kV | Radial | None | Normal (N)
Murraylands | PARILLA TEE - PINNAROO SD40800 | Normal Rating | MVA | 2028 | 3.9439 | 33kV | Radial | None | Normal (N)
Riverland | PARINGA - MURTHO LX21 | Normal Rating | MVA | 2028 | 15.0325 | 33kV | Radial | N | Normal (N)
Riverland | MURTHO - LINDSAY PT TEE LX21 | Normal Rating | MVA | 2028 | 10.7456 | 33kV | Radial | None | Normal (N)
Riverland | LINDSAY PT TEE - BORDER CLIFFS LX21 | Normal Rating | MVA | 2028 | 10.7456 | 33kV | Radial | None | Normal (N)
Riverland | LINDSAY PT TEE - VIC BORDER LX21 | Normal Rating | MVA | 2028 | 10.7456 | 33kV | Radial | None | Normal (N)
Riverland | SWAN REACH - SWAN REACH FILTRATION TEE SD39400 | Normal Rating | MVA | 2028 | 5.1442 | 33kV | Radial | None | Normal (N)
Riverland | SWAN REACH FILTRATION TEE - SWAN REACH TOWN SD39400 | Normal Rating | MVA | 2028 | 5.1442 | 33kV | Radial | None | Normal (N)
South East | KEITH - COONALPYN SD45101 | Normal Rating | MVA | 2028 | 5.1442 | 33kV | Radial | None | Normal (N)
South East | KEITH - PADTHAWAY SD45300 | Normal Rating | MVA | 2028 | 7.0876 | 33kV | Radial | None | Normal (N)
South East | KEITH - WIRREGA SD45201 | Normal Rating | MVA | 2028 | 13.032 | 33kV | Radial | N | Normal (N)
South East | WIRREGA - BORDERTOWN SD45202 | Normal Rating | MVA | 2028 | 13.032 | 33kV | Radial | N | Normal (N)
South East | SNUGGERY RURAL - MILLICENT SD49100 | Normal Rating | MVA | 2028 | 20.291 | 33kV | Radial | None | Normal (N)
South East | MILLICENT - SOUTH END TEE SD49100 | Normal Rating | MVA | 2028 | 12.8033 | 33kV | Radial | None | Normal (N)
South East | SOUTH END TEE - SOUTH END SD49100 | Normal Rating | MVA | 2028 | 12.8033 | 33kV | Radial | None | Normal (N)
South East | SOUTH END TEE - HATHERLEIGH TOWNSHIP TEE SD49100 | Normal Rating | MVA | 2028 | 12.8033 | 33kV | Radial | None | Normal (N)
South East | HATHERLEIGH TOWNSHIP TEE - HATHERLEIGH TOWNSHIP SD49100 | Normal Rating | MVA | 2028 | 5.1442 | 33kV | Radial | None | Normal (N)
South East | HATHERLEIGH TOWNSHIP TEE - HATHERLEIGH SD49100 | Normal Rating | MVA | 2028 | 12.8033 | 33kV | Radial | None | Normal (N)
South East | HATHERLEIGH - BEACHPORT TEE SD49200 | Normal Rating | MVA | 2028 | 9.8311 | 33kV | Radial | None | Normal (N)
South East | BEACHPORT TEE - BEACHPORT SD49200 | Normal Rating | MVA | 2028 | 3.9439 | 33kV | Radial | None | Normal (N)
South East | BEACHPORT TEE - ROBE SD49200 | Normal Rating | MVA | 2028 | 5.1442 | 33kV | Radial | N | Normal (N)
South East | SNUGGERY RURAL - MOUNT BURR SD49500 | Normal Rating | MVA | 2028 | 27.7786 | 33kV | Radial | None | Normal (N)
South East | MOUNT BURR - KALANGADOO TEE SD49500 | Normal Rating | MVA | 2028 | 6.173 | 33kV | Radial | None | Normal (N)
South East | KALANGADOO TEE - KALANGADOO SD49500 | Normal Rating | MVA | 2028 | 5.1442 | 33kV | Radial | None | Normal (N)
South East | KALANGADOO TEE - KALANGADOO RURAL SD49500 | Normal Rating | MVA | 2028 | 6.173 | 33kV | Radial | None | Normal (N)
South East | BLANCHE - MOUNT GAMBIER WEST SD48101 | Normal Rating | MVA | 2028 | 32.4084 | 33kV | Radial | None | Normal (N)
South East | BLUE LAKE TEE - MOUNT GAMBIER SD48104 | Normal Rating | MVA | 2028 | 6.173 | 33kV | Radial | None | Normal (N)
South East | BLANCHE - LAKESIDE TEE SD48100 | Normal Rating | MVA | 2028 | 55.5573 | 33kV | Radial | None | Normal (N)
South East | LAKESIDE TEE - GLENCOE TEE SD48100 | Normal Rating | MVA | 2028 | 17.4331 | 33kV | Radial | None | Normal (N)
South East | GLENCOE TEE - TANTANOOLA SD48100 | Normal Rating | MVA | 2028 | 7.0876 | 33kV | Radial | None | Normal (N)
South East | GLENCOE TEE - MOUNT GAMBIER SD48100 | Normal Rating | MVA | 2028 | 17.4331 | 33kV | Radial | None | Normal (N)
South East | BLANCHE - KONGORONG TEE SD48200 | Normal Rating | MVA | 2028 | 15.0325 | 33kV | Radial | None | Normal (N)
South East | KONGORONG TEE - KONGORONG SD48200 | Normal Rating | MVA | 2028 | 5.1442 | 33kV | Radial | None | Normal (N)
South East | KONGORONG TEE - MOUNT SCHANK SD48200 | Normal Rating | MVA | 2028 | 12.8033 | 33kV | Radial | None | Normal (N)
South East | MOUNT SCHANK - ALLENDALE EAST SD48200 | Normal Rating | MVA | 2028 | 5.1442 | 33kV | Radial | None | Normal (N)
South East | MOUNT GAMBIER - TARPEENA SOUTH TEE SD47101 | Normal Rating | MVA | 2028 | 17.4331 | 33kV | Radial | None | Normal (N)
South East | TARPEENA SOUTH TEE - MOUNT GAMBIER SD47101 | Normal Rating | MVA | 2028 | 7.0876 | 33kV | Radial | None | Normal (N)
South East | TARPEENA SOUTH TEE - TARPEENA SOUTH SD47101 | Normal Rating | MVA | 2028 | 17.4331 | 33kV | Radial | None | Normal (N)
South East | KINCRAIG - LUCINDALE SD46201 | Normal Rating | MVA | 2028 | 13.032 | 33kV | Radial | None | Normal (N)
South East | LUCINDALE - KINGSTON SE SD46201 | Normal Rating | MVA | 2028 | 5.1442 | 33kV | Radial | None | Normal (N)
South East | KINCRAIG - NARACOORTE SD46300 | Normal Rating | MVA | 2028 | 29.9506 | 33kV | Radial | None | Normal (N)
South East | NARACOORTE - NARACOORTE EAST TEE SD46100 | Normal Rating | MVA | 2028 | 7.0876 | 33kV | Radial | None | Normal (N)
South East | NARACOORTE EAST TEE - NARACOORTE EAST SD46100 | Normal Rating | MVA | 2028 | 7.0876 | 33kV | Radial | None | Normal (N)
South East | NARACOORTE EAST TEE - PADTHAWAY SD46100 | Normal Rating | MVA | 2028 | 7.0876 | 33kV | Radial | None | Normal (N)
South East | KINCRAIG - STRUAN RURAL SD46400 | Normal Rating | MVA | 2028 | 27.7786 | 33kV | Radial | None | Normal (N)
South East | STRUAN RURAL - GLENROY RURAL SD46400 | Normal Rating | MVA | 2028 | 27.7786 | 33kV | Radial | None | Normal (N)
South East | PENOLA WEST - PENOLA TEE SD58200 | Normal Rating | MVA | 2028 | 20.4053 | 33kV | Radial | None | Normal (N)
South East | PENOLA TEE - GLENROY RURAL SD58200 | Normal Rating | MVA | 2028 | 6.173 | 33kV | Radial | N | Normal (N)
South East | PENOLA WEST - PENOLA TEE SD58101 | Normal Rating | MVA | 2028 | 20.4053 | 33kV | Radial | None | Normal (N)
South East | PENOLA TEE - SAFRIES TEE SD58101 | Normal Rating | MVA | 2028 | 6.173 | 33kV | Radial | None | Normal (N)
South East | SAFRIES TEE - KALANGADOO NANGWARRY TEE SD58101 | Normal Rating | MVA | 2028 | 6.173 | 33kV | Radial | None | Normal (N)
South East | KALANGADOO NANGWARRY TEE - NANGWARRY TEE SD58101 | Normal Rating | MVA | 2028 | 6.173 | 33kV | Radial | None | Normal (N)
South East | NANGWARRY TEE - NANGWARRY SD58101 | Normal Rating | MVA | 2028 | 6.173 | 33kV | Radial | None | Normal (N)
South East | KALANGADOO NANGWARRY TEE - KALANGADOO RURAL SD58101 | Normal Rating | MVA | 2028 | 6.173 | 33kV | Radial | None | Normal (N)
South East | NANGWARRY TEE - MOUNT GAMBIER SD58101 | Normal Rating | MVA | 2028 | 6.173 | 33kV | Radial | None | Normal (N)
Metro South | WILLUNGA - MCLAREN VALE SD44400 | Normal Rating | MVA | 2028 | 10.5742 | 33kV | Radial | None | Normal (N)
Metro South | YANKALILLA - HAY FLAT SD44200 | Normal Rating | MVA | 2028 | 15.0325 | 33kV | Radial | None | Normal (N)
Metro South | HAY FLAT - RAPID BAY TEE SD44200 | Normal Rating | MVA | 2028 | 5.1442 | 33kV | Radial | None | Normal (N)
Metro South | RAPID BAY TEE - RAPID BAY SD44200 | Normal Rating | MVA | 2028 | 5.1442 | 33kV | Radial | None | Normal (N)
Metro South | RAPID BAY TEE - CAPE JERVIS SD44200 | Normal Rating | MVA | 2028 | 5.1442 | 33kV | Radial | None | Normal (N)
Metro South | CAPE JERVIS - CUTTLEFISH BAY SD44301 | Normal Rating | MVA | 2028 | 13.032 | 33kV | Radial | None | Normal (N)
Metro South | FISHERY BEACH BACKUP - CUTTLEFISH BAY BACKUP SD44301 | Normal Rating | MVA | 2028 | 10.0026 | 33kV | Radial | None | Normal (N)
Metro South | CUTTLEFISH BAY - PENNESHAW SD44301 | Normal Rating | MVA | 2028 | 13.032 | 33kV | Radial | None | Normal (N)
Metro South | PENNESHAW - AMERICAN RIVER SD44300 | Normal Rating | MVA | 2028 | 13.032 | 33kV | Radial | None | Normal (N)
Metro South | AMERICAN RIVER - KINGSCOTE TEE SD44300 | Normal Rating | MVA | 2028 | 6.173 | 33kV | Radial | N | Normal (N)
Metro South | KINGSCOTE TEE - MACGILLIVRAY SD44300 | Normal Rating | MVA | 2028 | 6.173 | 33kV | Radial | None | Normal (N)
Metro South | KINGSCOTE TEE - KINGSCOTE SD44300 | Normal Rating | MVA | 2028 | 6.173 | 33kV | Radial | None | Normal (N)
Upper North | DAVENPORT WEST - PORT AUGUSTA NO1 SD54101 | Normal Rating | MVA | 2028 | 20.1767 | 33kV | Meshed | None | Normal (N)
Upper North | DAVENPORT WEST - PORT AUGUSTA TEE SD54102 | Normal Rating | MVA | 2028 | 20.1767 | 33kV | Meshed | None | Normal (N)
Upper North | PORT AUGUSTA NO2 - PORT AUGUSTA TEE SD54102 | Normal Rating | MVA | 2028 | 23.3203 | 33kV | Meshed | None | Normal (N)
Upper North | PORT AUGUSTA TEE - PORT AUGUSTA WEST TEE SD54102 | Normal Rating | MVA | 2028 | 14.9753 | 33kV | Radial | None | Normal (N)
Upper North | PORT AUGUSTA WEST TEE - PORT AUGUSTA WEST SD54102 | Normal Rating | MVA | 2028 | 14.9753 | 33kV | Radial | None | Normal (N)
Upper North | PORT AUGUSTA WEST TEE - PANDURRA TEE SD54102 | Normal Rating | MVA | 2028 | 3.9439 | 33kV | Radial | None | Normal (N)
Upper North | PANDURRA TEE - BOOKALOO SD54102 | Normal Rating | MVA | 2028 | 3.9439 | 33kV | Radial | None | Normal (N)
Upper North | PANDURRA TEE - PANDURRA SD54102 | Normal Rating | MVA | 2028 | 3.9439 | 33kV | Radial | None | Normal (N)
Upper North | DAVENPORT WEST - AUGUSTA HWY SD54300 | Normal Rating | MVA | 2028 | 20.4053 | 33kV | Radial | None | Normal (N)
Upper North | AUGUSTA HWY - STIRLING NORTH SD54300 | Normal Rating | MVA | 2028 | 10.0026 | 33kV | Radial | None | Normal (N)
Upper North | STIRLING NORTH - QUORN SD54300 | Normal Rating | MVA | 2028 | 3.9439 | 33kV | Radial | None | Normal (N)
Upper North | DAVENPORT WEST - PT PATERSON SD54400 | Normal Rating | MVA | 2028 | 14.2894 | 33kV | Radial | None | Normal (N)
Upper North | BAROOTA - BAROOTA TOWN TEE SD31100 | Normal Rating | MVA | 2028 | 20.291 | 33kV | Radial | None | Normal (N)
Upper North | BAROOTA TOWN TEE - BAROOTA TOWN SD31100 | Normal Rating | MVA | 2028 | 10.7456 | 33kV | Radial | None | Normal (N)
Upper North | BAROOTA TOWN TEE - BAROOTA TEE SD31100 | Normal Rating | MVA | 2028 | 20.291 | 33kV | Radial | None | Normal (N)
Upper North | BAROOTA TEE - NAPPERBY BUNGAMA SD31100 | Normal Rating | MVA | 2028 | 5.1442 | 33kV | Radial | None | Normal (N)
Upper North | BAROOTA TEE - MURRAYTOWN SD31100 | Normal Rating | MVA | 2028 | 9.8311 | 33kV | Radial | None | Normal (N)
Upper North | MURRAYTOWN - WIRRABARA FOREST TEE SD31200 | Normal Rating | MVA | 2028 | 3.3723 | 33kV | Radial | None | Normal (N)
Upper North | WIRRABARA FOREST TEE - WIRRABARA FOREST SD31200 | Normal Rating | MVA | 2028 | 3.3723 | 33kV | Radial | None | Normal (N)
Upper North | WIRRABARA FOREST TEE - GLADSTONE SD31200 | Normal Rating | MVA | 2028 | 3.3723 | 33kV | Radial | None | Normal (N)
Upper North | MURRAYTOWN - ORROROO SD31300 | Normal Rating | MVA | 2028 | 3.9439 | 33kV | Radial | None | Normal (N)
Upper North | MURRAYTOWN - WILMINGTON SD31400 | Normal Rating | MVA | 2028 | 3.3723 | 33kV | Radial | None | Normal (N)
Upper North | BUNGAMA - PORT PIRIE SOUTH SD32101 | Normal Rating | MVA | 2028 | 20.1767 | 33kV | Meshed | None | Normal (N)
Upper North | PORT PIRIE SOUTH - PORT PIRIE SD32102 | Normal Rating | MVA | 2028 | 20.1767 | 33kV | Meshed | None | Normal (N)
Upper North | BUNGAMA - PORT PIRIE SD32103 | Normal Rating | MVA | 2028 | 20.1767 | 33kV | Meshed | None | Normal (N)
Upper North | BUNGAMA - HUGHES GAP SD32301 | Normal Rating | MVA | 2028 | 21.377 | 33kV | Radial | Reverse N | Normal (N)
Upper North | HUGHES GAP - CRYSTAL BROOK TEE SD32302 | Normal Rating | MVA | 2028 | 21.377 | 33kV | Radial | None | Normal (N)
Upper North | CRYSTAL BROOK TEE - GLADSTONE SD32302 | Normal Rating | MVA | 2028 | 16.0613 | 33kV | Radial | None | Normal (N)
Upper North | GLADSTONE - CALTOWIE TEE SD32200 | Normal Rating | MVA | 2028 | 13.2034 | 33kV | Radial | None | Normal (N)
Upper North | CALTOWIE TEE - CALTOWIE SD32200 | Normal Rating | MVA | 2028 | 13.2034 | 33kV | Radial | None | Normal (N)
Upper North | CALTOWIE TEE - PETERBOROUGH TEE SD32200 | Normal Rating | MVA | 2028 | 13.2034 | 33kV | Radial | None | Normal (N)
Upper North | PETERBOROUGH TEE - JAMESTOWN SD32200 | Normal Rating | MVA | 2028 | 6.6874 | 33kV | Radial | None | Normal (N)
Upper North | JAMESTOWN - TEROWIE TOWNSHIP SD32200 | Normal Rating | MVA | 2028 | 3.4866 | 33kV | Radial | None | Normal (N)
Upper North | PETERBOROUGH TEE - PETERBOROUGH SD32200 | Normal Rating | MVA | 2028 | 6.173 | 33kV | Radial | None | Normal (N)
Upper North | BUNGAMA - PORT BROUGHTON TEE SD32400 | Normal Rating | MVA | 2028 | 13.2034 | 33kV | Radial | Reverse N | Normal (N)
Upper North | PORT BROUGHTON TEE - PORT BROUGHTON SD32400 | Normal Rating | MVA | 2028 | 5.1442 | 33kV | Radial | None | Normal (N)
Upper North | PORT BROUGHTON TEE - BRINKWORTH TIE SD32400 | Normal Rating | MVA | 2028 | 3.9439 | 33kV | Radial | None | Normal (N)
Upper North | PORT BROUGHTON TEE - CRYSTAL BROOK TEE SD32400 | Normal Rating | MVA | 2028 | 3.9439 | 33kV | Radial | None | Normal (N)
Upper North | NEUROODLA - HAWKER SD59100 | Normal Rating | MVA | 2028 | 5.1442 | 33kV | Radial | None | Normal (N)
Yorke Peninsula | HUMMOCKS DISTRIBUTION - NINNES TEE SD34400 | Normal Rating | MVA | 2028 | 18.0618 | 33kV | Radial | None | Normal (N)
Yorke Peninsula | NINNES TEE - LOCHIEL SD34400 | Normal Rating | MVA | 2028 | 3.9439 | 33kV | Radial | None | Normal (N)
Yorke Peninsula | NINNES TEE - KAINTON TEE SD34400 | Normal Rating | MVA | 2028 | 18.0618 | 33kV | Radial | None | Normal (N)
Yorke Peninsula | KAINTON TEE - KAINTON SD34400 | Normal Rating | MVA | 2028 | 5.2585 | 33kV | Radial | None | Normal (N)
Yorke Peninsula | KAINTON TEE - PASKEVILLE SD34400 | Normal Rating | MVA | 2028 | 18.0618 | 33kV | Radial | None | Normal (N)
Yorke Peninsula | PASKEVILLE - KADINA EAST SD34405 | Normal Rating | MVA | 2028 | 6.5731 | 33kV | Radial | None | Normal (N)
Yorke Peninsula | HUMMOCKS DISTRIBUTION - PORT CLINTON SD34300 | Normal Rating | MVA | 2028 | 7.0304 | 33kV | Radial | None | Normal (N)
Yorke Peninsula | PORT CLINTON - ARDROSSAN SD34300 | Normal Rating | MVA | 2028 | 5.8872 | 33kV | Radial | None | Normal (N)
Yorke Peninsula | HUMMOCKS DISTRIBUTION - FEDERATION CORNER SD34201 | Normal Rating | MVA | 2028 | 17.1473 | 33kV | Radial | None | Normal (N)
Yorke Peninsula | FEDERATION CORNER - SWAMP ROAD SD34201 | Normal Rating | MVA | 2028 | 5.2585 | 33kV | Radial | None | Normal (N)
Yorke Peninsula | FEDERATION CORNER - PT WAKEFIELD TEE SD34201 | Normal Rating | MVA | 2028 | 17.1473 | 33kV | Radial | None | Normal (N)
Yorke Peninsula | PT WAKEFIELD TEE - SWAMP ROAD SD34201 | Normal Rating | MVA | 2028 | 14.7467 | 33kV | Radial | None | Normal (N)
Yorke Peninsula | SWAMP ROAD - PT WAKEFIELD FAR NORTH EAST SD34201 | Normal Rating | MVA | 2028 | 9.2024 | 33kV | Radial | None | Normal (N)
Yorke Peninsula | PT WAKEFIELD TEE - PT WAKEFIELD RURAL SD34201 | Normal Rating | MVA | 2028 | 17.1473 | 33kV | Radial | None | Normal (N)
Yorke Peninsula | PT WAKEFIELD RURAL - PT WAKEFIELD TOWN TEE SD34201 | Normal Rating | MVA | 2028 | 8.9166 | 33kV | Radial | None | Normal (N)
Yorke Peninsula | PT WAKEFIELD TOWN TEE - PT WAKEFIELD TOWN SD34201 | Normal Rating | MVA | 2028 | 8.9166 | 33kV | Radial | None | Normal (N)
Yorke Peninsula | PT WAKEFIELD TOWN TEE - PROOF RANGE SD34201 | Normal Rating | MVA | 2028 | 8.9166 | 33kV | Radial | None | Normal (N)
Yorke Peninsula | HUMMOCKS DISTRIBUTION - BOWMANS TEE SD34102 | Normal Rating | MVA | 2028 | 25.1494 | 33kV | Radial | None | Normal (N)
Yorke Peninsula | BOWMANS TEE - PT WAKEFIELD RURAL SD34102 | Normal Rating | MVA | 2028 | 15.0325 | 33kV | Radial | None | Normal (N)
Yorke Peninsula | BOWMANS TEE - SAINTS SD34102 | Normal Rating | MVA | 2028 | 9.8311 | 33kV | Radial | None | Normal (N)
Yorke Peninsula | SAINTS - BALAKLAVA SD34102 | Normal Rating | MVA | 2028 | 5.1442 | 33kV | Radial | None | Normal (N)
Yorke Peninsula | BALAKLAVA - BALAKLAVA RURAL SD34102 | Normal Rating | MVA | 2028 | 5.1442 | 33kV | Radial | None | Normal (N)
Yorke Peninsula | BALAKLAVA - BALAKLAVA TOWNSHIP SD34102 | Normal Rating | MVA | 2028 | 5.1442 | 33kV | Radial | None | Normal (N)
Yorke Peninsula | KADINA EAST DISTRIBUTION - KADINA SD51102 | Normal Rating | MVA | 2028 | 25.1494 | 33kV | Radial | None | Normal (N)
Yorke Peninsula | KADINA EAST DISTRIBUTION - MOONTA TEE SD51200 | Normal Rating | MVA | 2028 | 25.1494 | 33kV | Radial | None | Normal (N)
Yorke Peninsula | MOONTA TEE - KADINA SD51200 | Normal Rating | MVA | 2028 | 13.775 | 33kV | Radial | None | Normal (N)
Yorke Peninsula | MOONTA TEE - MOONTA SD51200 | Normal Rating | MVA | 2028 | 13.775 | 33kV | Radial | N | Normal (N)
Yorke Peninsula | KADINA EAST DISTRIBUTION - WALLAROO TEE SD51300 | Normal Rating | MVA | 2028 | 25.1494 | 33kV | Radial | None | Normal (N)
Yorke Peninsula | WALLAROO TEE - KADINA SD51300 | Normal Rating | MVA | 2028 | 26.6355 | 33kV | Radial | None | Normal (N)
Yorke Peninsula | WALLAROO TEE - WALLAROO SD51300 | Normal Rating | MVA | 2028 | 13.775 | 33kV | Radial | None | Normal (N)
Yorke Peninsula | ARDROSSAN WEST DISTRIBUTION - MAITLAND SD35100 | Normal Rating | MVA | 2028 | 9.8311 | 33kV | Radial | None | Normal (N)
Yorke Peninsula | ARDROSSAN WEST DISTRIBUTION - ARDROSSAN SD35201 | Normal Rating | MVA | 2028 | 5.1442 | 33kV | Radial | None | Normal (N)
Yorke Peninsula | ARDROSSAN WEST DISTRIBUTION - ARDROSSAN BHP SD35200 | Normal Rating | MVA | 2028 | 27.7786 | 33kV | Radial | None | Normal (N)
Yorke Peninsula | ARDROSSAN - ARDROSSAN BHP SD35200 | Normal Rating | MVA | 2028 | 7.0304 | 33kV | Radial | None | Normal (N)
Yorke Peninsula | ARDROSSAN BHP - PORT VINCENT SD35200 | Normal Rating | MVA | 2028 | 20.1767 | 33kV | Radial | None | Normal (N)
Yorke Peninsula | PORT VINCENT - MINLATON TEE SD35300 | Normal Rating | MVA | 2028 | 7.0304 | 33kV | Radial | None | Normal (N)
Yorke Peninsula | MINLATON TEE - CURRAMULKA TEE SD35300 | Normal Rating | MVA | 2028 | 5.2585 | 33kV | Radial | None | Normal (N)
Yorke Peninsula | CURRAMULKA TEE - CURRAMULKA SD35300 | Normal Rating | MVA | 2028 | 4.2297 | 33kV | Radial | None | Normal (N)
Yorke Peninsula | CURRAMULKA TEE - MINLATON SD35300 | Normal Rating | MVA | 2028 | 4.2297 | 33kV | Radial | None | Normal (N)
Yorke Peninsula | MINLATON TEE - PT VINCENT RURAL SD35300 | Normal Rating | MVA | 2028 | 7.0304 | 33kV | Radial | None | Normal (N)
Yorke Peninsula | DALRYMPLE - STANSBURY TEE SD35400 | Normal Rating | MVA | 2028 | 20.1767 | 33kV | Radial | None | Normal (N)
Yorke Peninsula | STANSBURY TEE - PORT GILES TEE SD35400 | Normal Rating | MVA | 2028 | 20.1767 | 33kV | Radial | None | Normal (N)
Yorke Peninsula | PORT GILES TEE - PORT GILES SD35400 | Normal Rating | MVA | 2028 | 10.0026 | 33kV | Radial | None | Normal (N)
Yorke Peninsula | STANSBURY TEE - STANSBURY SD35400 | Normal Rating | MVA | 2028 | 6.173 | 33kV | Radial | None | Normal (N)
Yorke Peninsula | STANSBURY - PT VINCENT RURAL SD35403 | Normal Rating | MVA | 2028 | 7.0304 | 33kV | Radial | None | Normal (N)
Yorke Peninsula | DALRYMPLE - WOOL BAY RURAL SD35500 | Normal Rating | MVA | 2028 | 20.4053 | 33kV | Radial | None | Normal (N)
Yorke Peninsula | WOOL BAY RURAL - WOOL BAY SD35500 | Normal Rating | MVA | 2028 | 9.8311 | 33kV | Radial | None | Normal (N)
Yorke Peninsula | WOOL BAY RURAL - PORT GILES TEE SD35500 | Normal Rating | MVA | 2028 | 10.1169 | 33kV | Radial | None | Normal (N)
Yorke Peninsula | WOOL BAY - EDITHBURGH TEE SD35500 | Normal Rating | MVA | 2028 | 9.8311 | 33kV | Radial | None | Normal (N)
Yorke Peninsula | EDITHBURGH TEE - YORKETOWN SD35500 | Normal Rating | MVA | 2028 | 9.8311 | 33kV | Radial | None | Normal (N)
Yorke Peninsula | YORKETOWN - MARION BAY SD35500 | Normal Rating | MVA | 2028 | 5.1442 | 33kV | Radial | None | Normal (N)
Yorke Peninsula | EDITHBURGH TEE - EDITHBURGH SD35500 | Normal Rating | MVA | 2028 | 9.8311 | 33kV | Radial | None | Normal (N)
Metro West | ADELAIDE BRIGHTON CEMENT - PORT ADELAIDE SD1529 | Normal Rating | MVA | 2029 | 127 | 66kV | Meshed | None | Normal (N)
Metro South | ALDINGA - WILLUNGA SD1674 | Normal Rating | MVA | 2029 | 84 | 66kV | Meshed | None | Normal (N)
Metro North | ANGLE VALE - ANGLE VALE TEE SD1506A | Normal Rating | MVA | 2029 | 61 | 66kV | Meshed | None | Normal (N)
Metro North | ANGLE VALE TEE - EVANSTON SD1506B | Normal Rating | MVA | 2029 | 61 | 66kV | Meshed | None | Normal (N)
Metro North | ANGLE VALE TEE - VIRGINIA TEE SD2033 | Normal Rating | MVA | 2029 | 137 | 66kV | Radial | None | Normal (N)
Metro West | ATHOL PARK - ATHOL PARK TEE SD1677A | Normal Rating | MVA | 2029 | 53 | 66kV | Radial | None | Normal (N)
Metro West | BLACKPOOL - FULHAM GARDENS SD1639 | Normal Rating | MVA | 2029 | 127 | 66kV | Meshed | None | Normal (N)
Metro North | BOLIVAR - ST KILDA SD2034 | Normal Rating | MVA | 2029 | 60 | 66kV | Radial | None | Normal (N)
Metro East | CAMPBELLTOWN - MAGILL SD1661 | Normal Rating | MVA | 2029 | 127 | 66kV | Meshed | None | Normal (N)
Metro West | CHELTENHAM - CROYDON PARK TEE SD1655A | Normal Rating | MVA | 2029 | 128 | 66kV | Meshed | None | Normal (N)
Metro South | CITY WEST - KESWICK SD2013 | Normal Rating | MVA | 2029 | 300 | 66kV | Meshed | None | Normal (N)
Metro East | CITY WEST - WHITMORE SQUARE SD2016 | Normal Rating | MVA | 2029 | 300 | 66kV | Meshed | None | Normal (N)
Metro East | COROMANDEL PLACE - WHITMORE SQUARE SD1681 | Normal Rating | MVA | 2029 | 155 | 66kV | Meshed | None | Normal (N)
Metro East | CROYDON - HINDLEY STREET TEE SD1659B | Normal Rating | MVA | 2029 | 128 | 66kV | Meshed | None | Normal (N)
Metro West | CROYDON - KILKENNY SD1523 | Normal Rating | MVA | 2029 | 127 | 66kV | Meshed | None | Normal (N)
Metro West | CROYDON PARK - CROYDON PARK TEE SD1655B | Normal Rating | MVA | 2029 | 137 | 66kV | Meshed | None | Normal (N)
Metro West | CROYDON PARK TEE - CROYDON SD1655C | Normal Rating | MVA | 2029 | 128 | 66kV | Meshed | None | Normal (N)
Metro North | DIREK - PARALOWIE SD2004 | Normal Rating | MVA | 2029 | 127 | 66kV | Meshed | None | Normal (N)
Metro East | DRY CREEK - KILBURN SOUTH TEE SD1658A | Normal Rating | MVA | 2029 | 128 | 66kV | Meshed | None | Normal (N)
Metro East | EAST TERRACE - COROMANDEL PLACE SD1680 | Normal Rating | MVA | 2029 | 155 | 66kV | Meshed | None | Normal (N)
Metro East | EAST TERRACE - NORTH ADELAIDE SD1560 | Normal Rating | MVA | 2029 | 81 | 66kV | Meshed | None | Normal (N)
Metro North | EDINBURGH - SALISBURY SD1688 | Normal Rating | MVA | 2029 | 127 | 66kV | Meshed | None | Normal (N)
Metro North | ELIZABETH DOWNS - PENFIELD SD1508 | Normal Rating | MVA | 2029 | 137 | 66kV | Meshed | None | Normal (N)
Metro North | ELIZABETH DOWNS - SMITHFIELD WEST SD1686 | Normal Rating | MVA | 2029 | 83 | 66kV | Meshed | N-1 | Normal (N)
Metro North | ELIZABETH HEIGHTS - ELIZABETH DOWNS SD1501 | Normal Rating | MVA | 2029 | 109 | 66kV | Meshed | None | Normal (N)
Metro North | ELIZABETH SOUTH - EDINBURGH SD1511 | Normal Rating | MVA | 2029 | 127 | 66kV | Meshed | None | Normal (N)
Metro West | FINDON - FINDON TEE SD1520A | Normal Rating | MVA | 2029 | 137 | 66kV | Meshed | None | Normal (N)
Metro West | FINDON TEE - FLINDERS PARK SD1520B | Normal Rating | MVA | 2029 | 128 | 66kV | Meshed | None | Normal (N)
Metro West | FLINDERS PARK - NEW RICHMOND SD1521 | Normal Rating | MVA | 2029 | 70 | 66kV | Meshed | None | Normal (N)
Metro West | FULHAM GARDENS - FINDON TEE SD1520C | Normal Rating | MVA | 2029 | 128 | 66kV | Meshed | None | Normal (N)
Metro West | FULHAM GARDENS - HENLEY SOUTH #1 SD1519 | Normal Rating | MVA | 2029 | 61 | 66kV | Meshed | None | Normal (N)
Metro West | FULHAM GARDENS - HENLEY SOUTH #2 SD1691 | Normal Rating | MVA | 2029 | 61 | 66kV | Meshed | None | Normal (N)
Metro South | GLENELG NORTH TEE - GLENELG NORTH SD1584A | Normal Rating | MVA | 2029 | 66 | 66kV | Meshed | None | Normal (N)
Metro South | GLENELG NORTH TEE - PLYMPTON SD1584B | Normal Rating | MVA | 2029 | 127 | 66kV | Meshed | None | Normal (N)
Metro East | GOLDEN GROVE - INGLE FARM SD1647 | Normal Rating | MVA | 2029 | 127 | 66kV | Meshed | None | Normal (N)
Metro South | HACKHAM - PORT NOARLUNGA SD1694A | Normal Rating | MVA | 2029 | 127 | 66kV | Meshed | None | Normal (N)
Metro South | HAPPY VALLEY - HV/SAW TEE SD1591A | Normal Rating | MVA | 2029 | 128 | 66kV | Meshed | None | Normal (N)
Metro South | HAPPY VALLEY - PANORAMA #1 SD1665 | Normal Rating | MVA | 2029 | 125 | 66kV | Meshed | None | Normal (N)
Metro South | HAPPY VALLEY - PANORAMA #2 SD1666 | Normal Rating | MVA | 2029 | 126 | 66kV | Meshed | None | Normal (N)
Metro South | HAPPY VALLEY - SEACOMBE #1 SD1566 | Normal Rating | MVA | 2029 | 109 | 66kV | Meshed | None | Normal (N)
Metro South | HAPPY VALLEY - SEACOMBE #2 SD1590 | Normal Rating | MVA | 2029 | 119 | 66kV | Meshed | None | Normal (N)
Metro East | HILLCREST - HOLDEN HILL SD1692 | Normal Rating | MVA | 2029 | 127 | 66kV | Meshed | None | Normal (N)
Metro East | HINDLEY STREET - WHITMORE SQUARE SD1664 | Normal Rating | MVA | 2029 | 125 | 66kV | Meshed | None | Normal (N)
Metro East | HINDLEY STREET TEE - HINDLEY STREET SD1659C | Normal Rating | MVA | 2029 | 81 | 66kV | Meshed | None | Normal (N)
Metro East | HOLDEN HILL - CAMPBELLTOWN SD1660 | Normal Rating | MVA | 2029 | 127 | 66kV | Meshed | None | Normal (N)
Metro East | HOLDEN HILL - HOPE VALLEY SD1554A | Normal Rating | MVA | 2029 | 127 | 66kV | Meshed | None | Normal (N)
Metro East | HOPE VALLEY - TEA TREE GULLY SD1554B | Normal Rating | MVA | 2029 | 127 | 66kV | Meshed | None | Normal (N)
Metro South | HV/SAW TEE - MORPHETT VALE EAST SD1591C | Normal Rating | MVA | 2029 | 127 | 66kV | Meshed | None | Normal (N)
Metro East | KENT TOWN - KENT TOWN TEE SD1690 | Normal Rating | MVA | 2029 | 65 | 66kV | Meshed | None | Normal (N)
Metro South | KESWICK - CLARENCE GARDENS SD1671 | Normal Rating | MVA | 2029 | 52 | 66kV | Radial | None | Normal (N)
Metro South | KESWICK - NEW RICHMOND TEE SD1670A | Normal Rating | MVA | 2029 | 127 | 66kV | Meshed | N-1 | Normal (N)
Metro South | KESWICK - WHITMORE SQUARE TEE SD1669A | Normal Rating | MVA | 2029 | 127 | 66kV | Meshed | None | Normal (N)
Metro West | KILBURN - CAVAN SD2014 | Normal Rating | MVA | 2029 | 137 | 66kV | Meshed | None | Normal (N)
Metro West | KILBURN - CROYDON PARK SD1531 | Normal Rating | MVA | 2029 | 127 | 66kV | Meshed | None | Normal (N)
Metro East | KILBURN SOUTH TEE - KILBURN SOUTH SD1658B | Normal Rating | MVA | 2029 | 114 | 66kV | Radial | None | Normal (N)
Metro East | KILBURN SOUTH TEE - PROSPECT SD1658C | Normal Rating | MVA | 2029 | 128 | 66kV | Meshed | None | Normal (N)
Metro West | KILKENNY - WOODVILLE SD1675 | Normal Rating | MVA | 2029 | 127 | 66kV | Meshed | None | Normal (N)
Metro South | KINGSWOOD - NORTH UNLEY SD1574 | Normal Rating | MVA | 2029 | 109 | 66kV | Meshed | None | Normal (N)
Metro West | LARGS NORTH - ADELAIDE BRIGHTON CEMENT SD1654 | Normal Rating | MVA | 2029 | 127 | 66kV | Meshed | None | Normal (N)
Metro West | LEFEVRE - BLACKPOOL SD1693 | Normal Rating | MVA | 2029 | 137 | 66kV | Meshed | None | Normal (N)
Metro South | LINDEN PARK - LINDEN PARK TEE SD1662A | Normal Rating | MVA | 2029 | 46 | 66kV | Meshed | None | Normal (N)
Metro South | LOWER MITCHAM - KINGSWOOD SD1563 | Normal Rating | MVA | 2029 | 127 | 66kV | Meshed | None | Normal (N)
Metro East | MAGILL - BURNSIDE SD1556 | Normal Rating | MVA | 2029 | 55 | 66kV | Radial | None | Normal (N)
Metro East | MAGILL - KENT TOWN TEE SD1663A | Normal Rating | MVA | 2029 | 128 | 66kV | Meshed | None | Normal (N)
Metro East | MAGILL - NORWOOD SD1543 | Normal Rating | MVA | 2029 | 128 | 66kV | Meshed | None | Normal (N)
Metro South | MAGILL - URAIDLA TEE SD1662B | Normal Rating | MVA | 2029 | 109 | 66kV | Meshed | None | Normal (N)
Metro East | MAGILL - WOODFORDE 2 SD1678 | Normal Rating | MVA | 2029 | 114 | 66kV | Radial | None | Normal (N)
Metro East | MAGILL - WOODFORDE 3 SD1679 | Normal Rating | MVA | 2029 | 128 | 66kV | Radial | None | Normal (N)
Metro South | MCLAREN FLAT - WILLUNGA SD1594A | Normal Rating | MVA | 2029 | 83 | 66kV | Meshed | N-1 | Normal (N)
Metro South | MORPHETT VALE EAST - CLARENDON SD1592 | Normal Rating | MVA | 2029 | 15 | 66kV | Radial | None | Normal (N)
Metro South | MORPHETT VALE EAST - HACKHAM SD1694B | Normal Rating | MVA | 2029 | 127 | 66kV | Meshed | None | Normal (N)
Metro South | MORPHETT VALE EAST - MCLAREN FLAT SD1594B | Normal Rating | MVA | 2029 | 83 | 66kV | Meshed | N-1 | Normal (N)
Metro South | MORPHETT VALE EAST - PORT STANVAC #1 SD1593 | Normal Rating | MVA | 2029 | 128 | 66kV | Meshed | None | Normal (N)
Metro South | MORPHETT VALE EAST - PORT STANVAC #2 SD2010 | Normal Rating | MVA | 2029 | 127 | 66kV | Meshed | None | Normal (N)
Metro South | MORPHETTVILLE - ASCOT PARK SD1586 | Normal Rating | MVA | 2029 | 128 | 66kV | Meshed | None | Normal (N)
Metro South | MORPHETTVILLE - GLENELG NORTH TEE SD1584C | Normal Rating | MVA | 2029 | 109 | 66kV | Meshed | None | Normal (N)
Metro South | MORPHETTVILLE - OAKLANDS SD1585 | Normal Rating | MVA | 2029 | 126 | 66kV | Meshed | None | Normal (N)
Metro North | MUNNO PARA - ELIZABETH DOWNS SD2023 | Normal Rating | MVA | 2029 | 83 | 66kV | Meshed | None | Normal (N)
Metro North | MUNNO PARA - EVANSTON SD1652 | Normal Rating | MVA | 2029 | 83 | 66kV | Meshed | N-1 | Normal (N)
Metro West | NEW OSBORNE - BLACKPOOL SD1518 | Normal Rating | MVA | 2029 | 127 | 66kV | Meshed | None | Normal (N)
Metro West | NEW OSBORNE - GLANVILLE SD1527 | Normal Rating | MVA | 2029 | 128 | 66kV | Meshed | N-1 | Normal (N)
Metro West | NEW OSBORNE - LARGS NORTH SD1653 | Normal Rating | MVA | 2029 | 127 | 66kV | Meshed | None | Normal (N)
Metro West | NEW OSBORNE - SMORGON STEEL RECYCLING SD1532A | Normal Rating | MVA | 2029 | 128 | 66kV | Meshed | None | Normal (N)
Metro West | NEW RICHMOND - THEBARTON SD1516 | Normal Rating | MVA | 2029 | 125 | 66kV | Meshed | None | Normal (N)
Metro South | NEW RICHMOND TEE - NEW RICHMOND SD1670B | Normal Rating | MVA | 2029 | 126 | 66kV | Meshed | None | Normal (N)
Metro South | NEW RICHMOND TEE - PLYMPTON SD1670C | Normal Rating | MVA | 2029 | 128 | 66kV | Meshed | None | Normal (N)
Metro South | NOARLUNGA CENTRE - PORT NOARLUNGA SD1668 | Normal Rating | MVA | 2029 | 83 | 66kV | Meshed | None | Normal (N)
Metro East | NORTH ADELAIDE - HINDLEY STREET TEE SD1659A | Normal Rating | MVA | 2029 | 86 | 66kV | Meshed | None | Normal (N)
Metro South | NORTH UNLEY - WHITMORE SQUARE TEE SD1669B | Normal Rating | MVA | 2029 | 109 | 66kV | Meshed | N-1 | Normal (N)
Metro East | NORTHFIELD - CLEARVIEW SD1549 | Normal Rating | MVA | 2029 | 40 | 66kV | Radial | None | Normal (N)
Metro East | NORTHFIELD - DRY CREEK SD1657 | Normal Rating | MVA | 2029 | 127 | 66kV | Meshed | None | Normal (N)
Metro East | NORTHFIELD - HARROW SD1535 | Normal Rating | MVA | 2029 | 40 | 66kV | Radial | None | Normal (N)
Metro East | NORTHFIELD - HILLCREST SD1534 | Normal Rating | MVA | 2029 | 127 | 66kV | Meshed | None | Normal (N)
Metro East | NORTHFIELD - HOLDEN HILL SD1539 | Normal Rating | MVA | 2029 | 128 | 66kV | Meshed | None | Normal (N)
Metro East | NORTHFIELD - INGLE FARM #1 SD1548 | Normal Rating | MVA | 2029 | 126 | 66kV | Meshed | None | Normal (N)
Metro East | NORTHFIELD - INGLE FARM #2 SD2019 | Normal Rating | MVA | 2029 | 137 | 66kV | Meshed | None | Normal (N)
Metro East | NORWOOD - EAST TERRACE SD1545 | Normal Rating | MVA | 2029 | 91 | 66kV | Meshed | N-1 | Normal (N)
Metro East | NORWOOD - KENT TOWN SD1559 | Normal Rating | MVA | 2029 | 46 | 66kV | Meshed | None | Normal (N)
Metro East | NORWOOD - LINDEN PARK SD1544 | Normal Rating | MVA | 2029 | 59 | 66kV | Meshed | None | Normal (N)
Metro South | PANORAMA - ASCOT PARK SD1587 | Normal Rating | MVA | 2029 | 128 | 66kV | Meshed | None | Normal (N)
Metro South | PANORAMA - BLACKWOOD SD1572 | Normal Rating | MVA | 2029 | 40 | 66kV | Radial | None | Normal (N)
Metro South | PANORAMA - CUDMORE PARK SD1573 | Normal Rating | MVA | 2029 | 35 | 66kV | Radial | None | Normal (N)
Metro South | PANORAMA - LINDEN PARK TEE SD1662C | Normal Rating | MVA | 2029 | 128 | 66kV | Meshed | None | Normal (N)
Metro South | PANORAMA - LOWER MITCHAM SD1562 | Normal Rating | MVA | 2029 | 127 | 66kV | Meshed | None | Normal (N)
Metro South | PANORAMA - TONSLEY EAST SD2035 | Normal Rating | MVA | 2029 | 81 | 66kV | Meshed | None | Normal (N)
Metro North | PARA - ELIZABETH HEIGHTS SD1504 | Normal Rating | MVA | 2029 | 128 | 66kV | Meshed | None | Normal (N)
Metro North | PARA - ELIZABETH SOUTH SD1503 | Normal Rating | MVA | 2029 | 128 | 66kV | Meshed | None | Normal (N)
Metro North | PARAFIELD GARDENS - CAVAN SD1687 | Normal Rating | MVA | 2029 | 60 | 66kV | Meshed | None | Normal (N)
Metro North | PARAFIELD GARDENS - SALISBURY SD1502 | Normal Rating | MVA | 2029 | 127 | 66kV | Meshed | None | Normal (N)
Metro North | PARAFIELD GARDENS WEST - BOLIVAR SD1683 | Normal Rating | MVA | 2029 | 127 | 66kV | Radial | None | Normal (N)
Metro North | PARAFIELD GARDENS WEST - PARAFIELD GARDENS SD1682 | Normal Rating | MVA | 2029 | 127 | 66kV | Meshed | N-1 | Normal (N)
Metro North | PARAFIELD GARDENS WEST - PARALOWIE SD1510 | Normal Rating | MVA | 2029 | 127 | 66kV | Meshed | None | Normal (N)
Metro North | PENFIELD - DIREK SD1685 | Normal Rating | MVA | 2029 | 127 | 66kV | Meshed | None | Normal (N)
Metro North | PENFIELD - ELIZABETH SOUTH SD1509 | Normal Rating | MVA | 2029 | 137 | 66kV | Meshed | None | Normal (N)
Metro South | PLYMPTON - GLENELG NORTH SD1583 | Normal Rating | MVA | 2029 | 55 | 66kV | Meshed | None | Normal (N)
Metro West | PORT ADELAIDE - CHELTENHAM SD1646 | Normal Rating | MVA | 2029 | 127 | 66kV | Meshed | None | Normal (N)
Metro West | PORT ADELAIDE NORTH - ATHOL PARK TEE SD1677B | Normal Rating | MVA | 2029 | 128 | 66kV | Meshed | None | Normal (N)
Metro South | PORT NOARLUNGA - SEAFORD SD1676A | Normal Rating | MVA | 2029 | 84 | 66kV | Meshed | N-1 | Normal (N)
Metro South | PORT STANVAC - LONSDALE SD1673 | Normal Rating | MVA | 2029 | 137 | 66kV | Meshed | None | Normal (N)
Metro South | PORT STANVAC - NOARLUNGA CENTRE SD1667 | Normal Rating | MVA | 2029 | 128 | 66kV | Meshed | None | Normal (N)
Metro East | PROSPECT - CROYDON SD2024 | Normal Rating | MVA | 2029 | 123 | 66kV | Meshed | None | Normal (N)
Metro West | QUEENSTOWN - GLANVILLE SD1526 | Normal Rating | MVA | 2029 | 127 | 66kV | Meshed | None | Normal (N)
Metro South | SEACOMBE - OAKLANDS SD1565 | Normal Rating | MVA | 2029 | 126 | 66kV | Meshed | None | Normal (N)
Metro South | SEACOMBE - SHEIDOW PARK SD1672 | Normal Rating | MVA | 2029 | 137 | 66kV | Meshed | None | Normal (N)
Metro South | SEAFORD - ALDINGA SD1676B | Normal Rating | MVA | 2029 | 84 | 66kV | Meshed | N-1 | Normal (N)
Metro South | SHEIDOW PARK - LONSDALE SD2009 | Normal Rating | MVA | 2029 | 137 | 66kV | Meshed | None | Normal (N)
Metro North | SMITHFIELD WEST - ANGLE VALE SD1650 | Normal Rating | MVA | 2029 | 84 | 66kV | Meshed | None | Normal (N)
Metro West | SMORGON STEEL RECYCLING - PORT ADELAIDE NORTH SD1532B | Normal Rating | MVA | 2029 | 128 | 66kV | Meshed | None | Normal (N)
Metro North | ST KILDA - VIRGINIA SD1684 | Normal Rating | MVA | 2029 | 60 | 66kV | Radial | None | Normal (N)
Metro East | TEA TREE GULLY - GOLDEN GROVE SD1638 | Normal Rating | MVA | 2029 | 127 | 66kV | Meshed | None | Normal (N)
Metro West | THEBARTON - CROYDON SD1522 | Normal Rating | MVA | 2029 | 128 | 66kV | Meshed | None | Normal (N)
Metro South | TONSLEY EAST - TONSLEY PARK SD1588 | Normal Rating | MVA | 2029 | 137 | 66kV | Meshed | None | Normal (N)
Metro South | TONSLEY PARK - SEACOMBE SD1564 | Normal Rating | MVA | 2029 | 128 | 66kV | Meshed | None | Normal (N)
Metro West | TORRENS ISLAND - ATHOL PARK TEE SD1677C | Normal Rating | MVA | 2029 | 127 | 66kV | Meshed | None | Normal (N)
Metro West | TORRENS ISLAND - KILBURN SD1656 | Normal Rating | MVA | 2029 | 98 | 66kV | Meshed | None | Normal (N)
Metro South | URAIDLA TEE - LINDEN PARK TEE SD1662D | Normal Rating | MVA | 2029 | 128 | 66kV | Meshed | None | Normal (N)
Metro North | VIRGINIA - VIRGINIA TEE SD2022A | Normal Rating | MVA | 2029 | 137 | 66kV | Radial | None | Normal (N)
Metro North | VIRGINIA TEE - TWO WELLS SD2022B | Normal Rating | MVA | 2029 | 60 | 66kV | Radial | None | Normal (N)
Metro East | WHITMORE SQUARE - KENT TOWN TEE SD1663B | Normal Rating | MVA | 2029 | 90 | 66kV | Meshed | None | Normal (N)
Metro East | WHITMORE SQUARE - WHITMORE SQUARE TEE SD1669C | Normal Rating | MVA | 2029 | 70 | 66kV | Meshed | None | Normal (N)
Metro West | WOODVILLE - FINDON SD1524 | Normal Rating | MVA | 2029 | 126 | 66kV | Meshed | None | Normal (N)
Metro West | WOODVILLE - QUEENSTOWN SD1525 | Normal Rating | MVA | 2029 | 127 | 66kV | Meshed | None | Normal (N)
Eastern Hills | MOUNT BARKER DISTRIBUTION - MOUNT BARKER SOUTH SD2012 | Normal Rating | MVA | 2029 | 109.9714 | 66kV | Meshed | None | Normal (N)
Eastern Hills | MOUNT BARKER DISTRIBUTION - BALHANNAH SD1598 | Normal Rating | MVA | 2029 | 55.5573 | 66kV | Radial | None | Normal (N)
Eastern Hills | BALHANNAH - URAIDLA SD1599 | Normal Rating | MVA | 2029 | 40.3533 | 66kV | Radial | None | Normal (N)
Eastern Hills | URAIDLA - MAGILL (METRO SOUTH TIE) SD1662E | Normal Rating | MVA | 2029 | 40.3533 | 66kV | Radial | None | Normal (N)
Eastern Hills | MOUNT BARKER DISTRIBUTION - HAHNDORF SD1596 | Normal Rating | MVA | 2029 | 55.5573 | 66kV | Radial | None | Normal (N)
Eastern Hills | MOUNT BARKER SOUTH - MEADOWS SD1597 | Normal Rating | MVA | 2029 | 55.5573 | 66kV | Radial | None | Normal (N)
Eastern Hills | MOUNT BARKER SOUTH - STRATHALBYN EAST TEE SD1601A | Normal Rating | MVA | 2029 | 34.8662 | 66kV | Radial | None | Normal (N)
Eastern Hills | STRATHALBYN EAST TEE - STRATHALBYN SD1601B | Normal Rating | MVA | 2029 | 34.8662 | 66kV | Radial | None | Normal (N)
Eastern Hills | STRATHALBYN - BELVIDERE SD1602 | Normal Rating | MVA | 2029 | 13.1463 | 66kV | Radial | None | Normal (N)
Eastern Hills | BELVIDERE - MILANG SD1603 | Normal Rating | MVA | 2029 | 10.2884 | 66kV | Radial | None | Normal (N)
Eastern Hills | BELVIDERE - LANGHORNE CREEK SD1604 | Normal Rating | MVA | 2029 | 13.1463 | 66kV | Radial | None | Normal (N)
Eyre Peninsula | YADNARIE - CLEVE SD1609 | Normal Rating | MVA | 2029 | 10.2884 | 66kV | Radial | None | Normal (N)
Eyre Peninsula | YADNARIE - RUDALL SD1610 | Normal Rating | MVA | 2029 | 10.2884 | 66kV | Radial | None | Normal (N)
Eyre Peninsula | RUDALL - DARKE PEAK SD1611 | Normal Rating | MVA | 2029 | 10.2884 | 66kV | Radial | None | Normal (N)
Eyre Peninsula | DARKE PEAK - CARALUE SD1612 | Normal Rating | MVA | 2029 | 10.2884 | 66kV | Radial | None | Normal (N)
Eyre Peninsula | RUDALL - LOCK SD1613 | Normal Rating | MVA | 2029 | 10.2884 | 66kV | Radial | None | Normal (N)
Eyre Peninsula | LOCK - POLDA SD1614 | Normal Rating | MVA | 2029 | 10.2884 | 66kV | Radial | None | Normal (N)
Eyre Peninsula | WUDINNA - POLDA SD1615 | Normal Rating | MVA | 2029 | 10.2884 | 66kV | Radial | None | Normal (N)
Eyre Peninsula | WUDINNA - MOORKITABIE SD1605 | Normal Rating | MVA | 2029 | 53.271 | 66kV | Radial | None | Normal (N)
Eyre Peninsula | MOORKITABIE - TARLTON SD1606 | Normal Rating | MVA | 2029 | 53.271 | 66kV | Radial | None | Normal (N)
Eyre Peninsula | TARLTON - STREAKY BAY SD1607 | Normal Rating | MVA | 2029 | 30.9795 | 66kV | Radial | None | Normal (N)
Eyre Peninsula | TARLTON - CEDUNA SD1608 | Normal Rating | MVA | 2029 | 53.271 | 66kV | Radial | None | Normal (N)
Riverland | NORTH WEST BEND - MORGAN TEE SD1616 | Normal Rating | MVA | 2029 | 19.4336 | 66kV | Radial | None | Normal (N)
Riverland | MORGAN TEE - CORDOLA SD1617 | Normal Rating | MVA | 2029 | 19.6622 | 66kV | Radial | None | Normal (N)
Riverland | CORDOLA - ROONKA SD1618 | Normal Rating | MVA | 2029 | 19.6622 | 66kV | Radial | None | Normal (N)
Riverland | ROONKA - PORTEE SD1619 | Normal Rating | MVA | 2029 | 19.6622 | 66kV | Radial | None | Normal (N)
Riverland | PORTEE - SWAN REACH SD1620 | Normal Rating | MVA | 2029 | 10.2884 | 66kV | Radial | None | Normal (N)
Riverland | NORTH WEST BEND - CADELL SD1622 | Normal Rating | MVA | 2029 | 26.5212 | 66kV | Radial | None | Normal (N)
Riverland | CADELL - QUALCO SD1623 | Normal Rating | MVA | 2029 | 26.5212 | 66kV | Radial | None | Normal (N)
Riverland | QUALCO - RAMCO SD1624 | Normal Rating | MVA | 2029 | 26.5212 | 66kV | Radial | None | Normal (N)
Riverland | RAMCO - WAIKERIE SD1625 | Normal Rating | MVA | 2029 | 26.5212 | 66kV | Radial | None | Normal (N)
Riverland | BERRI - GLOSSOP SD1626 | Normal Rating | MVA | 2029 | 40.3533 | 66kV | Radial | None | Normal (N)
Riverland | GLOSSOP - LOVEDAY SD1627 | Normal Rating | MVA | 2029 | 26.5212 | 66kV | Radial | None | Normal (N)
Riverland | LOVEDAY - WOOLPUNDA SD1628 | Normal Rating | MVA | 2029 | 14.0608 | 66kV | Radial | None | Normal (N)
Riverland | WOOLPUNDA - WAIKERIE SD1629 | Normal Rating | MVA | 2029 | 14.0608 | 66kV | Radial | None | Normal (N)
Riverland | BERRI - LOXTON SD1630 | Normal Rating | MVA | 2029 | 44.0114 | 66kV | Radial | None | Normal (N)
Riverland | LOXTON - PYAP SD1631 | Normal Rating | MVA | 2029 | 14.0608 | 66kV | Radial | None | Normal (N)
Riverland | BERRI - RENMARK SD1632 | Normal Rating | MVA | 2029 | 42.7539 | 66kV | Radial | None | Normal (N)
Riverland | RENMARK - PARINGA SD1633 | Normal Rating | MVA | 2029 | 26.0639 | 66kV | Radial | None | Normal (N)
Riverland | BERRI - LYRUP SD1634 | Normal Rating | MVA | 2029 | 12.3461 | 66kV | Radial | None | Normal (N)
Metro South | WILLUNGA - MYPONGA SD1568 | Normal Rating | MVA | 2029 | 71.9044 | 66kV | Radial | None | Normal (N)
Metro South | MYPONGA - YANKALILLA SD1569 | Normal Rating | MVA | 2029 | 71.9044 | 66kV | Radial | None | Normal (N)
Metro South | YANKALILLA - CAPE JERVIS SD1689 | Normal Rating | MVA | 2029 | 60.5871 | 66kV | Radial | None | Normal (N)
Metro South | WILLUNGA - SQUARE WATER HOLE SD1570 | Normal Rating | MVA | 2029 | 71.9044 | 66kV | Radial | None | Normal (N)
Metro South | SQUARE WATER HOLE - VICTOR HARBOR SD1595 | Normal Rating | MVA | 2029 | 40.582 | 66kV | Radial | None | Normal (N)
Metro South | SQUARE WATER HOLE - GOOLWA SD1571 | Normal Rating | MVA | 2029 | 33.4944 | 66kV | Radial | None | Normal (N)
Eastern Hills | BALHANNAH - WOODSIDE SD41100 | Normal Rating | MVA | 2029 | 20.1767 | 33kV | Radial | None | Normal (N)
Eastern Hills | BALHANNAH - VERDUN TEE SD41200 | Normal Rating | MVA | 2029 | 21.377 | 33kV | Radial | None | Normal (N)
Eastern Hills | VERDUN TEE - ALDGATE TEE SD41200 | Normal Rating | MVA | 2029 | 20.291 | 33kV | Radial | None | Normal (N)
Eastern Hills | VERDUN TEE - MYLOR SD41200 | Normal Rating | MVA | 2029 | 3.3723 | 33kV | Radial | None | Normal (N)
Eastern Hills | BALHANNAH - NAIRNE TEE SD41300 | Normal Rating | MVA | 2029 | 13.032 | 33kV | Radial | None | Normal (N)
Eastern Hills | NAIRNE TEE - NAIRNE SD41300 | Normal Rating | MVA | 2029 | 13.032 | 33kV | Radial | None | Normal (N)
Eastern Hills | NAIRNE TEE - BRUKUNGA SD41300 | Normal Rating | MVA | 2029 | 6.5731 | 33kV | Radial | None | Normal (N)
Eastern Hills | URAIDLA - PICCADILLY TEE SD42100 | Normal Rating | MVA | 2029 | 20.291 | 33kV | Radial | None | Normal (N)
Eastern Hills | PICCADILLY TEE - PICCADILLY EOL SD42100 | Normal Rating | MVA | 2029 | 14.2894 | 33kV | Radial | None | Normal (N)
Eastern Hills | PICCADILLY TEE - ALDGATE TEE SD42100 | Normal Rating | MVA | 2029 | 20.291 | 33kV | Radial | None | Normal (N)
Eastern Hills | ALDGATE TEE - ALDGATE SD42100 | Normal Rating | MVA | 2029 | 13.032 | 33kV | Radial | None | Normal (N)
Eastern Hills | ANGAS CREEK - BIRDWOOD TEE SD38100 | Normal Rating | MVA | 2029 | 14.5752 | 33kV | Radial | None | Normal (N)
Eastern Hills | BIRDWOOD TEE - GUMERACHA RURAL SD38100 | Normal Rating | MVA | 2029 | 4.2297 | 33kV | Radial | None | Normal (N)
Eastern Hills | BIRDWOOD TEE - BIRDWOOD SD38100 | Normal Rating | MVA | 2029 | 7.1447 | 33kV | Radial | None | Normal (N)
Eastern Hills | BIRDWOOD - MOUNT PLEASANT TEE SD38100 | Normal Rating | MVA | 2029 | 4.2297 | 33kV | Radial | None | Normal (N)
Eastern Hills | MOUNT PLEASANT TEE - PALMER RURAL SD38100 | Normal Rating | MVA | 2029 | 4.2297 | 33kV | Radial | None | Normal (N)
Eastern Hills | MOUNT PLEASANT TEE - MOUNT PLEASANT SD38100 | Normal Rating | MVA | 2029 | 4.2297 | 33kV | Radial | None | Normal (N)
Eastern Hills | ANGAS CREEK - ANGAS CREEK TEE SD38200 | Normal Rating | MVA | 2029 | 20.291 | 33kV | Radial | None | Normal (N)
Eastern Hills | ANGAS CREEK TEE - LOBETHAL SD38200 | Normal Rating | MVA | 2029 | 20.1767 | 33kV | Radial | None | Normal (N)
Eastern Hills | LOBETHAL - WOODSIDE SD38200 | Normal Rating | MVA | 2029 | 7.0304 | 33kV | Radial | None | Normal (N)
Eastern Hills | ANGAS CREEK TEE - GUMERACHA WEIR SD38200 | Normal Rating | MVA | 2029 | 7.0304 | 33kV | Radial | None | Normal (N)
Eastern Hills | GUMERACHA WEIR - HOUGHTON SD38200 | Normal Rating | MVA | 2029 | 6.9732 | 33kV | Radial | None | Normal (N)
Eastern Hills | GUMERACHA WEIR - KERSBROOK SD38200 | Normal Rating | MVA | 2029 | 7.0304 | 33kV | Radial | None | Normal (N)
Eastern Hills | KERSBROOK - WILLIAMSTOWN SOUTH TEE SD38200 | Normal Rating | MVA | 2029 | 6.9732 | 33kV | Radial | None | Normal (N)
Eastern Hills | GUMERACHA WEIR - GUMERACHA RURAL SD38200 | Normal Rating | MVA | 2029 | 4.2297 | 33kV | Radial | None | Normal (N)
Eyre Peninsula | WHYALLA CENTRAL - WHYALLA CITY 1 SD56101 | Normal Rating | MVA | 2029 | 26.6355 | 33kV | Radial | None | Normal (N)
Eyre Peninsula | WHYALLA CENTRAL - WHYALLA CITY 2 SD56102 | Normal Rating | MVA | 2029 | 27.7786 | 33kV | Radial | None | Normal (N)
Eyre Peninsula | WHYALLA CENTRAL - WHYALLA STUART SD56201 | Normal Rating | MVA | 2029 | 27.7786 | 33kV | Radial | None | Normal (N)
Eyre Peninsula | WHYALLA CENTRAL - WHYALLA NORTH TEE SD56301 | Normal Rating | MVA | 2029 | 25.1494 | 33kV | Radial | None | Normal (N)
Eyre Peninsula | WHYALLA NORTH TEE - WHYALLA TERMINAL SD56301 | Normal Rating | MVA | 2029 | 21.3198 | 33kV | Radial | None | Normal (N)
Eyre Peninsula | WHYALLA NORTH TEE - WHYALLA SOLAR SD56301 | Normal Rating | MVA | 2029 | 25.1494 | 33kV | Radial | None | Normal (N)
Eyre Peninsula | WHYALLA SOLAR - WHYALLA NORTH SD56301 | Normal Rating | MVA | 2029 | 13.2034 | 33kV | Radial | None | Normal (N)
Eyre Peninsula | PORT LINCOLN TERMINAL - PORT LINCOLN CITY TEE PL32 | Normal Rating | MVA | 2029 | 20.5768 | 33kV | Radial | None | Normal (N)
Eyre Peninsula | PORT LINCOLN CITY TEE - PORT LINCOLN CITY PL32 | Normal Rating | MVA | 2029 | 20.5768 | 33kV | Radial | None | Normal (N)
Eyre Peninsula | PORT LINCOLN CITY TEE - PORT LINCOLN MARINA TEE PL32 | Normal Rating | MVA | 2029 | 20.5768 | 33kV | Radial | None | Normal (N)
Eyre Peninsula | PORT LINCOLN MARINA TEE - PORT LINCOLN DOCKS PL32 | Normal Rating | MVA | 2029 | 20.291 | 33kV | Radial | None | Normal (N)
Eyre Peninsula | PORT LINCOLN MARINA TEE - PORT LINCOLN MARINA PL32 | Normal Rating | MVA | 2029 | 25.1494 | 33kV | Radial | None | Normal (N)
Eyre Peninsula | PORT LINCOLN TERMINAL - PORT LINCOLN CITY SD61101 | Normal Rating | MVA | 2029 | 24.4898 | 33kV | Radial | None | Normal (N)
Eyre Peninsula | PORT LINCOLN TERMINAL - POONINDIE TEE PL34 | Normal Rating | MVA | 2029 | 20.4053 | 33kV | Radial | None | Normal (N)
Eyre Peninsula | POONINDIE TEE - POONINDIE PL34 | Normal Rating | MVA | 2029 | 15.4897 | 33kV | Radial | None | Normal (N)
Eyre Peninsula | POONINDIE - POINT BOSTON PL34 | Normal Rating | MVA | 2029 | 14.2894 | 33kV | Radial | None | Normal (N)
Eyre Peninsula | POONINDIE TEE - TOD RIVER PL34 | Normal Rating | MVA | 2029 | 20.4053 | 33kV | Radial | None | Normal (N)
Eyre Peninsula | TOD RIVER - CUMMINS CM36 | Normal Rating | MVA | 2029 | 5.1442 | 33kV | Radial | None | Normal (N)
Eyre Peninsula | TOD RIVER - TUMBY BAY CM35 | Normal Rating | MVA | 2029 | 5.1442 | 33kV | Radial | None | Normal (N)
Eyre Peninsula | PORT LINCOLN TERMINAL - ULEY SOUTH TEE PL33 | Normal Rating | MVA | 2029 | 23.1489 | 33kV | Radial | None | Normal (N)
Eyre Peninsula | ULEY SOUTH TEE - ULEY SOUTH PL33 | Normal Rating | MVA | 2029 | 5.2585 | 33kV | Radial | None | Normal (N)
Eyre Peninsula | ULEY SOUTH TEE - ULEY PL33 | Normal Rating | MVA | 2029 | 15.4897 | 33kV | Radial | None | Normal (N)
Eyre Peninsula | ULEY - COFFIN BAY PL33 | Normal Rating | MVA | 2029 | 3.9439 | 33kV | Radial | None | Normal (N)
Eyre Peninsula | CLEVE - COWELL SD53100 | Normal Rating | MVA | 2029 | 14.2894 | 33kV | Radial | None | Normal (N)
Eyre Peninsula | CLEVE - BOOTHBY SD55100 | Normal Rating | MVA | 2029 | 15.0325 | 33kV | Radial | None | Normal (N)
Eyre Peninsula | BOOTHBY - PUMPING STATION ROAD SD55100 | Normal Rating | MVA | 2029 | 14.2894 | 33kV | Radial | None | Normal (N)
Eyre Peninsula | PUMPING STATION ROAD - ARNO BAY SD55100 | Normal Rating | MVA | 2029 | 14.2894 | 33kV | Radial | None | Normal (N)
Mid North | BRINKWORTH - YACKA TEE SD33100 | Normal Rating | MVA | 2029 | 6.173 | 33kV | Radial | None | Normal (N)
Mid North | YACKA TEE - YACKA RURAL SD33100 | Normal Rating | MVA | 2029 | 5.1442 | 33kV | Radial | None | Normal (N)
Mid North | YACKA TEE - SPALDING TEE SD33100 | Normal Rating | MVA | 2029 | 5.1442 | 33kV | Radial | None | Normal (N)
Mid North | SPALDING TEE - GEORGETOWN SD33100 | Normal Rating | MVA | 2029 | 5.1442 | 33kV | Radial | None | Normal (N)
Mid North | GEORGETOWN - GLADSTONE SD33100 | Normal Rating | MVA | 2029 | 3.9439 | 33kV | Radial | None | Normal (N)
Mid North | SPALDING TEE - SPALDING SD33100 | Normal Rating | MVA | 2029 | 3.9439 | 33kV | Radial | None | Normal (N)
Mid North | BRINKWORTH - MERRITON SD33300 | Normal Rating | MVA | 2029 | 6.173 | 33kV | Radial | None | Normal (N)
Mid North | BRINKWORTH - BRINKWORTH TEE SD33200 | Normal Rating | MVA | 2029 | 6.173 | 33kV | Radial | None | Normal (N)
Mid North | BRINKWORTH TEE - YACKA RURAL SD33200 | Normal Rating | MVA | 2029 | 5.1442 | 33kV | Radial | None | Normal (N)
Mid North | BRINKWORTH TEE - BLYTH TOWNSHIP SD33200 | Normal Rating | MVA | 2029 | 5.1442 | 33kV | Radial | None | Normal (N)
Mid North | BLYTH TOWNSHIP - CLARE NORTH TEE SD33200 | Normal Rating | MVA | 2029 | 5.1442 | 33kV | Radial | None | Normal (N)
Mid North | BLYTH TOWNSHIP - BALAKLAVA TOWNSHIP SD33200 | Normal Rating | MVA | 2029 | 4.0582 | 33kV | Radial | None | Normal (N)
Mid North | WATERLOO DISTRIBUTION - RIVERTON TEE SD36400 | Normal Rating | MVA | 2029 | 6.173 | 33kV | Radial | N | Normal (N)
Mid North | RIVERTON TEE - AUBURN TEE SD36400 | Normal Rating | MVA | 2029 | 6.173 | 33kV | Radial | None | Normal (N)
Mid North | AUBURN TEE - AUBURN SD36400 | Normal Rating | MVA | 2029 | 6.173 | 33kV | Radial | None | Normal (N)
Mid North | RIVERTON TEE - RIVERTON SD36400 | Normal Rating | MVA | 2029 | 6.173 | 33kV | Radial | None | Normal (N)
Mid North | WATERLOO DISTRIBUTION - WATERLOO RURAL SD36201 | Normal Rating | MVA | 2029 | 7.0304 | 33kV | Radial | None | Normal (N)
Mid North | WATERLOO RURAL - ROBERTSTOWN SD36201 | Normal Rating | MVA | 2029 | 7.0304 | 33kV | Radial | None | Normal (N)
Mid North | WATERLOO DISTRIBUTION - PORTERS LAGOON SD36101 | Normal Rating | MVA | 2029 | 21.377 | 33kV | Radial | None | Normal (N)
Mid North | PORTERS LAGOON - HANSON SD36101 | Normal Rating | MVA | 2029 | 20.291 | 33kV | Radial | None | Normal (N)
Mid North | WATERLOO DISTRIBUTION - WATERLOO TOWN SD36300 | Normal Rating | MVA | 2029 | 20.291 | 33kV | Radial | None | Normal (N)
Mid North | WATERLOO TOWN - EUDUNDA TEE SD36300 | Normal Rating | MVA | 2029 | 7.0304 | 33kV | Radial | None | Normal (N)
Mid North | EUDUNDA TEE - EUDUNDA SD36300 | Normal Rating | MVA | 2029 | 5.1442 | 33kV | Radial | None | Normal (N)
Mid North | EUDUNDA TEE - KAPUNDA RURAL SD36300 | Normal Rating | MVA | 2029 | 7.0304 | 33kV | Radial | None | Normal (N)
Mid North | TEMPLERS - WASLEYS SD37402 | Normal Rating | MVA | 2029 | 13.032 | 33kV | Radial | None | Normal (N)
Mid North | WASLEYS - MALLALA SD37402 | Normal Rating | MVA | 2029 | 9.8311 | 33kV | Radial | None | Normal (N)
Mid North | TEMPLERS - HAMLEY BRIDGE SD37101 | Normal Rating | MVA | 2029 | 9.8311 | 33kV | Radial | None | Normal (N)
Mid North | HAMLEY BRIDGE - BALAKLAVA RURAL SD37102 | Normal Rating | MVA | 2029 | 5.1442 | 33kV | Radial | None | Normal (N)
Mid North | TEMPLERS - FREELING NORTH TEE SD37200 | Normal Rating | MVA | 2029 | 13.2606 | 33kV | Radial | None | Normal (N)
Mid North | FREELING NORTH TEE - KAPUNDA RURAL SD37200 | Normal Rating | MVA | 2029 | 7.0304 | 33kV | Radial | N | Normal (N)
Mid North | TEMPLERS - DAVEYSTON TOWNSHIP SD37301 | Normal Rating | MVA | 2029 | 21.377 | 33kV | Radial | None | Normal (N)
Mid North | TEMPLERS - GAWLER BELT TEE SD37501 | Normal Rating | MVA | 2029 | 20.1767 | 33kV | Radial | None | Normal (N)
Mid North | GAWLER BELT TEE - EVANSTON SD60101 | Normal Rating | MVA | 2029 | 6.5731 | 33kV | Radial | None | Normal (N)
Mid North | DORRIEN - NURIOOTPA TEE SD52100 | Normal Rating | MVA | 2029 | 20.291 | 33kV | Radial | N | Normal (N)
Mid North | NURIOOTPA TEE - NURIOOTPA SD52100 | Normal Rating | MVA | 2029 | 20.291 | 33kV | Radial | None | Normal (N)
Mid North | NURIOOTPA TEE - STOCKWELL SD52100 | Normal Rating | MVA | 2029 | 14.2894 | 33kV | Radial | None | Normal (N)
Mid North | DORRIEN - ANGASTON NO 1 SD52201 | Normal Rating | MVA | 2029 | 25.1494 | 33kV | Meshed | None | Normal (N)
Mid North | DORRIEN - ANGASTON NO 2 SD52202 | Normal Rating | MVA | 2029 | 25.1494 | 33kV | Meshed | None | Normal (N)
Mid North | DORRIEN - BAROSSA SOUTH SD52300 | Normal Rating | MVA | 2029 | 25.1494 | 33kV | Radial | None | Normal (N)
Mid North | BAROSSA SOUTH TEE - LYNDOCH TEE SD52300 | Normal Rating | MVA | 2029 | 26.6355 | 33kV | Radial | None | Normal (N)
Mid North | LYNDOCH TEE - LYNDOCH SD52300 | Normal Rating | MVA | 2029 | 15.0325 | 33kV | Radial | None | Normal (N)
Mid North | LYNDOCH TEE - SANDY CREEK TEE SD52300 | Normal Rating | MVA | 2029 | 3.9439 | 33kV | Radial | None | Normal (N)
Mid North | SANDY CREEK TEE - SANDY CREEK SD52300 | Normal Rating | MVA | 2029 | 3.9439 | 33kV | Radial | None | Normal (N)
Mid North | SANDY CREEK TEE - EVANSTON TEE SD52300 | Normal Rating | MVA | 2029 | 3.9439 | 33kV | Radial | None | Normal (N)
Mid North | LYNDOCH - WILLIAMSTOWN SD52300 | Normal Rating | MVA | 2029 | 8.1164 | 33kV | Radial | None | Normal (N)
Mid North | WILLIAMSTOWN - WILLIAMSTOWN SOUTH TEE SD52300 | Normal Rating | MVA | 2029 | 6.9732 | 33kV | Radial | None | Normal (N)
Mid North | WILLIAMSTOWN SOUTH TEE - WILLIAMSTOWN SOUTH SD52300 | Normal Rating | MVA | 2029 | 6.9732 | 33kV | Radial | None | Normal (N)
Mid North | WILLIAMSTOWN SOUTH TEE - ANGAS CREEK TIE SD52300 | Normal Rating | MVA | 2029 | 6.9732 | 33kV | Radial | None | Normal (N)
Mid North | CLARE NORTH - CLARE NO 1 SD57101 | Normal Rating | MVA | 2029 | 36.6381 | 33kV | Meshed | None | Normal (N)
Mid North | CLARE NORTH - CLARE NORTH TEE SD57102 | Normal Rating | MVA | 2029 | 36.6381 | 33kV | Meshed | None | Normal (N)
Mid North | CLARE NORTH TEE - CLARE NO 2 SD57102 | Normal Rating | MVA | 2029 | 36.6381 | 33kV | Meshed | None | Normal (N)
Mid North | CLARE - FARRELL FLAT SD57100 | Normal Rating | MVA | 2029 | 13.032 | 33kV | Radial | None | Normal (N)
Mid North | FARRELL FLAT - WATERLOO TIE SD57100 | Normal Rating | MVA | 2029 | 13.032 | 33kV | Radial | None | Normal (N)
Mid North | FARRELL FLAT - BURRA SD57100 | Normal Rating | MVA | 2029 | 3.9439 | 33kV | Radial | None | Normal (N)
Murraylands | MANNUM - PALMER TEE SD39200 | Normal Rating | MVA | 2029 | 4.2297 | 33kV | Radial | None | Normal (N)
Murraylands | PALMER TEE - MANNUM ROAD RANDELL ROAD INT SD39200 | Normal Rating | MVA | 2029 | 4.2297 | 33kV | Radial | None | Normal (N)
Murraylands | PALMER TEE - CAMBRAI TEE SD39200 | Normal Rating | MVA | 2029 | 4.2297 | 33kV | Radial | None | Normal (N)
Murraylands | CAMBRAI TEE - CAMBRAI SD39200 | Normal Rating | MVA | 2029 | 3.9439 | 33kV | Radial | None | Normal (N)
Murraylands | CAMBRAI TEE - PALMER RURAL SD39200 | Normal Rating | MVA | 2029 | 4.2297 | 33kV | Radial | None | Normal (N)
Murraylands | MANNUM - TEAL FLAT TEE SD39100 | Normal Rating | MVA | 2029 | 9.8311 | 33kV | Radial | None | Normal (N)
Murraylands | TEAL FLAT TEE - TEAL FLAT SD39100 | Normal Rating | MVA | 2029 | 5.1442 | 33kV | Radial | None | Normal (N)
Murraylands | TEAL FLAT TEE - SWAN REACH SD39100 | Normal Rating | MVA | 2029 | 5.1442 | 33kV | Radial | None | Normal (N)
Murraylands | MANNUM - CALOOTE TEE SD39300 | Normal Rating | MVA | 2029 | 13.775 | 33kV | Radial | None | Normal (N)
Murraylands | CALOOTE TEE - CALOOTE SD39300 | Normal Rating | MVA | 2029 | 6.5731 | 33kV | Radial | None | Normal (N)
Murraylands | CALOOTE TEE - MOBILONG TIE SD39300 | Normal Rating | MVA | 2029 | 6.5731 | 33kV | Radial | None | Normal (N)
Murraylands | MANNUM - MANNUM RURAL SD39300 | Normal Rating | MVA | 2029 | 13.0891 | 33kV | Radial | None | Normal (N)
Murraylands | MANNUM RURAL - MANNUM TOWN TEE SD39300 | Normal Rating | MVA | 2029 | 7.1447 | 33kV | Radial | None | Normal (N)
Murraylands | MANNUM TOWN TEE - MANNUM ROAD RANDELL ROAD INT SD39300 | Normal Rating | MVA | 2029 | 4.2297 | 33kV | Radial | None | Normal (N)
Murraylands | MANNUM TOWN TEE - PELLARING FLAT TEE SD39300 | Normal Rating | MVA | 2029 | 7.1447 | 33kV | Radial | None | Normal (N)
Murraylands | PELLARING FLAT TEE - MANNUM TOWN SD39300 | Normal Rating | MVA | 2029 | 6.173 | 33kV | Radial | None | Normal (N)
Murraylands | MOBILONG DISTRIBUTION - MOBILONG SD43100 | Normal Rating | MVA | 2029 | 59.3297 | 33kV | Radial | None | Normal (N)
Murraylands | MOBILONG - MOBILONG TEE SD43100 | Normal Rating | MVA | 2029 | 21.377 | 33kV | Radial | None | Normal (N)
Murraylands | MOBILONG TEE - MYPOLONGA TIE SD43100 | Normal Rating | MVA | 2029 | 21.377 | 33kV | Radial | None | Normal (N)
Murraylands | MOBILONG TEE - MURRAY BRIDGE NORTH TEE SD43100 | Normal Rating | MVA | 2029 | 21.377 | 33kV | Radial | None | Normal (N)
Murraylands | MURRAY BRIDGE NORTH TEE - MURRAY BRIDGE NORTH SD43100 | Normal Rating | MVA | 2029 | 21.377 | 33kV | Radial | None | Normal (N)
Murraylands | MURRAY BRIDGE NORTH TEE - MURRAY BRIDGE SOUTH TEE SD43100 | Normal Rating | MVA | 2029 | 21.377 | 33kV | Radial | None | Normal (N)
Murraylands | MURRAY BRIDGE SOUTH TEE - MURRAY BRIDGE SOUTH SD43100 | Normal Rating | MVA | 2029 | 21.377 | 33kV | Radial | None | Normal (N)
Murraylands | MURRAY BRIDGE SOUTH TEE - MURRAY BRIDGE TOWNSHIP SD43100 | Normal Rating | MVA | 2029 | 6.5731 | 33kV | Radial | None | Normal (N)
Murraylands | MOBILONG DISTRIBUTION - MOBILONG SD43200 | Normal Rating | MVA | 2029 | 54.9857 | 33kV | Radial | None | Normal (N)
Murraylands | MOBILONG - MONARTO TEE SD43200 | Normal Rating | MVA | 2029 | 54.9857 | 33kV | Radial | None | Normal (N)
Murraylands | MONARTO TEE - MURRAY BRIDGE NORTH SD43200 | Normal Rating | MVA | 2029 | 54.9857 | 33kV | Radial | None | Normal (N)
Murraylands | MONARTO TEE - MONARTO SOUTH TEE SD43200 | Normal Rating | MVA | 2029 | 20.4053 | 33kV | Radial | None | Normal (N)
Murraylands | MONARTO SOUTH TEE - MONARTO SOUTH SD43200 | Normal Rating | MVA | 2029 | 14.2894 | 33kV | Radial | None | Normal (N)
Murraylands | MONARTO SOUTH TEE - MONARTO CENTRAL SD43200 | Normal Rating | MVA | 2029 | 14.2894 | 33kV | Radial | None | Normal (N)
Murraylands | MOBILONG DISTRIBUTION - MOBILONG SD43300 | Normal Rating | MVA | 2029 | 21.377 | 33kV | Radial | None | Normal (N)
Murraylands | MOBILONG - PALLAMANA TEE SD43300 | Normal Rating | MVA | 2029 | 21.377 | 33kV | Radial | None | Normal (N)
Murraylands | PALLAMANA TEE - MYPOLONGA TEE SD43300 | Normal Rating | MVA | 2029 | 6.5731 | 33kV | Radial | None | Normal (N)
Murraylands | MYPOLONGA TEE - MYPOLONGA SD43300 | Normal Rating | MVA | 2029 | 6.5731 | 33kV | Radial | None | Normal (N)
Murraylands | MYPOLONGA - MYPOLONGA EOL SD43300 | Normal Rating | MVA | 2029 | 6.173 | 33kV | Radial | None | Normal (N)
Murraylands | MYPOLONGA TEE - CALOOTE TEE SD43300 | Normal Rating | MVA | 2029 | 6.5731 | 33kV | Radial | None | Normal (N)
Murraylands | TAILEM BEND - PUMP STATION TEE SD40101 | Normal Rating | MVA | 2029 | 21.377 | 33kV | Radial | None | Normal (N)
Murraylands | PUMP STATION TEE - TAILEM BEND RURAL SD40101 | Normal Rating | MVA | 2029 | 5.1442 | 33kV | Radial | None | Normal (N)
Murraylands | TAILEM BEND RURAL - TAILEM BEND EOL SD40101 | Normal Rating | MVA | 2029 | 5.1442 | 33kV | Radial | None | Normal (N)
Murraylands | PUMP STATION TEE - TAILEM BEND TOWN TEE SD40101 | Normal Rating | MVA | 2029 | 21.377 | 33kV | Radial | None | Normal (N)
Murraylands | TAILEM BEND TOWN TEE - TAILEM BEND TOWN SD40101 | Normal Rating | MVA | 2029 | 6.5731 | 33kV | Radial | None | Normal (N)
Murraylands | TAILEM BEND TOWN TEE - JERVOIS SD40101 | Normal Rating | MVA | 2029 | 21.377 | 33kV | Radial | None | Normal (N)
Murraylands | JERVOIS - JERVOIS FLAT 1 TEE SD40102 | Normal Rating | MVA | 2029 | 21.377 | 33kV | Radial | None | Normal (N)
Murraylands | JERVOIS FLAT 1 TEE - JERVOIS FLAT 2 TEE SD40102 | Normal Rating | MVA | 2029 | 21.377 | 33kV | Radial | None | Normal (N)
Murraylands | JERVOIS FLAT 2 TEE - WOODS POINT SD40102 | Normal Rating | MVA | 2029 | 21.377 | 33kV | Radial | None | Normal (N)
Murraylands | WOODS POINT - WHITE SANDS TEE SD40103 | Normal Rating | MVA | 2029 | 21.377 | 33kV | Radial | None | Normal (N)
Murraylands | WHITE SANDS TEE - WHITE SANDS SD40103 | Normal Rating | MVA | 2029 | 14.2894 | 33kV | Radial | None | Normal (N)
Murraylands | WHITE SANDS TEE - MURRAY BRIDGE TOWNSHIP SD40103 | Normal Rating | MVA | 2029 | 21.377 | 33kV | Radial | None | Normal (N)
Murraylands | TAILEM BEND - SUBSTATION ROAD TEE SD40200 | Normal Rating | MVA | 2029 | 15.7184 | 33kV | Radial | None | Normal (N)
Murraylands | SUBSTATION ROAD TEE - SUBSTATION ROAD SD40200 | Normal Rating | MVA | 2029 | 15.7184 | 33kV | Radial | None | Normal (N)
Murraylands | SUBSTATION ROAD TEE - MALLEE HWY SD40200 | Normal Rating | MVA | 2029 | 15.7184 | 33kV | Radial | None | Normal (N)
Murraylands | MALLEE HWY - MOORLANDS SWER SD40200 | Normal Rating | MVA | 2029 | 15.7184 | 33kV | Radial | None | Normal (N)
Murraylands | MALLEE HWY - ELWOMPLE SD40200 | Normal Rating | MVA | 2029 | 10.1169 | 33kV | Radial | None | Normal (N)
Murraylands | MOORLANDS SWER - COOMANDOOK SD40200 | Normal Rating | MVA | 2029 | 15.7184 | 33kV | Radial | None | Normal (N)
Murraylands | COOMANDOOK - COONALPYN SD40200 | Normal Rating | MVA | 2029 | 12.1746 | 33kV | Radial | None | Normal (N)
Murraylands | COONALPYN - BINNIES TEE SD40300 | Normal Rating | MVA | 2029 | 6.173 | 33kV | Radial | N | Normal (N)
Murraylands | BINNIES TEE - BINNIES SD40300 | Normal Rating | MVA | 2029 | 6.173 | 33kV | Radial | None | Normal (N)
Murraylands | BINNIES TEE - MENINGIE SD40300 | Normal Rating | MVA | 2029 | 6.173 | 33kV | Radial | None | Normal (N)
Murraylands | MENINGIE - CAMPBELL PARK TEE SD40400 | Normal Rating | MVA | 2029 | 6.173 | 33kV | Radial | None | Normal (N)
Murraylands | CAMPBELL PARK TEE - CAMPBELL PARK SD40400 | Normal Rating | MVA | 2029 | 6.173 | 33kV | Radial | None | Normal (N)
Murraylands | CAMPBELL PARK TEE - NARRUNG SD40400 | Normal Rating | MVA | 2029 | 6.173 | 33kV | Radial | None | Normal (N)
Murraylands | TAILEM BEND - SHERLOCK SD40501 | Normal Rating | MVA | 2029 | 13.775 | 33kV | Radial | None | Normal (N)
Murraylands | SHERLOCK - KAROONDA SD40502 | Normal Rating | MVA | 2029 | 3.9439 | 33kV | Radial | None | Normal (N)
Murraylands | SHERLOCK - GERANIUM SD40600 | Normal Rating | MVA | 2029 | 9.8311 | 33kV | Radial | N | Normal (N)
Murraylands | GERANIUM - LAMEROO SD40700 | Normal Rating | MVA | 2029 | 9.8311 | 33kV | Radial | N | Normal (N)
Murraylands | LAMEROO - LAMEROO RURAL SD40800 | Normal Rating | MVA | 2029 | 6.9161 | 33kV | Radial | N | Normal (N)
Murraylands | LAMEROO RURAL - PARILLA TEE SD40800 | Normal Rating | MVA | 2029 | 5.6586 | 33kV | Radial | N | Normal (N)
Murraylands | PARILLA TEE - PARILLA SD40800 | Normal Rating | MVA | 2029 | 4.8012 | 33kV | Radial | None | Normal (N)
Murraylands | PARILLA TEE - PINNAROO SD40800 | Normal Rating | MVA | 2029 | 3.9439 | 33kV | Radial | None | Normal (N)
Riverland | PARINGA - MURTHO LX21 | Normal Rating | MVA | 2029 | 15.0325 | 33kV | Radial | N | Normal (N)
Riverland | MURTHO - LINDSAY PT TEE LX21 | Normal Rating | MVA | 2029 | 10.7456 | 33kV | Radial | None | Normal (N)
Riverland | LINDSAY PT TEE - BORDER CLIFFS LX21 | Normal Rating | MVA | 2029 | 10.7456 | 33kV | Radial | None | Normal (N)
Riverland | LINDSAY PT TEE - VIC BORDER LX21 | Normal Rating | MVA | 2029 | 10.7456 | 33kV | Radial | None | Normal (N)
Riverland | SWAN REACH - SWAN REACH FILTRATION TEE SD39400 | Normal Rating | MVA | 2029 | 5.1442 | 33kV | Radial | None | Normal (N)
Riverland | SWAN REACH FILTRATION TEE - SWAN REACH TOWN SD39400 | Normal Rating | MVA | 2029 | 5.1442 | 33kV | Radial | None | Normal (N)
South East | KEITH - COONALPYN SD45101 | Normal Rating | MVA | 2029 | 5.1442 | 33kV | Radial | None | Normal (N)
South East | KEITH - PADTHAWAY SD45300 | Normal Rating | MVA | 2029 | 7.0876 | 33kV | Radial | None | Normal (N)
South East | KEITH - WIRREGA SD45201 | Normal Rating | MVA | 2029 | 13.032 | 33kV | Radial | N | Normal (N)
South East | WIRREGA - BORDERTOWN SD45202 | Normal Rating | MVA | 2029 | 13.032 | 33kV | Radial | N | Normal (N)
South East | SNUGGERY RURAL - MILLICENT SD49100 | Normal Rating | MVA | 2029 | 20.291 | 33kV | Radial | None | Normal (N)
South East | MILLICENT - SOUTH END TEE SD49100 | Normal Rating | MVA | 2029 | 12.8033 | 33kV | Radial | None | Normal (N)
South East | SOUTH END TEE - SOUTH END SD49100 | Normal Rating | MVA | 2029 | 12.8033 | 33kV | Radial | None | Normal (N)
South East | SOUTH END TEE - HATHERLEIGH TOWNSHIP TEE SD49100 | Normal Rating | MVA | 2029 | 12.8033 | 33kV | Radial | None | Normal (N)
South East | HATHERLEIGH TOWNSHIP TEE - HATHERLEIGH TOWNSHIP SD49100 | Normal Rating | MVA | 2029 | 5.1442 | 33kV | Radial | None | Normal (N)
South East | HATHERLEIGH TOWNSHIP TEE - HATHERLEIGH SD49100 | Normal Rating | MVA | 2029 | 12.8033 | 33kV | Radial | None | Normal (N)
South East | HATHERLEIGH - BEACHPORT TEE SD49200 | Normal Rating | MVA | 2029 | 9.8311 | 33kV | Radial | None | Normal (N)
South East | BEACHPORT TEE - BEACHPORT SD49200 | Normal Rating | MVA | 2029 | 3.9439 | 33kV | Radial | None | Normal (N)
South East | BEACHPORT TEE - ROBE SD49200 | Normal Rating | MVA | 2029 | 5.1442 | 33kV | Radial | N | Normal (N)
South East | SNUGGERY RURAL - MOUNT BURR SD49500 | Normal Rating | MVA | 2029 | 27.7786 | 33kV | Radial | None | Normal (N)
South East | MOUNT BURR - KALANGADOO TEE SD49500 | Normal Rating | MVA | 2029 | 6.173 | 33kV | Radial | None | Normal (N)
South East | KALANGADOO TEE - KALANGADOO SD49500 | Normal Rating | MVA | 2029 | 5.1442 | 33kV | Radial | None | Normal (N)
South East | KALANGADOO TEE - KALANGADOO RURAL SD49500 | Normal Rating | MVA | 2029 | 6.173 | 33kV | Radial | None | Normal (N)
South East | BLANCHE - MOUNT GAMBIER WEST SD48101 | Normal Rating | MVA | 2029 | 32.4084 | 33kV | Radial | None | Normal (N)
South East | BLUE LAKE TEE - MOUNT GAMBIER SD48104 | Normal Rating | MVA | 2029 | 6.173 | 33kV | Radial | None | Normal (N)
South East | BLANCHE - LAKESIDE TEE SD48100 | Normal Rating | MVA | 2029 | 55.5573 | 33kV | Radial | None | Normal (N)
South East | LAKESIDE TEE - GLENCOE TEE SD48100 | Normal Rating | MVA | 2029 | 17.4331 | 33kV | Radial | None | Normal (N)
South East | GLENCOE TEE - TANTANOOLA SD48100 | Normal Rating | MVA | 2029 | 7.0876 | 33kV | Radial | None | Normal (N)
South East | GLENCOE TEE - MOUNT GAMBIER SD48100 | Normal Rating | MVA | 2029 | 17.4331 | 33kV | Radial | None | Normal (N)
South East | BLANCHE - KONGORONG TEE SD48200 | Normal Rating | MVA | 2029 | 15.0325 | 33kV | Radial | None | Normal (N)
South East | KONGORONG TEE - KONGORONG SD48200 | Normal Rating | MVA | 2029 | 5.1442 | 33kV | Radial | None | Normal (N)
South East | KONGORONG TEE - MOUNT SCHANK SD48200 | Normal Rating | MVA | 2029 | 12.8033 | 33kV | Radial | None | Normal (N)
South East | MOUNT SCHANK - ALLENDALE EAST SD48200 | Normal Rating | MVA | 2029 | 5.1442 | 33kV | Radial | None | Normal (N)
South East | MOUNT GAMBIER - TARPEENA SOUTH TEE SD47101 | Normal Rating | MVA | 2029 | 17.4331 | 33kV | Radial | None | Normal (N)
South East | TARPEENA SOUTH TEE - MOUNT GAMBIER SD47101 | Normal Rating | MVA | 2029 | 7.0876 | 33kV | Radial | None | Normal (N)
South East | TARPEENA SOUTH TEE - TARPEENA SOUTH SD47101 | Normal Rating | MVA | 2029 | 17.4331 | 33kV | Radial | None | Normal (N)
South East | KINCRAIG - LUCINDALE SD46201 | Normal Rating | MVA | 2029 | 13.032 | 33kV | Radial | None | Normal (N)
South East | LUCINDALE - KINGSTON SE SD46201 | Normal Rating | MVA | 2029 | 5.1442 | 33kV | Radial | None | Normal (N)
South East | KINCRAIG - NARACOORTE SD46300 | Normal Rating | MVA | 2029 | 29.9506 | 33kV | Radial | None | Normal (N)
South East | NARACOORTE - NARACOORTE EAST TEE SD46100 | Normal Rating | MVA | 2029 | 7.0876 | 33kV | Radial | None | Normal (N)
South East | NARACOORTE EAST TEE - NARACOORTE EAST SD46100 | Normal Rating | MVA | 2029 | 7.0876 | 33kV | Radial | None | Normal (N)
South East | NARACOORTE EAST TEE - PADTHAWAY SD46100 | Normal Rating | MVA | 2029 | 7.0876 | 33kV | Radial | None | Normal (N)
South East | KINCRAIG - STRUAN RURAL SD46400 | Normal Rating | MVA | 2029 | 27.7786 | 33kV | Radial | None | Normal (N)
South East | STRUAN RURAL - GLENROY RURAL SD46400 | Normal Rating | MVA | 2029 | 27.7786 | 33kV | Radial | None | Normal (N)
South East | PENOLA WEST - PENOLA TEE SD58200 | Normal Rating | MVA | 2029 | 20.4053 | 33kV | Radial | None | Normal (N)
South East | PENOLA TEE - GLENROY RURAL SD58200 | Normal Rating | MVA | 2029 | 6.173 | 33kV | Radial | N | Normal (N)
South East | PENOLA WEST - PENOLA TEE SD58101 | Normal Rating | MVA | 2029 | 20.4053 | 33kV | Radial | None | Normal (N)
South East | PENOLA TEE - SAFRIES TEE SD58101 | Normal Rating | MVA | 2029 | 6.173 | 33kV | Radial | None | Normal (N)
South East | SAFRIES TEE - KALANGADOO NANGWARRY TEE SD58101 | Normal Rating | MVA | 2029 | 6.173 | 33kV | Radial | None | Normal (N)
South East | KALANGADOO NANGWARRY TEE - NANGWARRY TEE SD58101 | Normal Rating | MVA | 2029 | 6.173 | 33kV | Radial | None | Normal (N)
South East | NANGWARRY TEE - NANGWARRY SD58101 | Normal Rating | MVA | 2029 | 6.173 | 33kV | Radial | None | Normal (N)
South East | KALANGADOO NANGWARRY TEE - KALANGADOO RURAL SD58101 | Normal Rating | MVA | 2029 | 6.173 | 33kV | Radial | None | Normal (N)
South East | NANGWARRY TEE - MOUNT GAMBIER SD58101 | Normal Rating | MVA | 2029 | 6.173 | 33kV | Radial | None | Normal (N)
Metro South | WILLUNGA - MCLAREN VALE SD44400 | Normal Rating | MVA | 2029 | 10.5742 | 33kV | Radial | None | Normal (N)
Metro South | YANKALILLA - HAY FLAT SD44200 | Normal Rating | MVA | 2029 | 15.0325 | 33kV | Radial | None | Normal (N)
Metro South | HAY FLAT - RAPID BAY TEE SD44200 | Normal Rating | MVA | 2029 | 5.1442 | 33kV | Radial | None | Normal (N)
Metro South | RAPID BAY TEE - RAPID BAY SD44200 | Normal Rating | MVA | 2029 | 5.1442 | 33kV | Radial | None | Normal (N)
Metro South | RAPID BAY TEE - CAPE JERVIS SD44200 | Normal Rating | MVA | 2029 | 5.1442 | 33kV | Radial | None | Normal (N)
Metro South | CAPE JERVIS - CUTTLEFISH BAY SD44301 | Normal Rating | MVA | 2029 | 13.032 | 33kV | Radial | None | Normal (N)
Metro South | FISHERY BEACH BACKUP - CUTTLEFISH BAY BACKUP SD44301 | Normal Rating | MVA | 2029 | 10.0026 | 33kV | Radial | None | Normal (N)
Metro South | CUTTLEFISH BAY - PENNESHAW SD44301 | Normal Rating | MVA | 2029 | 13.032 | 33kV | Radial | None | Normal (N)
Metro South | PENNESHAW - AMERICAN RIVER SD44300 | Normal Rating | MVA | 2029 | 13.032 | 33kV | Radial | None | Normal (N)
Metro South | AMERICAN RIVER - KINGSCOTE TEE SD44300 | Normal Rating | MVA | 2029 | 6.173 | 33kV | Radial | N | Normal (N)
Metro South | KINGSCOTE TEE - MACGILLIVRAY SD44300 | Normal Rating | MVA | 2029 | 6.173 | 33kV | Radial | None | Normal (N)
Metro South | KINGSCOTE TEE - KINGSCOTE SD44300 | Normal Rating | MVA | 2029 | 6.173 | 33kV | Radial | None | Normal (N)
Upper North | DAVENPORT WEST - PORT AUGUSTA NO1 SD54101 | Normal Rating | MVA | 2029 | 20.1767 | 33kV | Meshed | None | Normal (N)
Upper North | DAVENPORT WEST - PORT AUGUSTA TEE SD54102 | Normal Rating | MVA | 2029 | 20.1767 | 33kV | Meshed | None | Normal (N)
Upper North | PORT AUGUSTA NO2 - PORT AUGUSTA TEE SD54102 | Normal Rating | MVA | 2029 | 23.3203 | 33kV | Meshed | None | Normal (N)
Upper North | PORT AUGUSTA TEE - PORT AUGUSTA WEST TEE SD54102 | Normal Rating | MVA | 2029 | 14.9753 | 33kV | Radial | None | Normal (N)
Upper North | PORT AUGUSTA WEST TEE - PORT AUGUSTA WEST SD54102 | Normal Rating | MVA | 2029 | 14.9753 | 33kV | Radial | None | Normal (N)
Upper North | PORT AUGUSTA WEST TEE - PANDURRA TEE SD54102 | Normal Rating | MVA | 2029 | 3.9439 | 33kV | Radial | None | Normal (N)
Upper North | PANDURRA TEE - BOOKALOO SD54102 | Normal Rating | MVA | 2029 | 3.9439 | 33kV | Radial | None | Normal (N)
Upper North | PANDURRA TEE - PANDURRA SD54102 | Normal Rating | MVA | 2029 | 3.9439 | 33kV | Radial | None | Normal (N)
Upper North | DAVENPORT WEST - AUGUSTA HWY SD54300 | Normal Rating | MVA | 2029 | 20.4053 | 33kV | Radial | None | Normal (N)
Upper North | AUGUSTA HWY - STIRLING NORTH SD54300 | Normal Rating | MVA | 2029 | 10.0026 | 33kV | Radial | None | Normal (N)
Upper North | STIRLING NORTH - QUORN SD54300 | Normal Rating | MVA | 2029 | 3.9439 | 33kV | Radial | None | Normal (N)
Upper North | DAVENPORT WEST - PT PATERSON SD54400 | Normal Rating | MVA | 2029 | 14.2894 | 33kV | Radial | None | Normal (N)
Upper North | BAROOTA - BAROOTA TOWN TEE SD31100 | Normal Rating | MVA | 2029 | 20.291 | 33kV | Radial | None | Normal (N)
Upper North | BAROOTA TOWN TEE - BAROOTA TOWN SD31100 | Normal Rating | MVA | 2029 | 10.7456 | 33kV | Radial | None | Normal (N)
Upper North | BAROOTA TOWN TEE - BAROOTA TEE SD31100 | Normal Rating | MVA | 2029 | 20.291 | 33kV | Radial | None | Normal (N)
Upper North | BAROOTA TEE - NAPPERBY BUNGAMA SD31100 | Normal Rating | MVA | 2029 | 5.1442 | 33kV | Radial | None | Normal (N)
Upper North | BAROOTA TEE - MURRAYTOWN SD31100 | Normal Rating | MVA | 2029 | 9.8311 | 33kV | Radial | None | Normal (N)
Upper North | MURRAYTOWN - WIRRABARA FOREST TEE SD31200 | Normal Rating | MVA | 2029 | 3.3723 | 33kV | Radial | None | Normal (N)
Upper North | WIRRABARA FOREST TEE - WIRRABARA FOREST SD31200 | Normal Rating | MVA | 2029 | 3.3723 | 33kV | Radial | None | Normal (N)
Upper North | WIRRABARA FOREST TEE - GLADSTONE SD31200 | Normal Rating | MVA | 2029 | 3.3723 | 33kV | Radial | None | Normal (N)
Upper North | MURRAYTOWN - ORROROO SD31300 | Normal Rating | MVA | 2029 | 3.9439 | 33kV | Radial | None | Normal (N)
Upper North | MURRAYTOWN - WILMINGTON SD31400 | Normal Rating | MVA | 2029 | 3.3723 | 33kV | Radial | None | Normal (N)
Upper North | BUNGAMA - PORT PIRIE SOUTH SD32101 | Normal Rating | MVA | 2029 | 20.1767 | 33kV | Meshed | None | Normal (N)
Upper North | PORT PIRIE SOUTH - PORT PIRIE SD32102 | Normal Rating | MVA | 2029 | 20.1767 | 33kV | Meshed | None | Normal (N)
Upper North | BUNGAMA - PORT PIRIE SD32103 | Normal Rating | MVA | 2029 | 20.1767 | 33kV | Meshed | None | Normal (N)
Upper North | BUNGAMA - HUGHES GAP SD32301 | Normal Rating | MVA | 2029 | 21.377 | 33kV | Radial | Reverse N | Normal (N)
Upper North | HUGHES GAP - CRYSTAL BROOK TEE SD32302 | Normal Rating | MVA | 2029 | 21.377 | 33kV | Radial | None | Normal (N)
Upper North | CRYSTAL BROOK TEE - GLADSTONE SD32302 | Normal Rating | MVA | 2029 | 16.0613 | 33kV | Radial | None | Normal (N)
Upper North | GLADSTONE - CALTOWIE TEE SD32200 | Normal Rating | MVA | 2029 | 13.2034 | 33kV | Radial | None | Normal (N)
Upper North | CALTOWIE TEE - CALTOWIE SD32200 | Normal Rating | MVA | 2029 | 13.2034 | 33kV | Radial | None | Normal (N)
Upper North | CALTOWIE TEE - PETERBOROUGH TEE SD32200 | Normal Rating | MVA | 2029 | 13.2034 | 33kV | Radial | None | Normal (N)
Upper North | PETERBOROUGH TEE - JAMESTOWN SD32200 | Normal Rating | MVA | 2029 | 6.6874 | 33kV | Radial | None | Normal (N)
Upper North | JAMESTOWN - TEROWIE TOWNSHIP SD32200 | Normal Rating | MVA | 2029 | 3.4866 | 33kV | Radial | None | Normal (N)
Upper North | PETERBOROUGH TEE - PETERBOROUGH SD32200 | Normal Rating | MVA | 2029 | 6.173 | 33kV | Radial | None | Normal (N)
Upper North | BUNGAMA - PORT BROUGHTON TEE SD32400 | Normal Rating | MVA | 2029 | 13.2034 | 33kV | Radial | Reverse N | Normal (N)
Upper North | PORT BROUGHTON TEE - PORT BROUGHTON SD32400 | Normal Rating | MVA | 2029 | 5.1442 | 33kV | Radial | None | Normal (N)
Upper North | PORT BROUGHTON TEE - BRINKWORTH TIE SD32400 | Normal Rating | MVA | 2029 | 3.9439 | 33kV | Radial | None | Normal (N)
Upper North | PORT BROUGHTON TEE - CRYSTAL BROOK TEE SD32400 | Normal Rating | MVA | 2029 | 3.9439 | 33kV | Radial | None | Normal (N)
Upper North | NEUROODLA - HAWKER SD59100 | Normal Rating | MVA | 2029 | 5.1442 | 33kV | Radial | None | Normal (N)
Yorke Peninsula | HUMMOCKS DISTRIBUTION - NINNES TEE SD34400 | Normal Rating | MVA | 2029 | 18.0618 | 33kV | Radial | None | Normal (N)
Yorke Peninsula | NINNES TEE - LOCHIEL SD34400 | Normal Rating | MVA | 2029 | 3.9439 | 33kV | Radial | None | Normal (N)
Yorke Peninsula | NINNES TEE - KAINTON TEE SD34400 | Normal Rating | MVA | 2029 | 18.0618 | 33kV | Radial | None | Normal (N)
Yorke Peninsula | KAINTON TEE - KAINTON SD34400 | Normal Rating | MVA | 2029 | 5.2585 | 33kV | Radial | None | Normal (N)
Yorke Peninsula | KAINTON TEE - PASKEVILLE SD34400 | Normal Rating | MVA | 2029 | 18.0618 | 33kV | Radial | None | Normal (N)
Yorke Peninsula | PASKEVILLE - KADINA EAST SD34405 | Normal Rating | MVA | 2029 | 6.5731 | 33kV | Radial | None | Normal (N)
Yorke Peninsula | HUMMOCKS DISTRIBUTION - PORT CLINTON SD34300 | Normal Rating | MVA | 2029 | 7.0304 | 33kV | Radial | None | Normal (N)
Yorke Peninsula | PORT CLINTON - ARDROSSAN SD34300 | Normal Rating | MVA | 2029 | 5.8872 | 33kV | Radial | None | Normal (N)
Yorke Peninsula | HUMMOCKS DISTRIBUTION - FEDERATION CORNER SD34201 | Normal Rating | MVA | 2029 | 17.1473 | 33kV | Radial | None | Normal (N)
Yorke Peninsula | FEDERATION CORNER - SWAMP ROAD SD34201 | Normal Rating | MVA | 2029 | 5.2585 | 33kV | Radial | None | Normal (N)
Yorke Peninsula | FEDERATION CORNER - PT WAKEFIELD TEE SD34201 | Normal Rating | MVA | 2029 | 17.1473 | 33kV | Radial | None | Normal (N)
Yorke Peninsula | PT WAKEFIELD TEE - SWAMP ROAD SD34201 | Normal Rating | MVA | 2029 | 14.7467 | 33kV | Radial | None | Normal (N)
Yorke Peninsula | SWAMP ROAD - PT WAKEFIELD FAR NORTH EAST SD34201 | Normal Rating | MVA | 2029 | 9.2024 | 33kV | Radial | None | Normal (N)
Yorke Peninsula | PT WAKEFIELD TEE - PT WAKEFIELD RURAL SD34201 | Normal Rating | MVA | 2029 | 17.1473 | 33kV | Radial | None | Normal (N)
Yorke Peninsula | PT WAKEFIELD RURAL - PT WAKEFIELD TOWN TEE SD34201 | Normal Rating | MVA | 2029 | 8.9166 | 33kV | Radial | None | Normal (N)
Yorke Peninsula | PT WAKEFIELD TOWN TEE - PT WAKEFIELD TOWN SD34201 | Normal Rating | MVA | 2029 | 8.9166 | 33kV | Radial | None | Normal (N)
Yorke Peninsula | PT WAKEFIELD TOWN TEE - PROOF RANGE SD34201 | Normal Rating | MVA | 2029 | 8.9166 | 33kV | Radial | None | Normal (N)
Yorke Peninsula | HUMMOCKS DISTRIBUTION - BOWMANS TEE SD34102 | Normal Rating | MVA | 2029 | 25.1494 | 33kV | Radial | None | Normal (N)
Yorke Peninsula | BOWMANS TEE - PT WAKEFIELD RURAL SD34102 | Normal Rating | MVA | 2029 | 15.0325 | 33kV | Radial | None | Normal (N)
Yorke Peninsula | BOWMANS TEE - SAINTS SD34102 | Normal Rating | MVA | 2029 | 9.8311 | 33kV | Radial | None | Normal (N)
Yorke Peninsula | SAINTS - BALAKLAVA SD34102 | Normal Rating | MVA | 2029 | 5.1442 | 33kV | Radial | None | Normal (N)
Yorke Peninsula | BALAKLAVA - BALAKLAVA RURAL SD34102 | Normal Rating | MVA | 2029 | 5.1442 | 33kV | Radial | None | Normal (N)
Yorke Peninsula | BALAKLAVA - BALAKLAVA TOWNSHIP SD34102 | Normal Rating | MVA | 2029 | 5.1442 | 33kV | Radial | None | Normal (N)
Yorke Peninsula | KADINA EAST DISTRIBUTION - KADINA SD51102 | Normal Rating | MVA | 2029 | 25.1494 | 33kV | Radial | None | Normal (N)
Yorke Peninsula | KADINA EAST DISTRIBUTION - MOONTA TEE SD51200 | Normal Rating | MVA | 2029 | 25.1494 | 33kV | Radial | None | Normal (N)
Yorke Peninsula | MOONTA TEE - KADINA SD51200 | Normal Rating | MVA | 2029 | 13.775 | 33kV | Radial | None | Normal (N)
Yorke Peninsula | MOONTA TEE - MOONTA SD51200 | Normal Rating | MVA | 2029 | 13.775 | 33kV | Radial | N | Normal (N)
Yorke Peninsula | KADINA EAST DISTRIBUTION - WALLAROO TEE SD51300 | Normal Rating | MVA | 2029 | 25.1494 | 33kV | Radial | None | Normal (N)
Yorke Peninsula | WALLAROO TEE - KADINA SD51300 | Normal Rating | MVA | 2029 | 26.6355 | 33kV | Radial | None | Normal (N)
Yorke Peninsula | WALLAROO TEE - WALLAROO SD51300 | Normal Rating | MVA | 2029 | 13.775 | 33kV | Radial | None | Normal (N)
Yorke Peninsula | ARDROSSAN WEST DISTRIBUTION - MAITLAND SD35100 | Normal Rating | MVA | 2029 | 9.8311 | 33kV | Radial | None | Normal (N)
Yorke Peninsula | ARDROSSAN WEST DISTRIBUTION - ARDROSSAN SD35201 | Normal Rating | MVA | 2029 | 5.1442 | 33kV | Radial | None | Normal (N)
Yorke Peninsula | ARDROSSAN WEST DISTRIBUTION - ARDROSSAN BHP SD35200 | Normal Rating | MVA | 2029 | 27.7786 | 33kV | Radial | None | Normal (N)
Yorke Peninsula | ARDROSSAN - ARDROSSAN BHP SD35200 | Normal Rating | MVA | 2029 | 7.0304 | 33kV | Radial | None | Normal (N)
Yorke Peninsula | ARDROSSAN BHP - PORT VINCENT SD35200 | Normal Rating | MVA | 2029 | 20.1767 | 33kV | Radial | None | Normal (N)
Yorke Peninsula | PORT VINCENT - MINLATON TEE SD35300 | Normal Rating | MVA | 2029 | 7.0304 | 33kV | Radial | None | Normal (N)
Yorke Peninsula | MINLATON TEE - CURRAMULKA TEE SD35300 | Normal Rating | MVA | 2029 | 5.2585 | 33kV | Radial | None | Normal (N)
Yorke Peninsula | CURRAMULKA TEE - CURRAMULKA SD35300 | Normal Rating | MVA | 2029 | 4.2297 | 33kV | Radial | None | Normal (N)
Yorke Peninsula | CURRAMULKA TEE - MINLATON SD35300 | Normal Rating | MVA | 2029 | 4.2297 | 33kV | Radial | None | Normal (N)
Yorke Peninsula | MINLATON TEE - PT VINCENT RURAL SD35300 | Normal Rating | MVA | 2029 | 7.0304 | 33kV | Radial | None | Normal (N)
Yorke Peninsula | DALRYMPLE - STANSBURY TEE SD35400 | Normal Rating | MVA | 2029 | 20.1767 | 33kV | Radial | None | Normal (N)
Yorke Peninsula | STANSBURY TEE - PORT GILES TEE SD35400 | Normal Rating | MVA | 2029 | 20.1767 | 33kV | Radial | None | Normal (N)
Yorke Peninsula | PORT GILES TEE - PORT GILES SD35400 | Normal Rating | MVA | 2029 | 10.0026 | 33kV | Radial | None | Normal (N)
Yorke Peninsula | STANSBURY TEE - STANSBURY SD35400 | Normal Rating | MVA | 2029 | 6.173 | 33kV | Radial | None | Normal (N)
Yorke Peninsula | STANSBURY - PT VINCENT RURAL SD35403 | Normal Rating | MVA | 2029 | 7.0304 | 33kV | Radial | None | Normal (N)
Yorke Peninsula | DALRYMPLE - WOOL BAY RURAL SD35500 | Normal Rating | MVA | 2029 | 20.4053 | 33kV | Radial | None | Normal (N)
Yorke Peninsula | WOOL BAY RURAL - WOOL BAY SD35500 | Normal Rating | MVA | 2029 | 9.8311 | 33kV | Radial | None | Normal (N)
Yorke Peninsula | WOOL BAY RURAL - PORT GILES TEE SD35500 | Normal Rating | MVA | 2029 | 10.1169 | 33kV | Radial | None | Normal (N)
Yorke Peninsula | WOOL BAY - EDITHBURGH TEE SD35500 | Normal Rating | MVA | 2029 | 9.8311 | 33kV | Radial | None | Normal (N)
Yorke Peninsula | EDITHBURGH TEE - YORKETOWN SD35500 | Normal Rating | MVA | 2029 | 9.8311 | 33kV | Radial | None | Normal (N)
Yorke Peninsula | YORKETOWN - MARION BAY SD35500 | Normal Rating | MVA | 2029 | 5.1442 | 33kV | Radial | None | Normal (N)
Yorke Peninsula | EDITHBURGH TEE - EDITHBURGH SD35500 | Normal Rating | MVA | 2029 | 9.8311 | 33kV | Radial | None | Normal (N)
Metro West | ADELAIDE BRIGHTON CEMENT - PORT ADELAIDE SD1529 | Emergency Rating | MVA | 2025 | 137 | 66kV | Meshed | None | Contingent (N-1)
Metro South | ALDINGA - WILLUNGA SD1674 | Emergency Rating | MVA | 2025 | 93 | 66kV | Meshed | None | Contingent (N-1)
Metro North | ANGLE VALE - ANGLE VALE TEE SD1506A | Emergency Rating | MVA | 2025 | 67 | 66kV | Meshed | None | Contingent (N-1)
Metro North | ANGLE VALE TEE - EVANSTON SD1506B | Emergency Rating | MVA | 2025 | 67 | 66kV | Meshed | None | Contingent (N-1)
Metro North | ANGLE VALE TEE - VIRGINIA TEE SD2033 | Emergency Rating | MVA | 2025 | 153 | 66kV | Radial | None | Contingent (N-1)
Metro West | ATHOL PARK - ATHOL PARK TEE SD1677A | Emergency Rating | MVA | 2025 | 53 | 66kV | Radial | None | Contingent (N-1)
Metro West | BLACKPOOL - FULHAM GARDENS SD1639 | Emergency Rating | MVA | 2025 | 142 | 66kV | Meshed | None | Contingent (N-1)
Metro North | BOLIVAR - ST KILDA SD2034 | Emergency Rating | MVA | 2025 | 60 | 66kV | Radial | None | Contingent (N-1)
Metro East | CAMPBELLTOWN - MAGILL SD1661 | Emergency Rating | MVA | 2025 | 142 | 66kV | Meshed | None | Contingent (N-1)
Metro West | CHELTENHAM - CROYDON PARK TEE SD1655A | Emergency Rating | MVA | 2025 | 128 | 66kV | Meshed | None | Contingent (N-1)
Metro South | CITY WEST - KESWICK SD2013 | Emergency Rating | MVA | 2025 | 350 | 66kV | Meshed | None | Contingent (N-1)
Metro East | CITY WEST - WHITMORE SQUARE SD2016 | Emergency Rating | MVA | 2025 | 350 | 66kV | Meshed | None | Contingent (N-1)
Metro East | COROMANDEL PLACE - WHITMORE SQUARE SD1681 | Emergency Rating | MVA | 2025 | 179 | 66kV | Meshed | None | Contingent (N-1)
Metro East | CROYDON - HINDLEY STREET TEE SD1659B | Emergency Rating | MVA | 2025 | 137 | 66kV | Meshed | None | Contingent (N-1)
Metro West | CROYDON - KILKENNY SD1523 | Emergency Rating | MVA | 2025 | 137 | 66kV | Meshed | None | Contingent (N-1)
Metro West | CROYDON PARK - CROYDON PARK TEE SD1655B | Emergency Rating | MVA | 2025 | 153 | 66kV | Meshed | None | Contingent (N-1)
Metro West | CROYDON PARK TEE - CROYDON SD1655C | Emergency Rating | MVA | 2025 | 144 | 66kV | Meshed | None | Contingent (N-1)
Metro North | DIREK - PARALOWIE SD2004 | Emergency Rating | MVA | 2025 | 142 | 66kV | Meshed | None | Contingent (N-1)
Metro East | DRY CREEK - KILBURN SOUTH TEE SD1658A | Emergency Rating | MVA | 2025 | 144 | 66kV | Meshed | None | Contingent (N-1)
Metro East | EAST TERRACE - COROMANDEL PLACE SD1680 | Emergency Rating | MVA | 2025 | 179 | 66kV | Meshed | None | Contingent (N-1)
Metro East | EAST TERRACE - NORTH ADELAIDE SD1560 | Emergency Rating | MVA | 2025 | 89 | 66kV | Meshed | None | Contingent (N-1)
Metro North | EDINBURGH - SALISBURY SD1688 | Emergency Rating | MVA | 2025 | 142 | 66kV | Meshed | None | Contingent (N-1)
Metro North | ELIZABETH DOWNS - PENFIELD SD1508 | Emergency Rating | MVA | 2025 | 137 | 66kV | Meshed | None | Contingent (N-1)
Metro North | ELIZABETH DOWNS - SMITHFIELD WEST SD1686 | Emergency Rating | MVA | 2025 | 92 | 66kV | Meshed | N-1 | Contingent (N-1)
Metro North | ELIZABETH HEIGHTS - ELIZABETH DOWNS SD1501 | Emergency Rating | MVA | 2025 | 109 | 66kV | Meshed | None | Contingent (N-1)
Metro North | ELIZABETH SOUTH - EDINBURGH SD1511 | Emergency Rating | MVA | 2025 | 142 | 66kV | Meshed | None | Contingent (N-1)
Metro West | FINDON - FINDON TEE SD1520A | Emergency Rating | MVA | 2025 | 153 | 66kV | Meshed | None | Contingent (N-1)
Metro West | FINDON TEE - FLINDERS PARK SD1520B | Emergency Rating | MVA | 2025 | 137 | 66kV | Meshed | None | Contingent (N-1)
Metro West | FLINDERS PARK - NEW RICHMOND SD1521 | Emergency Rating | MVA | 2025 | 70 | 66kV | Meshed | None | Contingent (N-1)
Metro West | FULHAM GARDENS - FINDON TEE SD1520C | Emergency Rating | MVA | 2025 | 144 | 66kV | Meshed | None | Contingent (N-1)
Metro West | FULHAM GARDENS - HENLEY SOUTH #1 SD1519 | Emergency Rating | MVA | 2025 | 67 | 66kV | Meshed | None | Contingent (N-1)
Metro West | FULHAM GARDENS - HENLEY SOUTH #2 SD1691 | Emergency Rating | MVA | 2025 | 67 | 66kV | Meshed | None | Contingent (N-1)
Metro South | GLENELG NORTH TEE - GLENELG NORTH SD1584A | Emergency Rating | MVA | 2025 | 74 | 66kV | Meshed | None | Contingent (N-1)
Metro South | GLENELG NORTH TEE - PLYMPTON SD1584B | Emergency Rating | MVA | 2025 | 142 | 66kV | Meshed | None | Contingent (N-1)
Metro East | GOLDEN GROVE - INGLE FARM SD1647 | Emergency Rating | MVA | 2025 | 142 | 66kV | Meshed | None | Contingent (N-1)
Metro South | HACKHAM - PORT NOARLUNGA SD1694A | Emergency Rating | MVA | 2025 | 142 | 66kV | Meshed | None | Contingent (N-1)
Metro South | HAPPY VALLEY - HV/SAW TEE SD1591A | Emergency Rating | MVA | 2025 | 144 | 66kV | Meshed | None | Contingent (N-1)
Metro South | HAPPY VALLEY - PANORAMA #1 SD1665 | Emergency Rating | MVA | 2025 | 137 | 66kV | Meshed | None | Contingent (N-1)
Metro South | HAPPY VALLEY - PANORAMA #2 SD1666 | Emergency Rating | MVA | 2025 | 142 | 66kV | Meshed | None | Contingent (N-1)
Metro South | HAPPY VALLEY - SEACOMBE #1 SD1566 | Emergency Rating | MVA | 2025 | 109 | 66kV | Meshed | None | Contingent (N-1)
Metro South | HAPPY VALLEY - SEACOMBE #2 SD1590 | Emergency Rating | MVA | 2025 | 119 | 66kV | Meshed | None | Contingent (N-1)
Metro East | HILLCREST - HOLDEN HILL SD1692 | Emergency Rating | MVA | 2025 | 142 | 66kV | Meshed | None | Contingent (N-1)
Metro East | HINDLEY STREET - WHITMORE SQUARE SD1664 | Emergency Rating | MVA | 2025 | 137 | 66kV | Meshed | None | Contingent (N-1)
Metro East | HINDLEY STREET TEE - HINDLEY STREET SD1659C | Emergency Rating | MVA | 2025 | 89 | 66kV | Meshed | None | Contingent (N-1)
Metro East | HOLDEN HILL - CAMPBELLTOWN SD1660 | Emergency Rating | MVA | 2025 | 137 | 66kV | Meshed | None | Contingent (N-1)
Metro East | HOLDEN HILL - HOPE VALLEY SD1554A | Emergency Rating | MVA | 2025 | 142 | 66kV | Meshed | None | Contingent (N-1)
Metro East | HOPE VALLEY - TEA TREE GULLY SD1554B | Emergency Rating | MVA | 2025 | 142 | 66kV | Meshed | None | Contingent (N-1)
Metro South | HV/SAW TEE - MORPHETT VALE EAST SD1591C | Emergency Rating | MVA | 2025 | 142 | 66kV | Meshed | None | Contingent (N-1)
Metro East | KENT TOWN - KENT TOWN TEE SD1690 | Emergency Rating | MVA | 2025 | 75 | 66kV | Meshed | None | Contingent (N-1)
Metro South | KESWICK - CLARENCE GARDENS SD1671 | Emergency Rating | MVA | 2025 | 52 | 66kV | Radial | None | Contingent (N-1)
Metro South | KESWICK - NEW RICHMOND TEE SD1670A | Emergency Rating | MVA | 2025 | 142 | 66kV | Meshed | N-1 | Contingent (N-1)
Metro South | KESWICK - WHITMORE SQUARE TEE SD1669A | Emergency Rating | MVA | 2025 | 142 | 66kV | Meshed | None | Contingent (N-1)
Metro West | KILBURN - CAVAN SD2014 | Emergency Rating | MVA | 2025 | 153 | 66kV | Meshed | None | Contingent (N-1)
Metro West | KILBURN - CROYDON PARK SD1531 | Emergency Rating | MVA | 2025 | 137 | 66kV | Meshed | None | Contingent (N-1)
Metro East | KILBURN SOUTH TEE - KILBURN SOUTH SD1658B | Emergency Rating | MVA | 2025 | 137 | 66kV | Radial | None | Contingent (N-1)
Metro East | KILBURN SOUTH TEE - PROSPECT SD1658C | Emergency Rating | MVA | 2025 | 137 | 66kV | Meshed | None | Contingent (N-1)
Metro West | KILKENNY - WOODVILLE SD1675 | Emergency Rating | MVA | 2025 | 137 | 66kV | Meshed | None | Contingent (N-1)
Metro South | KINGSWOOD - NORTH UNLEY SD1574 | Emergency Rating | MVA | 2025 | 109 | 66kV | Meshed | None | Contingent (N-1)
Metro West | LARGS NORTH - ADELAIDE BRIGHTON CEMENT SD1654 | Emergency Rating | MVA | 2025 | 137 | 66kV | Meshed | None | Contingent (N-1)
Metro West | LEFEVRE - BLACKPOOL SD1693 | Emergency Rating | MVA | 2025 | 153 | 66kV | Meshed | None | Contingent (N-1)
Metro South | LINDEN PARK - LINDEN PARK TEE SD1662A | Emergency Rating | MVA | 2025 | 49 | 66kV | Meshed | None | Contingent (N-1)
Metro South | LOWER MITCHAM - KINGSWOOD SD1563 | Emergency Rating | MVA | 2025 | 137 | 66kV | Meshed | None | Contingent (N-1)
Metro East | MAGILL - BURNSIDE SD1556 | Emergency Rating | MVA | 2025 | 55 | 66kV | Radial | None | Contingent (N-1)
Metro East | MAGILL - KENT TOWN TEE SD1663A | Emergency Rating | MVA | 2025 | 144 | 66kV | Meshed | None | Contingent (N-1)
Metro East | MAGILL - NORWOOD SD1543 | Emergency Rating | MVA | 2025 | 144 | 66kV | Meshed | None | Contingent (N-1)
Metro South | MAGILL - URAIDLA TEE SD1662B | Emergency Rating | MVA | 2025 | 109 | 66kV | Meshed | None | Contingent (N-1)
Metro East | MAGILL - WOODFORDE 2 SD1678 | Emergency Rating | MVA | 2025 | 137 | 66kV | Radial | None | Contingent (N-1)
Metro East | MAGILL - WOODFORDE 3 SD1679 | Emergency Rating | MVA | 2025 | 137 | 66kV | Radial | None | Contingent (N-1)
Metro South | MCLAREN FLAT - WILLUNGA SD1594A | Emergency Rating | MVA | 2025 | 92 | 66kV | Meshed | N-1 | Contingent (N-1)
Metro South | MORPHETT VALE EAST - CLARENDON SD1592 | Emergency Rating | MVA | 2025 | 15 | 66kV | Radial | None | Contingent (N-1)
Metro South | MORPHETT VALE EAST - HACKHAM SD1694B | Emergency Rating | MVA | 2025 | 142 | 66kV | Meshed | None | Contingent (N-1)
Metro South | MORPHETT VALE EAST - MCLAREN FLAT SD1594B | Emergency Rating | MVA | 2025 | 92 | 66kV | Meshed | N-1 | Contingent (N-1)
Metro South | MORPHETT VALE EAST - PORT STANVAC #1 SD1593 | Emergency Rating | MVA | 2025 | 144 | 66kV | Meshed | None | Contingent (N-1)
Metro South | MORPHETT VALE EAST - PORT STANVAC #2 SD2010 | Emergency Rating | MVA | 2025 | 142 | 66kV | Meshed | None | Contingent (N-1)
Metro South | MORPHETTVILLE - ASCOT PARK SD1586 | Emergency Rating | MVA | 2025 | 137 | 66kV | Meshed | None | Contingent (N-1)
Metro South | MORPHETTVILLE - GLENELG NORTH TEE SD1584C | Emergency Rating | MVA | 2025 | 109 | 66kV | Meshed | None | Contingent (N-1)
Metro South | MORPHETTVILLE - OAKLANDS SD1585 | Emergency Rating | MVA | 2025 | 131 | 66kV | Meshed | None | Contingent (N-1)
Metro North | MUNNO PARA - ELIZABETH DOWNS SD2023 | Emergency Rating | MVA | 2025 | 92 | 66kV | Meshed | None | Contingent (N-1)
Metro North | MUNNO PARA - EVANSTON SD1652 | Emergency Rating | MVA | 2025 | 91 | 66kV | Meshed | N-1 | Contingent (N-1)
Metro West | NEW OSBORNE - BLACKPOOL SD1518 | Emergency Rating | MVA | 2025 | 142 | 66kV | Meshed | None | Contingent (N-1)
Metro West | NEW OSBORNE - GLANVILLE SD1527 | Emergency Rating | MVA | 2025 | 144 | 66kV | Meshed | N-1 | Contingent (N-1)
Metro West | NEW OSBORNE - LARGS NORTH SD1653 | Emergency Rating | MVA | 2025 | 142 | 66kV | Meshed | None | Contingent (N-1)
Metro West | NEW OSBORNE - SMORGON STEEL RECYCLING SD1532A | Emergency Rating | MVA | 2025 | 144 | 66kV | Meshed | None | Contingent (N-1)
Metro West | NEW RICHMOND - THEBARTON SD1516 | Emergency Rating | MVA | 2025 | 137 | 66kV | Meshed | None | Contingent (N-1)
Metro South | NEW RICHMOND TEE - NEW RICHMOND SD1670B | Emergency Rating | MVA | 2025 | 137 | 66kV | Meshed | None | Contingent (N-1)
Metro South | NEW RICHMOND TEE - PLYMPTON SD1670C | Emergency Rating | MVA | 2025 | 144 | 66kV | Meshed | None | Contingent (N-1)
Metro South | NOARLUNGA CENTRE - PORT NOARLUNGA SD1668 | Emergency Rating | MVA | 2025 | 92 | 66kV | Meshed | None | Contingent (N-1)
Metro East | NORTH ADELAIDE - HINDLEY STREET TEE SD1659A | Emergency Rating | MVA | 2025 | 100 | 66kV | Meshed | None | Contingent (N-1)
Metro South | NORTH UNLEY - WHITMORE SQUARE TEE SD1669B | Emergency Rating | MVA | 2025 | 109 | 66kV | Meshed | N-1 | Contingent (N-1)
Metro East | NORTHFIELD - CLEARVIEW SD1549 | Emergency Rating | MVA | 2025 | 40 | 66kV | Radial | None | Contingent (N-1)
Metro East | NORTHFIELD - DRY CREEK SD1657 | Emergency Rating | MVA | 2025 | 142 | 66kV | Meshed | None | Contingent (N-1)
Metro East | NORTHFIELD - HARROW SD1535 | Emergency Rating | MVA | 2025 | 40 | 66kV | Radial | None | Contingent (N-1)
Metro East | NORTHFIELD - HILLCREST SD1534 | Emergency Rating | MVA | 2025 | 142 | 66kV | Meshed | None | Contingent (N-1)
Metro East | NORTHFIELD - HOLDEN HILL SD1539 | Emergency Rating | MVA | 2025 | 144 | 66kV | Meshed | None | Contingent (N-1)
Metro East | NORTHFIELD - INGLE FARM #1 SD1548 | Emergency Rating | MVA | 2025 | 139 | 66kV | Meshed | None | Contingent (N-1)
Metro East | NORTHFIELD - INGLE FARM #2 SD2019 | Emergency Rating | MVA | 2025 | 153 | 66kV | Meshed | None | Contingent (N-1)
Metro East | NORWOOD - EAST TERRACE SD1545 | Emergency Rating | MVA | 2025 | 100 | 66kV | Meshed | N-1 | Contingent (N-1)
Metro East | NORWOOD - KENT TOWN SD1559 | Emergency Rating | MVA | 2025 | 49 | 66kV | Meshed | None | Contingent (N-1)
Metro East | NORWOOD - LINDEN PARK SD1544 | Emergency Rating | MVA | 2025 | 65 | 66kV | Meshed | None | Contingent (N-1)
Metro South | PANORAMA - ASCOT PARK SD1587 | Emergency Rating | MVA | 2025 | 137 | 66kV | Meshed | None | Contingent (N-1)
Metro South | PANORAMA - BLACKWOOD SD1572 | Emergency Rating | MVA | 2025 | 40 | 66kV | Radial | None | Contingent (N-1)
Metro South | PANORAMA - CUDMORE PARK SD1573 | Emergency Rating | MVA | 2025 | 35 | 66kV | Radial | None | Contingent (N-1)
Metro South | PANORAMA - LINDEN PARK TEE SD1662C | Emergency Rating | MVA | 2025 | 137 | 66kV | Meshed | None | Contingent (N-1)
Metro South | PANORAMA - LOWER MITCHAM SD1562 | Emergency Rating | MVA | 2025 | 142 | 66kV | Meshed | None | Contingent (N-1)
Metro South | PANORAMA - TONSLEY EAST SD2035 | Emergency Rating | MVA | 2025 | 89 | 66kV | Meshed | None | Contingent (N-1)
Metro North | PARA - ELIZABETH HEIGHTS SD1504 | Emergency Rating | MVA | 2025 | 144 | 66kV | Meshed | None | Contingent (N-1)
Metro North | PARA - ELIZABETH SOUTH SD1503 | Emergency Rating | MVA | 2025 | 144 | 66kV | Meshed | None | Contingent (N-1)
Metro North | PARAFIELD GARDENS - CAVAN SD1687 | Emergency Rating | MVA | 2025 | 60 | 66kV | Meshed | None | Contingent (N-1)
Metro North | PARAFIELD GARDENS - SALISBURY SD1502 | Emergency Rating | MVA | 2025 | 142 | 66kV | Meshed | None | Contingent (N-1)
Metro North | PARAFIELD GARDENS WEST - BOLIVAR SD1683 | Emergency Rating | MVA | 2025 | 140 | 66kV | Radial | None | Contingent (N-1)
Metro North | PARAFIELD GARDENS WEST - PARAFIELD GARDENS SD1682 | Emergency Rating | MVA | 2025 | 142 | 66kV | Meshed | N-1 | Contingent (N-1)
Metro North | PARAFIELD GARDENS WEST - PARALOWIE SD1510 | Emergency Rating | MVA | 2025 | 142 | 66kV | Meshed | None | Contingent (N-1)
Metro North | PENFIELD - DIREK SD1685 | Emergency Rating | MVA | 2025 | 142 | 66kV | Meshed | None | Contingent (N-1)
Metro North | PENFIELD - ELIZABETH SOUTH SD1509 | Emergency Rating | MVA | 2025 | 137 | 66kV | Meshed | None | Contingent (N-1)
Metro South | PLYMPTON - GLENELG NORTH SD1583 | Emergency Rating | MVA | 2025 | 55 | 66kV | Meshed | None | Contingent (N-1)
Metro West | PORT ADELAIDE - CHELTENHAM SD1646 | Emergency Rating | MVA | 2025 | 131 | 66kV | Meshed | None | Contingent (N-1)
Metro West | PORT ADELAIDE NORTH - ATHOL PARK TEE SD1677B | Emergency Rating | MVA | 2025 | 144 | 66kV | Meshed | None | Contingent (N-1)
Metro South | PORT NOARLUNGA - SEAFORD SD1676A | Emergency Rating | MVA | 2025 | 93 | 66kV | Meshed | N-1 | Contingent (N-1)
Metro South | PORT STANVAC - LONSDALE SD1673 | Emergency Rating | MVA | 2025 | 153 | 66kV | Meshed | None | Contingent (N-1)
Metro South | PORT STANVAC - NOARLUNGA CENTRE SD1667 | Emergency Rating | MVA | 2025 | 144 | 66kV | Meshed | None | Contingent (N-1)
Metro East | PROSPECT - CROYDON SD2024 | Emergency Rating | MVA | 2025 | 137 | 66kV | Meshed | None | Contingent (N-1)
Metro West | QUEENSTOWN - GLANVILLE SD1526 | Emergency Rating | MVA | 2025 | 137 | 66kV | Meshed | None | Contingent (N-1)
Metro South | SEACOMBE - OAKLANDS SD1565 | Emergency Rating | MVA | 2025 | 137 | 66kV | Meshed | None | Contingent (N-1)
Metro South | SEACOMBE - SHEIDOW PARK SD1672 | Emergency Rating | MVA | 2025 | 153 | 66kV | Meshed | None | Contingent (N-1)
Metro South | SEAFORD - ALDINGA SD1676B | Emergency Rating | MVA | 2025 | 93 | 66kV | Meshed | N-1 | Contingent (N-1)
Metro South | SHEIDOW PARK - LONSDALE SD2009 | Emergency Rating | MVA | 2025 | 153 | 66kV | Meshed | None | Contingent (N-1)
Metro North | SMITHFIELD WEST - ANGLE VALE SD1650 | Emergency Rating | MVA | 2025 | 93 | 66kV | Meshed | None | Contingent (N-1)
Metro West | SMORGON STEEL RECYCLING - PORT ADELAIDE NORTH SD1532B | Emergency Rating | MVA | 2025 | 144 | 66kV | Meshed | None | Contingent (N-1)
Metro North | ST KILDA - VIRGINIA SD1684 | Emergency Rating | MVA | 2025 | 60 | 66kV | Radial | None | Contingent (N-1)
Metro East | TEA TREE GULLY - GOLDEN GROVE SD1638 | Emergency Rating | MVA | 2025 | 142 | 66kV | Meshed | None | Contingent (N-1)
Metro West | THEBARTON - CROYDON SD1522 | Emergency Rating | MVA | 2025 | 137 | 66kV | Meshed | None | Contingent (N-1)
Metro South | TONSLEY EAST - TONSLEY PARK SD1588 | Emergency Rating | MVA | 2025 | 137 | 66kV | Meshed | None | Contingent (N-1)
Metro South | TONSLEY PARK - SEACOMBE SD1564 | Emergency Rating | MVA | 2025 | 137 | 66kV | Meshed | None | Contingent (N-1)
Metro West | TORRENS ISLAND - ATHOL PARK TEE SD1677C | Emergency Rating | MVA | 2025 | 142 | 66kV | Meshed | None | Contingent (N-1)
Metro West | TORRENS ISLAND - KILBURN SD1656 | Emergency Rating | MVA | 2025 | 98 | 66kV | Meshed | None | Contingent (N-1)
Metro South | URAIDLA TEE - LINDEN PARK TEE SD1662D | Emergency Rating | MVA | 2025 | 144 | 66kV | Meshed | None | Contingent (N-1)
Metro North | VIRGINIA - VIRGINIA TEE SD2022A | Emergency Rating | MVA | 2025 | 153 | 66kV | Radial | None | Contingent (N-1)
Metro North | VIRGINIA TEE - TWO WELLS SD2022B | Emergency Rating | MVA | 2025 | 60 | 66kV | Radial | None | Contingent (N-1)
Metro East | WHITMORE SQUARE - KENT TOWN TEE SD1663B | Emergency Rating | MVA | 2025 | 90 | 66kV | Meshed | None | Contingent (N-1)
Metro East | WHITMORE SQUARE - WHITMORE SQUARE TEE SD1669C | Emergency Rating | MVA | 2025 | 77 | 66kV | Meshed | None | Contingent (N-1)
Metro West | WOODVILLE - FINDON SD1524 | Emergency Rating | MVA | 2025 | 137 | 66kV | Meshed | None | Contingent (N-1)
Metro West | WOODVILLE - QUEENSTOWN SD1525 | Emergency Rating | MVA | 2025 | 137 | 66kV | Meshed | None | Contingent (N-1)
Eastern Hills | MOUNT BARKER DISTRIBUTION - MOUNT BARKER SOUTH SD2012 | Emergency Rating | MVA | 2025 | 139.3504 | 66kV | Meshed | None | Contingent (N-1)
Eastern Hills | MOUNT BARKER DISTRIBUTION - BALHANNAH SD1598 | Emergency Rating | MVA | 2025 | 55.5573 | 66kV | Radial | None | Contingent (N-1)
Eastern Hills | BALHANNAH - URAIDLA SD1599 | Emergency Rating | MVA | 2025 | 40.3533 | 66kV | Radial | None | Contingent (N-1)
Eastern Hills | URAIDLA - MAGILL (METRO SOUTH TIE) SD1662E | Emergency Rating | MVA | 2025 | 49.6129 | 66kV | Radial | None | Contingent (N-1)
Eastern Hills | MOUNT BARKER DISTRIBUTION - HAHNDORF SD1596 | Emergency Rating | MVA | 2025 | 55.5573 | 66kV | Radial | None | Contingent (N-1)
Eastern Hills | MOUNT BARKER SOUTH - MEADOWS SD1597 | Emergency Rating | MVA | 2025 | 55.5573 | 66kV | Radial | None | Contingent (N-1)
Eastern Hills | MOUNT BARKER SOUTH - STRATHALBYN EAST TEE SD1601A | Emergency Rating | MVA | 2025 | 34.8662 | 66kV | Radial | None | Contingent (N-1)
Eastern Hills | STRATHALBYN EAST TEE - STRATHALBYN SD1601B | Emergency Rating | MVA | 2025 | 34.8662 | 66kV | Radial | None | Contingent (N-1)
Eastern Hills | STRATHALBYN - BELVIDERE SD1602 | Emergency Rating | MVA | 2025 | 13.1463 | 66kV | Radial | None | Contingent (N-1)
Eastern Hills | BELVIDERE - MILANG SD1603 | Emergency Rating | MVA | 2025 | 10.2884 | 66kV | Radial | None | Contingent (N-1)
Eastern Hills | BELVIDERE - LANGHORNE CREEK SD1604 | Emergency Rating | MVA | 2025 | 13.1463 | 66kV | Radial | None | Contingent (N-1)
Eyre Peninsula | YADNARIE - CLEVE SD1609 | Emergency Rating | MVA | 2025 | 10.2884 | 66kV | Radial | None | Contingent (N-1)
Eyre Peninsula | YADNARIE - RUDALL SD1610 | Emergency Rating | MVA | 2025 | 10.2884 | 66kV | Radial | None | Contingent (N-1)
Eyre Peninsula | RUDALL - DARKE PEAK SD1611 | Emergency Rating | MVA | 2025 | 10.2884 | 66kV | Radial | None | Contingent (N-1)
Eyre Peninsula | DARKE PEAK - CARALUE SD1612 | Emergency Rating | MVA | 2025 | 10.2884 | 66kV | Radial | None | Contingent (N-1)
Eyre Peninsula | RUDALL - LOCK SD1613 | Emergency Rating | MVA | 2025 | 10.2884 | 66kV | Radial | None | Contingent (N-1)
Eyre Peninsula | LOCK - POLDA SD1614 | Emergency Rating | MVA | 2025 | 10.2884 | 66kV | Radial | None | Contingent (N-1)
Eyre Peninsula | WUDINNA - POLDA SD1615 | Emergency Rating | MVA | 2025 | 10.2884 | 66kV | Radial | None | Contingent (N-1)
Eyre Peninsula | WUDINNA - MOORKITABIE SD1605 | Emergency Rating | MVA | 2025 | 53.271 | 66kV | Radial | None | Contingent (N-1)
Eyre Peninsula | MOORKITABIE - TARLTON SD1606 | Emergency Rating | MVA | 2025 | 53.271 | 66kV | Radial | None | Contingent (N-1)
Eyre Peninsula | TARLTON - STREAKY BAY SD1607 | Emergency Rating | MVA | 2025 | 30.9795 | 66kV | Radial | None | Contingent (N-1)
Eyre Peninsula | TARLTON - CEDUNA SD1608 | Emergency Rating | MVA | 2025 | 53.271 | 66kV | Radial | None | Contingent (N-1)
Riverland | NORTH WEST BEND - MORGAN TEE SD1616 | Emergency Rating | MVA | 2025 | 19.4336 | 66kV | Radial | None | Contingent (N-1)
Riverland | MORGAN TEE - CORDOLA SD1617 | Emergency Rating | MVA | 2025 | 19.6622 | 66kV | Radial | None | Contingent (N-1)
Riverland | CORDOLA - ROONKA SD1618 | Emergency Rating | MVA | 2025 | 19.6622 | 66kV | Radial | None | Contingent (N-1)
Riverland | ROONKA - PORTEE SD1619 | Emergency Rating | MVA | 2025 | 19.6622 | 66kV | Radial | None | Contingent (N-1)
Riverland | PORTEE - SWAN REACH SD1620 | Emergency Rating | MVA | 2025 | 10.2884 | 66kV | Radial | None | Contingent (N-1)
Riverland | NORTH WEST BEND - CADELL SD1622 | Emergency Rating | MVA | 2025 | 26.5212 | 66kV | Radial | None | Contingent (N-1)
Riverland | CADELL - QUALCO SD1623 | Emergency Rating | MVA | 2025 | 26.5212 | 66kV | Radial | None | Contingent (N-1)
Riverland | QUALCO - RAMCO SD1624 | Emergency Rating | MVA | 2025 | 26.5212 | 66kV | Radial | None | Contingent (N-1)
Riverland | RAMCO - WAIKERIE SD1625 | Emergency Rating | MVA | 2025 | 26.5212 | 66kV | Radial | None | Contingent (N-1)
Riverland | BERRI - GLOSSOP SD1626 | Emergency Rating | MVA | 2025 | 40.3533 | 66kV | Radial | None | Contingent (N-1)
Riverland | GLOSSOP - LOVEDAY SD1627 | Emergency Rating | MVA | 2025 | 26.5212 | 66kV | Radial | None | Contingent (N-1)
Riverland | LOVEDAY - WOOLPUNDA SD1628 | Emergency Rating | MVA | 2025 | 14.0608 | 66kV | Radial | None | Contingent (N-1)
Riverland | WOOLPUNDA - WAIKERIE SD1629 | Emergency Rating | MVA | 2025 | 14.0608 | 66kV | Radial | None | Contingent (N-1)
Riverland | BERRI - LOXTON SD1630 | Emergency Rating | MVA | 2025 | 44.0114 | 66kV | Radial | None | Contingent (N-1)
Riverland | LOXTON - PYAP SD1631 | Emergency Rating | MVA | 2025 | 14.0608 | 66kV | Radial | None | Contingent (N-1)
Riverland | BERRI - RENMARK SD1632 | Emergency Rating | MVA | 2025 | 42.7539 | 66kV | Radial | None | Contingent (N-1)
Riverland | RENMARK - PARINGA SD1633 | Emergency Rating | MVA | 2025 | 26.0639 | 66kV | Radial | None | Contingent (N-1)
Riverland | BERRI - LYRUP SD1634 | Emergency Rating | MVA | 2025 | 12.3461 | 66kV | Radial | None | Contingent (N-1)
Metro South | WILLUNGA - MYPONGA SD1568 | Emergency Rating | MVA | 2025 | 71.9044 | 66kV | Radial | None | Contingent (N-1)
Metro South | MYPONGA - YANKALILLA SD1569 | Emergency Rating | MVA | 2025 | 71.9044 | 66kV | Radial | None | Contingent (N-1)
Metro South | YANKALILLA - CAPE JERVIS SD1689 | Emergency Rating | MVA | 2025 | 60.5871 | 66kV | Radial | None | Contingent (N-1)
Metro South | WILLUNGA - SQUARE WATER HOLE SD1570 | Emergency Rating | MVA | 2025 | 71.9044 | 66kV | Radial | None | Contingent (N-1)
Metro South | SQUARE WATER HOLE - VICTOR HARBOR SD1595 | Emergency Rating | MVA | 2025 | 40.582 | 66kV | Radial | None | Contingent (N-1)
Metro South | SQUARE WATER HOLE - GOOLWA SD1571 | Emergency Rating | MVA | 2025 | 33.4944 | 66kV | Radial | None | Contingent (N-1)
Eastern Hills | BALHANNAH - WOODSIDE SD41100 | Emergency Rating | MVA | 2025 | 20.1767 | 33kV | Radial | None | Contingent (N-1)
Eastern Hills | BALHANNAH - VERDUN TEE SD41200 | Emergency Rating | MVA | 2025 | 21.377 | 33kV | Radial | None | Contingent (N-1)
Eastern Hills | VERDUN TEE - ALDGATE TEE SD41200 | Emergency Rating | MVA | 2025 | 20.291 | 33kV | Radial | None | Contingent (N-1)
Eastern Hills | VERDUN TEE - MYLOR SD41200 | Emergency Rating | MVA | 2025 | 3.3723 | 33kV | Radial | None | Contingent (N-1)
Eastern Hills | BALHANNAH - NAIRNE TEE SD41300 | Emergency Rating | MVA | 2025 | 13.032 | 33kV | Radial | None | Contingent (N-1)
Eastern Hills | NAIRNE TEE - NAIRNE SD41300 | Emergency Rating | MVA | 2025 | 13.032 | 33kV | Radial | None | Contingent (N-1)
Eastern Hills | NAIRNE TEE - BRUKUNGA SD41300 | Emergency Rating | MVA | 2025 | 6.5731 | 33kV | Radial | None | Contingent (N-1)
Eastern Hills | URAIDLA - PICCADILLY TEE SD42100 | Emergency Rating | MVA | 2025 | 20.291 | 33kV | Radial | None | Contingent (N-1)
Eastern Hills | PICCADILLY TEE - PICCADILLY EOL SD42100 | Emergency Rating | MVA | 2025 | 15.4326 | 33kV | Radial | None | Contingent (N-1)
Eastern Hills | PICCADILLY TEE - ALDGATE TEE SD42100 | Emergency Rating | MVA | 2025 | 20.291 | 33kV | Radial | None | Contingent (N-1)
Eastern Hills | ALDGATE TEE - ALDGATE SD42100 | Emergency Rating | MVA | 2025 | 13.032 | 33kV | Radial | None | Contingent (N-1)
Eastern Hills | ANGAS CREEK - BIRDWOOD TEE SD38100 | Emergency Rating | MVA | 2025 | 14.5752 | 33kV | Radial | None | Contingent (N-1)
Eastern Hills | BIRDWOOD TEE - GUMERACHA RURAL SD38100 | Emergency Rating | MVA | 2025 | 4.2297 | 33kV | Radial | None | Contingent (N-1)
Eastern Hills | BIRDWOOD TEE - BIRDWOOD SD38100 | Emergency Rating | MVA | 2025 | 7.1447 | 33kV | Radial | None | Contingent (N-1)
Eastern Hills | BIRDWOOD - MOUNT PLEASANT TEE SD38100 | Emergency Rating | MVA | 2025 | 4.2297 | 33kV | Radial | None | Contingent (N-1)
Eastern Hills | MOUNT PLEASANT TEE - PALMER RURAL SD38100 | Emergency Rating | MVA | 2025 | 4.2297 | 33kV | Radial | None | Contingent (N-1)
Eastern Hills | MOUNT PLEASANT TEE - MOUNT PLEASANT SD38100 | Emergency Rating | MVA | 2025 | 4.2297 | 33kV | Radial | None | Contingent (N-1)
Eastern Hills | ANGAS CREEK - ANGAS CREEK TEE SD38200 | Emergency Rating | MVA | 2025 | 20.291 | 33kV | Radial | None | Contingent (N-1)
Eastern Hills | ANGAS CREEK TEE - LOBETHAL SD38200 | Emergency Rating | MVA | 2025 | 20.1767 | 33kV | Radial | None | Contingent (N-1)
Eastern Hills | LOBETHAL - WOODSIDE SD38200 | Emergency Rating | MVA | 2025 | 7.0304 | 33kV | Radial | None | Contingent (N-1)
Eastern Hills | ANGAS CREEK TEE - GUMERACHA WEIR SD38200 | Emergency Rating | MVA | 2025 | 7.0304 | 33kV | Radial | None | Contingent (N-1)
Eastern Hills | GUMERACHA WEIR - HOUGHTON SD38200 | Emergency Rating | MVA | 2025 | 6.9732 | 33kV | Radial | None | Contingent (N-1)
Eastern Hills | GUMERACHA WEIR - KERSBROOK SD38200 | Emergency Rating | MVA | 2025 | 7.0304 | 33kV | Radial | None | Contingent (N-1)
Eastern Hills | KERSBROOK - WILLIAMSTOWN SOUTH TEE SD38200 | Emergency Rating | MVA | 2025 | 6.9732 | 33kV | Radial | None | Contingent (N-1)
Eastern Hills | GUMERACHA WEIR - GUMERACHA RURAL SD38200 | Emergency Rating | MVA | 2025 | 4.2297 | 33kV | Radial | None | Contingent (N-1)
Eyre Peninsula | WHYALLA CENTRAL - WHYALLA CITY 1 SD56101 | Emergency Rating | MVA | 2025 | 26.6355 | 33kV | Radial | None | Contingent (N-1)
Eyre Peninsula | WHYALLA CENTRAL - WHYALLA CITY 2 SD56102 | Emergency Rating | MVA | 2025 | 27.7786 | 33kV | Radial | None | Contingent (N-1)
Eyre Peninsula | WHYALLA CENTRAL - WHYALLA STUART SD56201 | Emergency Rating | MVA | 2025 | 27.7786 | 33kV | Radial | None | Contingent (N-1)
Eyre Peninsula | WHYALLA CENTRAL - WHYALLA NORTH TEE SD56301 | Emergency Rating | MVA | 2025 | 27.1499 | 33kV | Radial | None | Contingent (N-1)
Eyre Peninsula | WHYALLA NORTH TEE - WHYALLA TERMINAL SD56301 | Emergency Rating | MVA | 2025 | 25.1494 | 33kV | Radial | None | Contingent (N-1)
Eyre Peninsula | WHYALLA NORTH TEE - WHYALLA SOLAR SD56301 | Emergency Rating | MVA | 2025 | 26.6355 | 33kV | Radial | None | Contingent (N-1)
Eyre Peninsula | WHYALLA SOLAR - WHYALLA NORTH SD56301 | Emergency Rating | MVA | 2025 | 13.2034 | 33kV | Radial | None | Contingent (N-1)
Eyre Peninsula | PORT LINCOLN TERMINAL - PORT LINCOLN CITY TEE PL32 | Emergency Rating | MVA | 2025 | 20.5768 | 33kV | Radial | None | Contingent (N-1)
Eyre Peninsula | PORT LINCOLN CITY TEE - PORT LINCOLN CITY PL32 | Emergency Rating | MVA | 2025 | 20.5768 | 33kV | Radial | None | Contingent (N-1)
Eyre Peninsula | PORT LINCOLN CITY TEE - PORT LINCOLN MARINA TEE PL32 | Emergency Rating | MVA | 2025 | 20.5768 | 33kV | Radial | None | Contingent (N-1)
Eyre Peninsula | PORT LINCOLN MARINA TEE - PORT LINCOLN DOCKS PL32 | Emergency Rating | MVA | 2025 | 24.292 | 33kV | Radial | None | Contingent (N-1)
Eyre Peninsula | PORT LINCOLN MARINA TEE - PORT LINCOLN MARINA PL32 | Emergency Rating | MVA | 2025 | 27.1499 | 33kV | Radial | None | Contingent (N-1)
Eyre Peninsula | PORT LINCOLN TERMINAL - PORT LINCOLN CITY SD61101 | Emergency Rating | MVA | 2025 | 28.0496 | 33kV | Radial | None | Contingent (N-1)
Eyre Peninsula | PORT LINCOLN TERMINAL - POONINDIE TEE PL34 | Emergency Rating | MVA | 2025 | 20.4053 | 33kV | Radial | None | Contingent (N-1)
Eyre Peninsula | POONINDIE TEE - POONINDIE PL34 | Emergency Rating | MVA | 2025 | 15.4897 | 33kV | Radial | None | Contingent (N-1)
Eyre Peninsula | POONINDIE - POINT BOSTON PL34 | Emergency Rating | MVA | 2025 | 15.4326 | 33kV | Radial | None | Contingent (N-1)
Eyre Peninsula | POONINDIE TEE - TOD RIVER PL34 | Emergency Rating | MVA | 2025 | 20.4053 | 33kV | Radial | None | Contingent (N-1)
Eyre Peninsula | TOD RIVER - CUMMINS CM36 | Emergency Rating | MVA | 2025 | 5.1442 | 33kV | Radial | None | Contingent (N-1)
Eyre Peninsula | TOD RIVER - TUMBY BAY CM35 | Emergency Rating | MVA | 2025 | 5.1442 | 33kV | Radial | None | Contingent (N-1)
Eyre Peninsula | PORT LINCOLN TERMINAL - ULEY SOUTH TEE PL33 | Emergency Rating | MVA | 2025 | 23.1489 | 33kV | Radial | None | Contingent (N-1)
Eyre Peninsula | ULEY SOUTH TEE - ULEY SOUTH PL33 | Emergency Rating | MVA | 2025 | 5.2585 | 33kV | Radial | None | Contingent (N-1)
Eyre Peninsula | ULEY SOUTH TEE - ULEY PL33 | Emergency Rating | MVA | 2025 | 15.4897 | 33kV | Radial | None | Contingent (N-1)
Eyre Peninsula | ULEY - COFFIN BAY PL33 | Emergency Rating | MVA | 2025 | 3.9439 | 33kV | Radial | None | Contingent (N-1)
Eyre Peninsula | CLEVE - COWELL SD53100 | Emergency Rating | MVA | 2025 | 15.4326 | 33kV | Radial | None | Contingent (N-1)
Eyre Peninsula | CLEVE - BOOTHBY SD55100 | Emergency Rating | MVA | 2025 | 15.0325 | 33kV | Radial | None | Contingent (N-1)
Eyre Peninsula | BOOTHBY - PUMPING STATION ROAD SD55100 | Emergency Rating | MVA | 2025 | 15.0325 | 33kV | Radial | None | Contingent (N-1)
Eyre Peninsula | PUMPING STATION ROAD - ARNO BAY SD55100 | Emergency Rating | MVA | 2025 | 15.0325 | 33kV | Radial | None | Contingent (N-1)
Mid North | BRINKWORTH - YACKA TEE SD33100 | Emergency Rating | MVA | 2025 | 6.173 | 33kV | Radial | None | Contingent (N-1)
Mid North | YACKA TEE - YACKA RURAL SD33100 | Emergency Rating | MVA | 2025 | 5.1442 | 33kV | Radial | None | Contingent (N-1)
Mid North | YACKA TEE - SPALDING TEE SD33100 | Emergency Rating | MVA | 2025 | 5.1442 | 33kV | Radial | None | Contingent (N-1)
Mid North | SPALDING TEE - GEORGETOWN SD33100 | Emergency Rating | MVA | 2025 | 5.1442 | 33kV | Radial | None | Contingent (N-1)
Mid North | GEORGETOWN - GLADSTONE SD33100 | Emergency Rating | MVA | 2025 | 3.9439 | 33kV | Radial | None | Contingent (N-1)
Mid North | SPALDING TEE - SPALDING SD33100 | Emergency Rating | MVA | 2025 | 3.9439 | 33kV | Radial | None | Contingent (N-1)
Mid North | BRINKWORTH - MERRITON SD33300 | Emergency Rating | MVA | 2025 | 6.173 | 33kV | Radial | None | Contingent (N-1)
Mid North | BRINKWORTH - BRINKWORTH TEE SD33200 | Emergency Rating | MVA | 2025 | 6.173 | 33kV | Radial | None | Contingent (N-1)
Mid North | BRINKWORTH TEE - YACKA RURAL SD33200 | Emergency Rating | MVA | 2025 | 5.1442 | 33kV | Radial | None | Contingent (N-1)
Mid North | BRINKWORTH TEE - BLYTH TOWNSHIP SD33200 | Emergency Rating | MVA | 2025 | 5.1442 | 33kV | Radial | None | Contingent (N-1)
Mid North | BLYTH TOWNSHIP - CLARE NORTH TEE SD33200 | Emergency Rating | MVA | 2025 | 5.1442 | 33kV | Radial | None | Contingent (N-1)
Mid North | BLYTH TOWNSHIP - BALAKLAVA TOWNSHIP SD33200 | Emergency Rating | MVA | 2025 | 4.0582 | 33kV | Radial | None | Contingent (N-1)
Mid North | WATERLOO DISTRIBUTION - RIVERTON TEE SD36400 | Emergency Rating | MVA | 2025 | 6.173 | 33kV | Radial | N | Contingent (N-1)
Mid North | RIVERTON TEE - AUBURN TEE SD36400 | Emergency Rating | MVA | 2025 | 6.173 | 33kV | Radial | None | Contingent (N-1)
Mid North | AUBURN TEE - AUBURN SD36400 | Emergency Rating | MVA | 2025 | 6.173 | 33kV | Radial | None | Contingent (N-1)
Mid North | RIVERTON TEE - RIVERTON SD36400 | Emergency Rating | MVA | 2025 | 6.173 | 33kV | Radial | None | Contingent (N-1)
Mid North | WATERLOO DISTRIBUTION - WATERLOO RURAL SD36201 | Emergency Rating | MVA | 2025 | 7.0304 | 33kV | Radial | None | Contingent (N-1)
Mid North | WATERLOO RURAL - ROBERTSTOWN SD36201 | Emergency Rating | MVA | 2025 | 7.0304 | 33kV | Radial | None | Contingent (N-1)
Mid North | WATERLOO DISTRIBUTION - PORTERS LAGOON SD36101 | Emergency Rating | MVA | 2025 | 21.377 | 33kV | Radial | None | Contingent (N-1)
Mid North | PORTERS LAGOON - HANSON SD36101 | Emergency Rating | MVA | 2025 | 20.291 | 33kV | Radial | None | Contingent (N-1)
Mid North | WATERLOO DISTRIBUTION - WATERLOO TOWN SD36300 | Emergency Rating | MVA | 2025 | 20.291 | 33kV | Radial | None | Contingent (N-1)
Mid North | WATERLOO TOWN - EUDUNDA TEE SD36300 | Emergency Rating | MVA | 2025 | 7.0304 | 33kV | Radial | None | Contingent (N-1)
Mid North | EUDUNDA TEE - EUDUNDA SD36300 | Emergency Rating | MVA | 2025 | 5.1442 | 33kV | Radial | None | Contingent (N-1)
Mid North | EUDUNDA TEE - KAPUNDA RURAL SD36300 | Emergency Rating | MVA | 2025 | 7.0304 | 33kV | Radial | None | Contingent (N-1)
Mid North | TEMPLERS - WASLEYS SD37402 | Emergency Rating | MVA | 2025 | 13.032 | 33kV | Radial | None | Contingent (N-1)
Mid North | WASLEYS - MALLALA SD37402 | Emergency Rating | MVA | 2025 | 9.8311 | 33kV | Radial | None | Contingent (N-1)
Mid North | TEMPLERS - HAMLEY BRIDGE SD37101 | Emergency Rating | MVA | 2025 | 9.8311 | 33kV | Radial | None | Contingent (N-1)
Mid North | HAMLEY BRIDGE - BALAKLAVA RURAL SD37102 | Emergency Rating | MVA | 2025 | 5.1442 | 33kV | Radial | None | Contingent (N-1)
Mid North | TEMPLERS - FREELING NORTH TEE SD37200 | Emergency Rating | MVA | 2025 | 13.2606 | 33kV | Radial | None | Contingent (N-1)
Mid North | FREELING NORTH TEE - KAPUNDA RURAL SD37200 | Emergency Rating | MVA | 2025 | 7.0304 | 33kV | Radial | N | Contingent (N-1)
Mid North | TEMPLERS - DAVEYSTON TOWNSHIP SD37301 | Emergency Rating | MVA | 2025 | 21.377 | 33kV | Radial | None | Contingent (N-1)
Mid North | TEMPLERS - GAWLER BELT TEE SD37501 | Emergency Rating | MVA | 2025 | 20.1767 | 33kV | Radial | None | Contingent (N-1)
Mid North | GAWLER BELT TEE - EVANSTON SD60101 | Emergency Rating | MVA | 2025 | 6.5731 | 33kV | Radial | None | Contingent (N-1)
Mid North | DORRIEN - NURIOOTPA TEE SD52100 | Emergency Rating | MVA | 2025 | 20.291 | 33kV | Radial | N | Contingent (N-1)
Mid North | NURIOOTPA TEE - NURIOOTPA SD52100 | Emergency Rating | MVA | 2025 | 20.291 | 33kV | Radial | None | Contingent (N-1)
Mid North | NURIOOTPA TEE - STOCKWELL SD52100 | Emergency Rating | MVA | 2025 | 15.4326 | 33kV | Radial | None | Contingent (N-1)
Mid North | DORRIEN - ANGASTON NO 1 SD52201 | Emergency Rating | MVA | 2025 | 27.1499 | 33kV | Meshed | None | Contingent (N-1)
Mid North | DORRIEN - ANGASTON NO 2 SD52202 | Emergency Rating | MVA | 2025 | 27.1499 | 33kV | Meshed | None | Contingent (N-1)
Mid North | DORRIEN - BAROSSA SOUTH SD52300 | Emergency Rating | MVA | 2025 | 26.6355 | 33kV | Radial | None | Contingent (N-1)
Mid North | BAROSSA SOUTH TEE - LYNDOCH TEE SD52300 | Emergency Rating | MVA | 2025 | 26.6355 | 33kV | Radial | None | Contingent (N-1)
Mid North | LYNDOCH TEE - LYNDOCH SD52300 | Emergency Rating | MVA | 2025 | 15.0325 | 33kV | Radial | None | Contingent (N-1)
Mid North | LYNDOCH TEE - SANDY CREEK TEE SD52300 | Emergency Rating | MVA | 2025 | 3.9439 | 33kV | Radial | None | Contingent (N-1)
Mid North | SANDY CREEK TEE - SANDY CREEK SD52300 | Emergency Rating | MVA | 2025 | 3.9439 | 33kV | Radial | None | Contingent (N-1)
Mid North | SANDY CREEK TEE - EVANSTON TEE SD52300 | Emergency Rating | MVA | 2025 | 3.9439 | 33kV | Radial | None | Contingent (N-1)
Mid North | LYNDOCH - WILLIAMSTOWN SD52300 | Emergency Rating | MVA | 2025 | 8.1164 | 33kV | Radial | None | Contingent (N-1)
Mid North | WILLIAMSTOWN - WILLIAMSTOWN SOUTH TEE SD52300 | Emergency Rating | MVA | 2025 | 6.9732 | 33kV | Radial | None | Contingent (N-1)
Mid North | WILLIAMSTOWN SOUTH TEE - WILLIAMSTOWN SOUTH SD52300 | Emergency Rating | MVA | 2025 | 6.9732 | 33kV | Radial | None | Contingent (N-1)
Mid North | WILLIAMSTOWN SOUTH TEE - ANGAS CREEK TIE SD52300 | Emergency Rating | MVA | 2025 | 6.9732 | 33kV | Radial | None | Contingent (N-1)
Mid North | CLARE NORTH - CLARE NO 1 SD57101 | Emergency Rating | MVA | 2025 | 45.8976 | 33kV | Meshed | None | Contingent (N-1)
Mid North | CLARE NORTH - CLARE NORTH TEE SD57102 | Emergency Rating | MVA | 2025 | 45.8976 | 33kV | Meshed | None | Contingent (N-1)
Mid North | CLARE NORTH TEE - CLARE NO 2 SD57102 | Emergency Rating | MVA | 2025 | 45.8976 | 33kV | Meshed | None | Contingent (N-1)
Mid North | CLARE - FARRELL FLAT SD57100 | Emergency Rating | MVA | 2025 | 13.032 | 33kV | Radial | None | Contingent (N-1)
Mid North | FARRELL FLAT - WATERLOO TIE SD57100 | Emergency Rating | MVA | 2025 | 13.032 | 33kV | Radial | None | Contingent (N-1)
Mid North | FARRELL FLAT - BURRA SD57100 | Emergency Rating | MVA | 2025 | 3.9439 | 33kV | Radial | None | Contingent (N-1)
Murraylands | MANNUM - PALMER TEE SD39200 | Emergency Rating | MVA | 2025 | 4.2297 | 33kV | Radial | None | Contingent (N-1)
Murraylands | PALMER TEE - MANNUM ROAD RANDELL ROAD INT SD39200 | Emergency Rating | MVA | 2025 | 4.2297 | 33kV | Radial | None | Contingent (N-1)
Murraylands | PALMER TEE - CAMBRAI TEE SD39200 | Emergency Rating | MVA | 2025 | 4.2297 | 33kV | Radial | None | Contingent (N-1)
Murraylands | CAMBRAI TEE - CAMBRAI SD39200 | Emergency Rating | MVA | 2025 | 3.9439 | 33kV | Radial | None | Contingent (N-1)
Murraylands | CAMBRAI TEE - PALMER RURAL SD39200 | Emergency Rating | MVA | 2025 | 4.2297 | 33kV | Radial | None | Contingent (N-1)
Murraylands | MANNUM - TEAL FLAT TEE SD39100 | Emergency Rating | MVA | 2025 | 9.8311 | 33kV | Radial | None | Contingent (N-1)
Murraylands | TEAL FLAT TEE - TEAL FLAT SD39100 | Emergency Rating | MVA | 2025 | 5.1442 | 33kV | Radial | None | Contingent (N-1)
Murraylands | TEAL FLAT TEE - SWAN REACH SD39100 | Emergency Rating | MVA | 2025 | 5.1442 | 33kV | Radial | None | Contingent (N-1)
Murraylands | MANNUM - CALOOTE TEE SD39300 | Emergency Rating | MVA | 2025 | 13.775 | 33kV | Radial | None | Contingent (N-1)
Murraylands | CALOOTE TEE - CALOOTE SD39300 | Emergency Rating | MVA | 2025 | 6.5731 | 33kV | Radial | None | Contingent (N-1)
Murraylands | CALOOTE TEE - MOBILONG TIE SD39300 | Emergency Rating | MVA | 2025 | 6.5731 | 33kV | Radial | None | Contingent (N-1)
Murraylands | MANNUM - MANNUM RURAL SD39300 | Emergency Rating | MVA | 2025 | 13.0891 | 33kV | Radial | None | Contingent (N-1)
Murraylands | MANNUM RURAL - MANNUM TOWN TEE SD39300 | Emergency Rating | MVA | 2025 | 7.1447 | 33kV | Radial | None | Contingent (N-1)
Murraylands | MANNUM TOWN TEE - MANNUM ROAD RANDELL ROAD INT SD39300 | Emergency Rating | MVA | 2025 | 4.2297 | 33kV | Radial | None | Contingent (N-1)
Murraylands | MANNUM TOWN TEE - PELLARING FLAT TEE SD39300 | Emergency Rating | MVA | 2025 | 7.1447 | 33kV | Radial | None | Contingent (N-1)
Murraylands | PELLARING FLAT TEE - MANNUM TOWN SD39300 | Emergency Rating | MVA | 2025 | 6.173 | 33kV | Radial | None | Contingent (N-1)
Murraylands | MOBILONG DISTRIBUTION - MOBILONG SD43100 | Emergency Rating | MVA | 2025 | 59.3297 | 33kV | Radial | None | Contingent (N-1)
Murraylands | MOBILONG - MOBILONG TEE SD43100 | Emergency Rating | MVA | 2025 | 21.377 | 33kV | Radial | None | Contingent (N-1)
Murraylands | MOBILONG TEE - MYPOLONGA TIE SD43100 | Emergency Rating | MVA | 2025 | 21.377 | 33kV | Radial | None | Contingent (N-1)
Murraylands | MOBILONG TEE - MURRAY BRIDGE NORTH TEE SD43100 | Emergency Rating | MVA | 2025 | 21.377 | 33kV | Radial | None | Contingent (N-1)
Murraylands | MURRAY BRIDGE NORTH TEE - MURRAY BRIDGE NORTH SD43100 | Emergency Rating | MVA | 2025 | 21.377 | 33kV | Radial | None | Contingent (N-1)
Murraylands | MURRAY BRIDGE NORTH TEE - MURRAY BRIDGE SOUTH TEE SD43100 | Emergency Rating | MVA | 2025 | 21.377 | 33kV | Radial | None | Contingent (N-1)
Murraylands | MURRAY BRIDGE SOUTH TEE - MURRAY BRIDGE SOUTH SD43100 | Emergency Rating | MVA | 2025 | 21.377 | 33kV | Radial | None | Contingent (N-1)
Murraylands | MURRAY BRIDGE SOUTH TEE - MURRAY BRIDGE TOWNSHIP SD43100 | Emergency Rating | MVA | 2025 | 6.5731 | 33kV | Radial | None | Contingent (N-1)
Murraylands | MOBILONG DISTRIBUTION - MOBILONG SD43200 | Emergency Rating | MVA | 2025 | 54.9857 | 33kV | Radial | None | Contingent (N-1)
Murraylands | MOBILONG - MONARTO TEE SD43200 | Emergency Rating | MVA | 2025 | 54.9857 | 33kV | Radial | None | Contingent (N-1)
Murraylands | MONARTO TEE - MURRAY BRIDGE NORTH SD43200 | Emergency Rating | MVA | 2025 | 54.9857 | 33kV | Radial | None | Contingent (N-1)
Murraylands | MONARTO TEE - MONARTO SOUTH TEE SD43200 | Emergency Rating | MVA | 2025 | 20.4053 | 33kV | Radial | None | Contingent (N-1)
Murraylands | MONARTO SOUTH TEE - MONARTO SOUTH SD43200 | Emergency Rating | MVA | 2025 | 15.4326 | 33kV | Radial | None | Contingent (N-1)
Murraylands | MONARTO SOUTH TEE - MONARTO CENTRAL SD43200 | Emergency Rating | MVA | 2025 | 15.4326 | 33kV | Radial | None | Contingent (N-1)
Murraylands | MOBILONG DISTRIBUTION - MOBILONG SD43300 | Emergency Rating | MVA | 2025 | 21.377 | 33kV | Radial | None | Contingent (N-1)
Murraylands | MOBILONG - PALLAMANA TEE SD43300 | Emergency Rating | MVA | 2025 | 21.377 | 33kV | Radial | None | Contingent (N-1)
Murraylands | PALLAMANA TEE - MYPOLONGA TEE SD43300 | Emergency Rating | MVA | 2025 | 6.5731 | 33kV | Radial | None | Contingent (N-1)
Murraylands | MYPOLONGA TEE - MYPOLONGA SD43300 | Emergency Rating | MVA | 2025 | 6.5731 | 33kV | Radial | None | Contingent (N-1)
Murraylands | MYPOLONGA - MYPOLONGA EOL SD43300 | Emergency Rating | MVA | 2025 | 6.173 | 33kV | Radial | None | Contingent (N-1)
Murraylands | MYPOLONGA TEE - CALOOTE TEE SD43300 | Emergency Rating | MVA | 2025 | 6.5731 | 33kV | Radial | None | Contingent (N-1)
Murraylands | TAILEM BEND - PUMP STATION TEE SD40101 | Emergency Rating | MVA | 2025 | 21.377 | 33kV | Radial | None | Contingent (N-1)
Murraylands | PUMP STATION TEE - TAILEM BEND RURAL SD40101 | Emergency Rating | MVA | 2025 | 5.1442 | 33kV | Radial | None | Contingent (N-1)
Murraylands | TAILEM BEND RURAL - TAILEM BEND EOL SD40101 | Emergency Rating | MVA | 2025 | 5.1442 | 33kV | Radial | None | Contingent (N-1)
Murraylands | PUMP STATION TEE - TAILEM BEND TOWN TEE SD40101 | Emergency Rating | MVA | 2025 | 21.377 | 33kV | Radial | None | Contingent (N-1)
Murraylands | TAILEM BEND TOWN TEE - TAILEM BEND TOWN SD40101 | Emergency Rating | MVA | 2025 | 6.5731 | 33kV | Radial | None | Contingent (N-1)
Murraylands | TAILEM BEND TOWN TEE - JERVOIS SD40101 | Emergency Rating | MVA | 2025 | 21.377 | 33kV | Radial | None | Contingent (N-1)
Murraylands | JERVOIS - JERVOIS FLAT 1 TEE SD40102 | Emergency Rating | MVA | 2025 | 21.377 | 33kV | Radial | None | Contingent (N-1)
Murraylands | JERVOIS FLAT 1 TEE - JERVOIS FLAT 2 TEE SD40102 | Emergency Rating | MVA | 2025 | 21.377 | 33kV | Radial | None | Contingent (N-1)
Murraylands | JERVOIS FLAT 2 TEE - WOODS POINT SD40102 | Emergency Rating | MVA | 2025 | 21.377 | 33kV | Radial | None | Contingent (N-1)
Murraylands | WOODS POINT - WHITE SANDS TEE SD40103 | Emergency Rating | MVA | 2025 | 21.377 | 33kV | Radial | None | Contingent (N-1)
Murraylands | WHITE SANDS TEE - WHITE SANDS SD40103 | Emergency Rating | MVA | 2025 | 15.4326 | 33kV | Radial | None | Contingent (N-1)
Murraylands | WHITE SANDS TEE - MURRAY BRIDGE TOWNSHIP SD40103 | Emergency Rating | MVA | 2025 | 21.377 | 33kV | Radial | None | Contingent (N-1)
Murraylands | TAILEM BEND - SUBSTATION ROAD TEE SD40200 | Emergency Rating | MVA | 2025 | 15.7184 | 33kV | Radial | None | Contingent (N-1)
Murraylands | SUBSTATION ROAD TEE - SUBSTATION ROAD SD40200 | Emergency Rating | MVA | 2025 | 15.7184 | 33kV | Radial | None | Contingent (N-1)
Murraylands | SUBSTATION ROAD TEE - MALLEE HWY SD40200 | Emergency Rating | MVA | 2025 | 15.7184 | 33kV | Radial | None | Contingent (N-1)
Murraylands | MALLEE HWY - MOORLANDS SWER SD40200 | Emergency Rating | MVA | 2025 | 15.7184 | 33kV | Radial | None | Contingent (N-1)
Murraylands | MALLEE HWY - ELWOMPLE SD40200 | Emergency Rating | MVA | 2025 | 10.1169 | 33kV | Radial | None | Contingent (N-1)
Murraylands | MOORLANDS SWER - COOMANDOOK SD40200 | Emergency Rating | MVA | 2025 | 15.7184 | 33kV | Radial | None | Contingent (N-1)
Murraylands | COOMANDOOK - COONALPYN SD40200 | Emergency Rating | MVA | 2025 | 12.1746 | 33kV | Radial | None | Contingent (N-1)
Murraylands | COONALPYN - BINNIES TEE SD40300 | Emergency Rating | MVA | 2025 | 6.173 | 33kV | Radial | N | Contingent (N-1)
Murraylands | BINNIES TEE - BINNIES SD40300 | Emergency Rating | MVA | 2025 | 6.173 | 33kV | Radial | None | Contingent (N-1)
Murraylands | BINNIES TEE - MENINGIE SD40300 | Emergency Rating | MVA | 2025 | 6.173 | 33kV | Radial | None | Contingent (N-1)
Murraylands | MENINGIE - CAMPBELL PARK TEE SD40400 | Emergency Rating | MVA | 2025 | 6.173 | 33kV | Radial | None | Contingent (N-1)
Murraylands | CAMPBELL PARK TEE - CAMPBELL PARK SD40400 | Emergency Rating | MVA | 2025 | 6.173 | 33kV | Radial | None | Contingent (N-1)
Murraylands | CAMPBELL PARK TEE - NARRUNG SD40400 | Emergency Rating | MVA | 2025 | 6.173 | 33kV | Radial | None | Contingent (N-1)
Murraylands | TAILEM BEND - SHERLOCK SD40501 | Emergency Rating | MVA | 2025 | 13.775 | 33kV | Radial | None | Contingent (N-1)
Murraylands | SHERLOCK - KAROONDA SD40502 | Emergency Rating | MVA | 2025 | 3.9439 | 33kV | Radial | None | Contingent (N-1)
Murraylands | SHERLOCK - GERANIUM SD40600 | Emergency Rating | MVA | 2025 | 9.8311 | 33kV | Radial | N | Contingent (N-1)
Murraylands | GERANIUM - LAMEROO SD40700 | Emergency Rating | MVA | 2025 | 9.8311 | 33kV | Radial | N | Contingent (N-1)
Murraylands | LAMEROO - LAMEROO RURAL SD40800 | Emergency Rating | MVA | 2025 | 6.9161 | 33kV | Radial | N | Contingent (N-1)
Murraylands | LAMEROO RURAL - PARILLA TEE SD40800 | Emergency Rating | MVA | 2025 | 5.6586 | 33kV | Radial | N | Contingent (N-1)
Murraylands | PARILLA TEE - PARILLA SD40800 | Emergency Rating | MVA | 2025 | 4.8012 | 33kV | Radial | None | Contingent (N-1)
Murraylands | PARILLA TEE - PINNAROO SD40800 | Emergency Rating | MVA | 2025 | 3.9439 | 33kV | Radial | None | Contingent (N-1)
Riverland | PARINGA - MURTHO LX21 | Emergency Rating | MVA | 2025 | 15.0325 | 33kV | Radial | N | Contingent (N-1)
Riverland | MURTHO - LINDSAY PT TEE LX21 | Emergency Rating | MVA | 2025 | 10.7456 | 33kV | Radial | None | Contingent (N-1)
Riverland | LINDSAY PT TEE - BORDER CLIFFS LX21 | Emergency Rating | MVA | 2025 | 10.7456 | 33kV | Radial | None | Contingent (N-1)
Riverland | LINDSAY PT TEE - VIC BORDER LX21 | Emergency Rating | MVA | 2025 | 10.7456 | 33kV | Radial | None | Contingent (N-1)
Riverland | SWAN REACH - SWAN REACH FILTRATION TEE SD39400 | Emergency Rating | MVA | 2025 | 5.1442 | 33kV | Radial | None | Contingent (N-1)
Riverland | SWAN REACH FILTRATION TEE - SWAN REACH TOWN SD39400 | Emergency Rating | MVA | 2025 | 5.1442 | 33kV | Radial | None | Contingent (N-1)
South East | KEITH - COONALPYN SD45101 | Emergency Rating | MVA | 2025 | 5.1442 | 33kV | Radial | None | Contingent (N-1)
South East | KEITH - PADTHAWAY SD45300 | Emergency Rating | MVA | 2025 | 7.0876 | 33kV | Radial | None | Contingent (N-1)
South East | KEITH - WIRREGA SD45201 | Emergency Rating | MVA | 2025 | 13.032 | 33kV | Radial | N | Contingent (N-1)
South East | WIRREGA - BORDERTOWN SD45202 | Emergency Rating | MVA | 2025 | 13.032 | 33kV | Radial | N | Contingent (N-1)
South East | SNUGGERY RURAL - MILLICENT SD49100 | Emergency Rating | MVA | 2025 | 20.291 | 33kV | Radial | None | Contingent (N-1)
South East | MILLICENT - SOUTH END TEE SD49100 | Emergency Rating | MVA | 2025 | 12.8033 | 33kV | Radial | None | Contingent (N-1)
South East | SOUTH END TEE - SOUTH END SD49100 | Emergency Rating | MVA | 2025 | 12.8033 | 33kV | Radial | None | Contingent (N-1)
South East | SOUTH END TEE - HATHERLEIGH TOWNSHIP TEE SD49100 | Emergency Rating | MVA | 2025 | 12.8033 | 33kV | Radial | None | Contingent (N-1)
South East | HATHERLEIGH TOWNSHIP TEE - HATHERLEIGH TOWNSHIP SD49100 | Emergency Rating | MVA | 2025 | 5.1442 | 33kV | Radial | None | Contingent (N-1)
South East | HATHERLEIGH TOWNSHIP TEE - HATHERLEIGH SD49100 | Emergency Rating | MVA | 2025 | 12.8033 | 33kV | Radial | None | Contingent (N-1)
South East | HATHERLEIGH - BEACHPORT TEE SD49200 | Emergency Rating | MVA | 2025 | 9.8311 | 33kV | Radial | None | Contingent (N-1)
South East | BEACHPORT TEE - BEACHPORT SD49200 | Emergency Rating | MVA | 2025 | 3.9439 | 33kV | Radial | None | Contingent (N-1)
South East | BEACHPORT TEE - ROBE SD49200 | Emergency Rating | MVA | 2025 | 5.1442 | 33kV | Radial | N | Contingent (N-1)
South East | SNUGGERY RURAL - MOUNT BURR SD49500 | Emergency Rating | MVA | 2025 | 27.7786 | 33kV | Radial | None | Contingent (N-1)
South East | MOUNT BURR - KALANGADOO TEE SD49500 | Emergency Rating | MVA | 2025 | 6.173 | 33kV | Radial | None | Contingent (N-1)
South East | KALANGADOO TEE - KALANGADOO SD49500 | Emergency Rating | MVA | 2025 | 5.1442 | 33kV | Radial | None | Contingent (N-1)
South East | KALANGADOO TEE - KALANGADOO RURAL SD49500 | Emergency Rating | MVA | 2025 | 6.173 | 33kV | Radial | None | Contingent (N-1)
South East | BLANCHE - MOUNT GAMBIER WEST SD48101 | Emergency Rating | MVA | 2025 | 32.4084 | 33kV | Radial | None | Contingent (N-1)
South East | BLUE LAKE TEE - MOUNT GAMBIER SD48104 | Emergency Rating | MVA | 2025 | 6.173 | 33kV | Radial | None | Contingent (N-1)
South East | BLANCHE - LAKESIDE TEE SD48100 | Emergency Rating | MVA | 2025 | 55.5573 | 33kV | Radial | None | Contingent (N-1)
South East | LAKESIDE TEE - GLENCOE TEE SD48100 | Emergency Rating | MVA | 2025 | 17.4331 | 33kV | Radial | None | Contingent (N-1)
South East | GLENCOE TEE - TANTANOOLA SD48100 | Emergency Rating | MVA | 2025 | 7.0876 | 33kV | Radial | None | Contingent (N-1)
South East | GLENCOE TEE - MOUNT GAMBIER SD48100 | Emergency Rating | MVA | 2025 | 17.4331 | 33kV | Radial | None | Contingent (N-1)
South East | BLANCHE - KONGORONG TEE SD48200 | Emergency Rating | MVA | 2025 | 15.0325 | 33kV | Radial | None | Contingent (N-1)
South East | KONGORONG TEE - KONGORONG SD48200 | Emergency Rating | MVA | 2025 | 5.1442 | 33kV | Radial | None | Contingent (N-1)
South East | KONGORONG TEE - MOUNT SCHANK SD48200 | Emergency Rating | MVA | 2025 | 12.8033 | 33kV | Radial | None | Contingent (N-1)
South East | MOUNT SCHANK - ALLENDALE EAST SD48200 | Emergency Rating | MVA | 2025 | 5.1442 | 33kV | Radial | None | Contingent (N-1)
South East | MOUNT GAMBIER - TARPEENA SOUTH TEE SD47101 | Emergency Rating | MVA | 2025 | 17.4331 | 33kV | Radial | None | Contingent (N-1)
South East | TARPEENA SOUTH TEE - MOUNT GAMBIER SD47101 | Emergency Rating | MVA | 2025 | 7.0876 | 33kV | Radial | None | Contingent (N-1)
South East | TARPEENA SOUTH TEE - TARPEENA SOUTH SD47101 | Emergency Rating | MVA | 2025 | 17.4331 | 33kV | Radial | None | Contingent (N-1)
South East | KINCRAIG - LUCINDALE SD46201 | Emergency Rating | MVA | 2025 | 13.032 | 33kV | Radial | None | Contingent (N-1)
South East | LUCINDALE - KINGSTON SE SD46201 | Emergency Rating | MVA | 2025 | 5.1442 | 33kV | Radial | None | Contingent (N-1)
South East | KINCRAIG - NARACOORTE SD46300 | Emergency Rating | MVA | 2025 | 29.9506 | 33kV | Radial | None | Contingent (N-1)
South East | NARACOORTE - NARACOORTE EAST TEE SD46100 | Emergency Rating | MVA | 2025 | 7.0876 | 33kV | Radial | None | Contingent (N-1)
South East | NARACOORTE EAST TEE - NARACOORTE EAST SD46100 | Emergency Rating | MVA | 2025 | 7.0876 | 33kV | Radial | None | Contingent (N-1)
South East | NARACOORTE EAST TEE - PADTHAWAY SD46100 | Emergency Rating | MVA | 2025 | 7.0876 | 33kV | Radial | None | Contingent (N-1)
South East | KINCRAIG - STRUAN RURAL SD46400 | Emergency Rating | MVA | 2025 | 27.7786 | 33kV | Radial | None | Contingent (N-1)
South East | STRUAN RURAL - GLENROY RURAL SD46400 | Emergency Rating | MVA | 2025 | 27.7786 | 33kV | Radial | None | Contingent (N-1)
South East | PENOLA WEST - PENOLA TEE SD58200 | Emergency Rating | MVA | 2025 | 20.4053 | 33kV | Radial | None | Contingent (N-1)
South East | PENOLA TEE - GLENROY RURAL SD58200 | Emergency Rating | MVA | 2025 | 6.173 | 33kV | Radial | N | Contingent (N-1)
South East | PENOLA WEST - PENOLA TEE SD58101 | Emergency Rating | MVA | 2025 | 20.4053 | 33kV | Radial | None | Contingent (N-1)
South East | PENOLA TEE - SAFRIES TEE SD58101 | Emergency Rating | MVA | 2025 | 6.173 | 33kV | Radial | None | Contingent (N-1)
South East | SAFRIES TEE - KALANGADOO NANGWARRY TEE SD58101 | Emergency Rating | MVA | 2025 | 6.173 | 33kV | Radial | None | Contingent (N-1)
South East | KALANGADOO NANGWARRY TEE - NANGWARRY TEE SD58101 | Emergency Rating | MVA | 2025 | 6.173 | 33kV | Radial | None | Contingent (N-1)
South East | NANGWARRY TEE - NANGWARRY SD58101 | Emergency Rating | MVA | 2025 | 6.173 | 33kV | Radial | None | Contingent (N-1)
South East | KALANGADOO NANGWARRY TEE - KALANGADOO RURAL SD58101 | Emergency Rating | MVA | 2025 | 6.173 | 33kV | Radial | None | Contingent (N-1)
South East | NANGWARRY TEE - MOUNT GAMBIER SD58101 | Emergency Rating | MVA | 2025 | 6.173 | 33kV | Radial | None | Contingent (N-1)
Metro South | WILLUNGA - MCLAREN VALE SD44400 | Emergency Rating | MVA | 2025 | 10.5742 | 33kV | Radial | None | Contingent (N-1)
Metro South | YANKALILLA - HAY FLAT SD44200 | Emergency Rating | MVA | 2025 | 16.9187 | 33kV | Radial | None | Contingent (N-1)
Metro South | HAY FLAT - RAPID BAY TEE SD44200 | Emergency Rating | MVA | 2025 | 5.1442 | 33kV | Radial | None | Contingent (N-1)
Metro South | RAPID BAY TEE - RAPID BAY SD44200 | Emergency Rating | MVA | 2025 | 5.1442 | 33kV | Radial | None | Contingent (N-1)
Metro South | RAPID BAY TEE - CAPE JERVIS SD44200 | Emergency Rating | MVA | 2025 | 5.1442 | 33kV | Radial | None | Contingent (N-1)
Metro South | CAPE JERVIS - CUTTLEFISH BAY SD44301 | Emergency Rating | MVA | 2025 | 13.032 | 33kV | Radial | None | Contingent (N-1)
Metro South | FISHERY BEACH BACKUP - CUTTLEFISH BAY BACKUP SD44301 | Emergency Rating | MVA | 2025 | 10.2312 | 33kV | Radial | None | Contingent (N-1)
Metro South | CUTTLEFISH BAY - PENNESHAW SD44301 | Emergency Rating | MVA | 2025 | 13.032 | 33kV | Radial | None | Contingent (N-1)
Metro South | PENNESHAW - AMERICAN RIVER SD44300 | Emergency Rating | MVA | 2025 | 13.032 | 33kV | Radial | None | Contingent (N-1)
Metro South | AMERICAN RIVER - KINGSCOTE TEE SD44300 | Emergency Rating | MVA | 2025 | 6.173 | 33kV | Radial | N | Contingent (N-1)
Metro South | KINGSCOTE TEE - MACGILLIVRAY SD44300 | Emergency Rating | MVA | 2025 | 6.173 | 33kV | Radial | None | Contingent (N-1)
Metro South | KINGSCOTE TEE - KINGSCOTE SD44300 | Emergency Rating | MVA | 2025 | 6.173 | 33kV | Radial | None | Contingent (N-1)
Upper North | DAVENPORT WEST - PORT AUGUSTA NO1 SD54101 | Emergency Rating | MVA | 2025 | 20.4053 | 33kV | Meshed | None | Contingent (N-1)
Upper North | DAVENPORT WEST - PORT AUGUSTA TEE SD54102 | Emergency Rating | MVA | 2025 | 20.1767 | 33kV | Meshed | None | Contingent (N-1)
Upper North | PORT AUGUSTA NO2 - PORT AUGUSTA TEE SD54102 | Emergency Rating | MVA | 2025 | 28.8646 | 33kV | Meshed | None | Contingent (N-1)
Upper North | PORT AUGUSTA TEE - PORT AUGUSTA WEST TEE SD54102 | Emergency Rating | MVA | 2025 | 14.9753 | 33kV | Radial | None | Contingent (N-1)
Upper North | PORT AUGUSTA WEST TEE - PORT AUGUSTA WEST SD54102 | Emergency Rating | MVA | 2025 | 14.9753 | 33kV | Radial | None | Contingent (N-1)
Upper North | PORT AUGUSTA WEST TEE - PANDURRA TEE SD54102 | Emergency Rating | MVA | 2025 | 3.9439 | 33kV | Radial | None | Contingent (N-1)
Upper North | PANDURRA TEE - BOOKALOO SD54102 | Emergency Rating | MVA | 2025 | 3.9439 | 33kV | Radial | None | Contingent (N-1)
Upper North | PANDURRA TEE - PANDURRA SD54102 | Emergency Rating | MVA | 2025 | 3.9439 | 33kV | Radial | None | Contingent (N-1)
Upper North | DAVENPORT WEST - AUGUSTA HWY SD54300 | Emergency Rating | MVA | 2025 | 20.4053 | 33kV | Radial | None | Contingent (N-1)
Upper North | AUGUSTA HWY - STIRLING NORTH SD54300 | Emergency Rating | MVA | 2025 | 10.4027 | 33kV | Radial | None | Contingent (N-1)
Upper North | STIRLING NORTH - QUORN SD54300 | Emergency Rating | MVA | 2025 | 3.9439 | 33kV | Radial | None | Contingent (N-1)
Upper North | DAVENPORT WEST - PT PATERSON SD54400 | Emergency Rating | MVA | 2025 | 15.4326 | 33kV | Radial | None | Contingent (N-1)
Upper North | BAROOTA - BAROOTA TOWN TEE SD31100 | Emergency Rating | MVA | 2025 | 20.291 | 33kV | Radial | None | Contingent (N-1)
Upper North | BAROOTA TOWN TEE - BAROOTA TOWN SD31100 | Emergency Rating | MVA | 2025 | 10.7456 | 33kV | Radial | None | Contingent (N-1)
Upper North | BAROOTA TOWN TEE - BAROOTA TEE SD31100 | Emergency Rating | MVA | 2025 | 20.291 | 33kV | Radial | None | Contingent (N-1)
Upper North | BAROOTA TEE - NAPPERBY BUNGAMA SD31100 | Emergency Rating | MVA | 2025 | 5.1442 | 33kV | Radial | None | Contingent (N-1)
Upper North | BAROOTA TEE - MURRAYTOWN SD31100 | Emergency Rating | MVA | 2025 | 9.8311 | 33kV | Radial | None | Contingent (N-1)
Upper North | MURRAYTOWN - WIRRABARA FOREST TEE SD31200 | Emergency Rating | MVA | 2025 | 3.3723 | 33kV | Radial | None | Contingent (N-1)
Upper North | WIRRABARA FOREST TEE - WIRRABARA FOREST SD31200 | Emergency Rating | MVA | 2025 | 3.3723 | 33kV | Radial | None | Contingent (N-1)
Upper North | WIRRABARA FOREST TEE - GLADSTONE SD31200 | Emergency Rating | MVA | 2025 | 3.3723 | 33kV | Radial | None | Contingent (N-1)
Upper North | MURRAYTOWN - ORROROO SD31300 | Emergency Rating | MVA | 2025 | 3.9439 | 33kV | Radial | None | Contingent (N-1)
Upper North | MURRAYTOWN - WILMINGTON SD31400 | Emergency Rating | MVA | 2025 | 3.3723 | 33kV | Radial | None | Contingent (N-1)
Upper North | BUNGAMA - PORT PIRIE SOUTH SD32101 | Emergency Rating | MVA | 2025 | 24.8064 | 33kV | Meshed | None | Contingent (N-1)
Upper North | PORT PIRIE SOUTH - PORT PIRIE SD32102 | Emergency Rating | MVA | 2025 | 24.8064 | 33kV | Meshed | None | Contingent (N-1)
Upper North | BUNGAMA - PORT PIRIE SD32103 | Emergency Rating | MVA | 2025 | 24.8064 | 33kV | Meshed | None | Contingent (N-1)
Upper North | BUNGAMA - HUGHES GAP SD32301 | Emergency Rating | MVA | 2025 | 21.377 | 33kV | Radial | Reverse N | Contingent (N-1)
Upper North | HUGHES GAP - CRYSTAL BROOK TEE SD32302 | Emergency Rating | MVA | 2025 | 21.377 | 33kV | Radial | None | Contingent (N-1)
Upper North | CRYSTAL BROOK TEE - GLADSTONE SD32302 | Emergency Rating | MVA | 2025 | 16.0613 | 33kV | Radial | None | Contingent (N-1)
Upper North | GLADSTONE - CALTOWIE TEE SD32200 | Emergency Rating | MVA | 2025 | 13.2034 | 33kV | Radial | None | Contingent (N-1)
Upper North | CALTOWIE TEE - CALTOWIE SD32200 | Emergency Rating | MVA | 2025 | 13.2034 | 33kV | Radial | None | Contingent (N-1)
Upper North | CALTOWIE TEE - PETERBOROUGH TEE SD32200 | Emergency Rating | MVA | 2025 | 13.2034 | 33kV | Radial | None | Contingent (N-1)
Upper North | PETERBOROUGH TEE - JAMESTOWN SD32200 | Emergency Rating | MVA | 2025 | 6.6874 | 33kV | Radial | None | Contingent (N-1)
Upper North | JAMESTOWN - TEROWIE TOWNSHIP SD32200 | Emergency Rating | MVA | 2025 | 3.4866 | 33kV | Radial | None | Contingent (N-1)
Upper North | PETERBOROUGH TEE - PETERBOROUGH SD32200 | Emergency Rating | MVA | 2025 | 6.173 | 33kV | Radial | None | Contingent (N-1)
Upper North | BUNGAMA - PORT BROUGHTON TEE SD32400 | Emergency Rating | MVA | 2025 | 13.2034 | 33kV | Radial | Reverse N | Contingent (N-1)
Upper North | PORT BROUGHTON TEE - PORT BROUGHTON SD32400 | Emergency Rating | MVA | 2025 | 5.1442 | 33kV | Radial | None | Contingent (N-1)
Upper North | PORT BROUGHTON TEE - BRINKWORTH TIE SD32400 | Emergency Rating | MVA | 2025 | 3.9439 | 33kV | Radial | None | Contingent (N-1)
Upper North | PORT BROUGHTON TEE - CRYSTAL BROOK TEE SD32400 | Emergency Rating | MVA | 2025 | 3.9439 | 33kV | Radial | None | Contingent (N-1)
Upper North | NEUROODLA - HAWKER SD59100 | Emergency Rating | MVA | 2025 | 5.1442 | 33kV | Radial | None | Contingent (N-1)
Yorke Peninsula | HUMMOCKS DISTRIBUTION - NINNES TEE SD34400 | Emergency Rating | MVA | 2025 | 18.0618 | 33kV | Radial | None | Contingent (N-1)
Yorke Peninsula | NINNES TEE - LOCHIEL SD34400 | Emergency Rating | MVA | 2025 | 3.9439 | 33kV | Radial | None | Contingent (N-1)
Yorke Peninsula | NINNES TEE - KAINTON TEE SD34400 | Emergency Rating | MVA | 2025 | 18.0618 | 33kV | Radial | None | Contingent (N-1)
Yorke Peninsula | KAINTON TEE - KAINTON SD34400 | Emergency Rating | MVA | 2025 | 5.2585 | 33kV | Radial | None | Contingent (N-1)
Yorke Peninsula | KAINTON TEE - PASKEVILLE SD34400 | Emergency Rating | MVA | 2025 | 18.0618 | 33kV | Radial | None | Contingent (N-1)
Yorke Peninsula | PASKEVILLE - KADINA EAST SD34405 | Emergency Rating | MVA | 2025 | 6.5731 | 33kV | Radial | None | Contingent (N-1)
Yorke Peninsula | HUMMOCKS DISTRIBUTION - PORT CLINTON SD34300 | Emergency Rating | MVA | 2025 | 7.0304 | 33kV | Radial | None | Contingent (N-1)
Yorke Peninsula | PORT CLINTON - ARDROSSAN SD34300 | Emergency Rating | MVA | 2025 | 5.8872 | 33kV | Radial | None | Contingent (N-1)
Yorke Peninsula | HUMMOCKS DISTRIBUTION - FEDERATION CORNER SD34201 | Emergency Rating | MVA | 2025 | 17.1473 | 33kV | Radial | None | Contingent (N-1)
Yorke Peninsula | FEDERATION CORNER - SWAMP ROAD SD34201 | Emergency Rating | MVA | 2025 | 5.2585 | 33kV | Radial | None | Contingent (N-1)
Yorke Peninsula | FEDERATION CORNER - PT WAKEFIELD TEE SD34201 | Emergency Rating | MVA | 2025 | 17.1473 | 33kV | Radial | None | Contingent (N-1)
Yorke Peninsula | PT WAKEFIELD TEE - SWAMP ROAD SD34201 | Emergency Rating | MVA | 2025 | 14.7467 | 33kV | Radial | None | Contingent (N-1)
Yorke Peninsula | SWAMP ROAD - PT WAKEFIELD FAR NORTH EAST SD34201 | Emergency Rating | MVA | 2025 | 9.2024 | 33kV | Radial | None | Contingent (N-1)
Yorke Peninsula | PT WAKEFIELD TEE - PT WAKEFIELD RURAL SD34201 | Emergency Rating | MVA | 2025 | 17.1473 | 33kV | Radial | None | Contingent (N-1)
Yorke Peninsula | PT WAKEFIELD RURAL - PT WAKEFIELD TOWN TEE SD34201 | Emergency Rating | MVA | 2025 | 8.9166 | 33kV | Radial | None | Contingent (N-1)
Yorke Peninsula | PT WAKEFIELD TOWN TEE - PT WAKEFIELD TOWN SD34201 | Emergency Rating | MVA | 2025 | 8.9166 | 33kV | Radial | None | Contingent (N-1)
Yorke Peninsula | PT WAKEFIELD TOWN TEE - PROOF RANGE SD34201 | Emergency Rating | MVA | 2025 | 8.9166 | 33kV | Radial | None | Contingent (N-1)
Yorke Peninsula | HUMMOCKS DISTRIBUTION - BOWMANS TEE SD34102 | Emergency Rating | MVA | 2025 | 26.6355 | 33kV | Radial | None | Contingent (N-1)
Yorke Peninsula | BOWMANS TEE - PT WAKEFIELD RURAL SD34102 | Emergency Rating | MVA | 2025 | 15.0325 | 33kV | Radial | None | Contingent (N-1)
Yorke Peninsula | BOWMANS TEE - SAINTS SD34102 | Emergency Rating | MVA | 2025 | 9.8311 | 33kV | Radial | None | Contingent (N-1)
Yorke Peninsula | SAINTS - BALAKLAVA SD34102 | Emergency Rating | MVA | 2025 | 5.1442 | 33kV | Radial | None | Contingent (N-1)
Yorke Peninsula | BALAKLAVA - BALAKLAVA RURAL SD34102 | Emergency Rating | MVA | 2025 | 5.1442 | 33kV | Radial | None | Contingent (N-1)
Yorke Peninsula | BALAKLAVA - BALAKLAVA TOWNSHIP SD34102 | Emergency Rating | MVA | 2025 | 5.1442 | 33kV | Radial | None | Contingent (N-1)
Yorke Peninsula | KADINA EAST DISTRIBUTION - KADINA SD51102 | Emergency Rating | MVA | 2025 | 26.6355 | 33kV | Radial | None | Contingent (N-1)
Yorke Peninsula | KADINA EAST DISTRIBUTION - MOONTA TEE SD51200 | Emergency Rating | MVA | 2025 | 27.1499 | 33kV | Radial | None | Contingent (N-1)
Yorke Peninsula | MOONTA TEE - KADINA SD51200 | Emergency Rating | MVA | 2025 | 13.775 | 33kV | Radial | None | Contingent (N-1)
Yorke Peninsula | MOONTA TEE - MOONTA SD51200 | Emergency Rating | MVA | 2025 | 13.775 | 33kV | Radial | N | Contingent (N-1)
Yorke Peninsula | KADINA EAST DISTRIBUTION - WALLAROO TEE SD51300 | Emergency Rating | MVA | 2025 | 27.1499 | 33kV | Radial | None | Contingent (N-1)
Yorke Peninsula | WALLAROO TEE - KADINA SD51300 | Emergency Rating | MVA | 2025 | 26.6355 | 33kV | Radial | None | Contingent (N-1)
Yorke Peninsula | WALLAROO TEE - WALLAROO SD51300 | Emergency Rating | MVA | 2025 | 13.775 | 33kV | Radial | None | Contingent (N-1)
Yorke Peninsula | ARDROSSAN WEST DISTRIBUTION - MAITLAND SD35100 | Emergency Rating | MVA | 2025 | 9.8311 | 33kV | Radial | None | Contingent (N-1)
Yorke Peninsula | ARDROSSAN WEST DISTRIBUTION - ARDROSSAN SD35201 | Emergency Rating | MVA | 2025 | 5.1442 | 33kV | Radial | None | Contingent (N-1)
Yorke Peninsula | ARDROSSAN WEST DISTRIBUTION - ARDROSSAN BHP SD35200 | Emergency Rating | MVA | 2025 | 27.7786 | 33kV | Radial | None | Contingent (N-1)
Yorke Peninsula | ARDROSSAN - ARDROSSAN BHP SD35200 | Emergency Rating | MVA | 2025 | 7.0304 | 33kV | Radial | None | Contingent (N-1)
Yorke Peninsula | ARDROSSAN BHP - PORT VINCENT SD35200 | Emergency Rating | MVA | 2025 | 20.1767 | 33kV | Radial | None | Contingent (N-1)
Yorke Peninsula | PORT VINCENT - MINLATON TEE SD35300 | Emergency Rating | MVA | 2025 | 7.0304 | 33kV | Radial | None | Contingent (N-1)
Yorke Peninsula | MINLATON TEE - CURRAMULKA TEE SD35300 | Emergency Rating | MVA | 2025 | 5.2585 | 33kV | Radial | None | Contingent (N-1)
Yorke Peninsula | CURRAMULKA TEE - CURRAMULKA SD35300 | Emergency Rating | MVA | 2025 | 4.2297 | 33kV | Radial | None | Contingent (N-1)
Yorke Peninsula | CURRAMULKA TEE - MINLATON SD35300 | Emergency Rating | MVA | 2025 | 4.2297 | 33kV | Radial | None | Contingent (N-1)
Yorke Peninsula | MINLATON TEE - PT VINCENT RURAL SD35300 | Emergency Rating | MVA | 2025 | 7.0304 | 33kV | Radial | None | Contingent (N-1)
Yorke Peninsula | DALRYMPLE - STANSBURY TEE SD35400 | Emergency Rating | MVA | 2025 | 20.1767 | 33kV | Radial | None | Contingent (N-1)
Yorke Peninsula | STANSBURY TEE - PORT GILES TEE SD35400 | Emergency Rating | MVA | 2025 | 20.1767 | 33kV | Radial | None | Contingent (N-1)
Yorke Peninsula | PORT GILES TEE - PORT GILES SD35400 | Emergency Rating | MVA | 2025 | 10.86 | 33kV | Radial | None | Contingent (N-1)
Yorke Peninsula | STANSBURY TEE - STANSBURY SD35400 | Emergency Rating | MVA | 2025 | 6.173 | 33kV | Radial | None | Contingent (N-1)
Yorke Peninsula | STANSBURY - PT VINCENT RURAL SD35403 | Emergency Rating | MVA | 2025 | 7.0304 | 33kV | Radial | None | Contingent (N-1)
Yorke Peninsula | DALRYMPLE - WOOL BAY RURAL SD35500 | Emergency Rating | MVA | 2025 | 20.4053 | 33kV | Radial | None | Contingent (N-1)
Yorke Peninsula | WOOL BAY RURAL - WOOL BAY SD35500 | Emergency Rating | MVA | 2025 | 9.8311 | 33kV | Radial | None | Contingent (N-1)
Yorke Peninsula | WOOL BAY RURAL - PORT GILES TEE SD35500 | Emergency Rating | MVA | 2025 | 10.1169 | 33kV | Radial | None | Contingent (N-1)
Yorke Peninsula | WOOL BAY - EDITHBURGH TEE SD35500 | Emergency Rating | MVA | 2025 | 9.8311 | 33kV | Radial | None | Contingent (N-1)
Yorke Peninsula | EDITHBURGH TEE - YORKETOWN SD35500 | Emergency Rating | MVA | 2025 | 9.8311 | 33kV | Radial | None | Contingent (N-1)
Yorke Peninsula | YORKETOWN - MARION BAY SD35500 | Emergency Rating | MVA | 2025 | 5.1442 | 33kV | Radial | None | Contingent (N-1)
Yorke Peninsula | EDITHBURGH TEE - EDITHBURGH SD35500 | Emergency Rating | MVA | 2025 | 9.8311 | 33kV | Radial | None | Contingent (N-1)
Metro West | ADELAIDE BRIGHTON CEMENT - PORT ADELAIDE SD1529 | Emergency Rating | MVA | 2026 | 137 | 66kV | Meshed | None | Contingent (N-1)
Metro South | ALDINGA - WILLUNGA SD1674 | Emergency Rating | MVA | 2026 | 93 | 66kV | Meshed | None | Contingent (N-1)
Metro North | ANGLE VALE - ANGLE VALE TEE SD1506A | Emergency Rating | MVA | 2026 | 67 | 66kV | Meshed | None | Contingent (N-1)
Metro North | ANGLE VALE TEE - EVANSTON SD1506B | Emergency Rating | MVA | 2026 | 67 | 66kV | Meshed | None | Contingent (N-1)
Metro North | ANGLE VALE TEE - VIRGINIA TEE SD2033 | Emergency Rating | MVA | 2026 | 153 | 66kV | Radial | None | Contingent (N-1)
Metro West | ATHOL PARK - ATHOL PARK TEE SD1677A | Emergency Rating | MVA | 2026 | 53 | 66kV | Radial | None | Contingent (N-1)
Metro West | BLACKPOOL - FULHAM GARDENS SD1639 | Emergency Rating | MVA | 2026 | 142 | 66kV | Meshed | None | Contingent (N-1)
Metro North | BOLIVAR - ST KILDA SD2034 | Emergency Rating | MVA | 2026 | 60 | 66kV | Radial | None | Contingent (N-1)
Metro East | CAMPBELLTOWN - MAGILL SD1661 | Emergency Rating | MVA | 2026 | 142 | 66kV | Meshed | None | Contingent (N-1)
Metro West | CHELTENHAM - CROYDON PARK TEE SD1655A | Emergency Rating | MVA | 2026 | 128 | 66kV | Meshed | None | Contingent (N-1)
Metro South | CITY WEST - KESWICK SD2013 | Emergency Rating | MVA | 2026 | 350 | 66kV | Meshed | None | Contingent (N-1)
Metro East | CITY WEST - WHITMORE SQUARE SD2016 | Emergency Rating | MVA | 2026 | 350 | 66kV | Meshed | None | Contingent (N-1)
Metro East | COROMANDEL PLACE - WHITMORE SQUARE SD1681 | Emergency Rating | MVA | 2026 | 179 | 66kV | Meshed | None | Contingent (N-1)
Metro East | CROYDON - HINDLEY STREET TEE SD1659B | Emergency Rating | MVA | 2026 | 137 | 66kV | Meshed | None | Contingent (N-1)
Metro West | CROYDON - KILKENNY SD1523 | Emergency Rating | MVA | 2026 | 137 | 66kV | Meshed | None | Contingent (N-1)
Metro West | CROYDON PARK - CROYDON PARK TEE SD1655B | Emergency Rating | MVA | 2026 | 153 | 66kV | Meshed | None | Contingent (N-1)
Metro West | CROYDON PARK TEE - CROYDON SD1655C | Emergency Rating | MVA | 2026 | 144 | 66kV | Meshed | None | Contingent (N-1)
Metro North | DIREK - PARALOWIE SD2004 | Emergency Rating | MVA | 2026 | 142 | 66kV | Meshed | None | Contingent (N-1)
Metro East | DRY CREEK - KILBURN SOUTH TEE SD1658A | Emergency Rating | MVA | 2026 | 144 | 66kV | Meshed | None | Contingent (N-1)
Metro East | EAST TERRACE - COROMANDEL PLACE SD1680 | Emergency Rating | MVA | 2026 | 179 | 66kV | Meshed | None | Contingent (N-1)
Metro East | EAST TERRACE - NORTH ADELAIDE SD1560 | Emergency Rating | MVA | 2026 | 89 | 66kV | Meshed | None | Contingent (N-1)
Metro North | EDINBURGH - SALISBURY SD1688 | Emergency Rating | MVA | 2026 | 142 | 66kV | Meshed | None | Contingent (N-1)
Metro North | ELIZABETH DOWNS - PENFIELD SD1508 | Emergency Rating | MVA | 2026 | 137 | 66kV | Meshed | None | Contingent (N-1)
Metro North | ELIZABETH DOWNS - SMITHFIELD WEST SD1686 | Emergency Rating | MVA | 2026 | 92 | 66kV | Meshed | N-1 | Contingent (N-1)
Metro North | ELIZABETH HEIGHTS - ELIZABETH DOWNS SD1501 | Emergency Rating | MVA | 2026 | 109 | 66kV | Meshed | None | Contingent (N-1)
Metro North | ELIZABETH SOUTH - EDINBURGH SD1511 | Emergency Rating | MVA | 2026 | 142 | 66kV | Meshed | None | Contingent (N-1)
Metro West | FINDON - FINDON TEE SD1520A | Emergency Rating | MVA | 2026 | 153 | 66kV | Meshed | None | Contingent (N-1)
Metro West | FINDON TEE - FLINDERS PARK SD1520B | Emergency Rating | MVA | 2026 | 137 | 66kV | Meshed | None | Contingent (N-1)
Metro West | FLINDERS PARK - NEW RICHMOND SD1521 | Emergency Rating | MVA | 2026 | 70 | 66kV | Meshed | None | Contingent (N-1)
Metro West | FULHAM GARDENS - FINDON TEE SD1520C | Emergency Rating | MVA | 2026 | 144 | 66kV | Meshed | None | Contingent (N-1)
Metro West | FULHAM GARDENS - HENLEY SOUTH #1 SD1519 | Emergency Rating | MVA | 2026 | 67 | 66kV | Meshed | None | Contingent (N-1)
Metro West | FULHAM GARDENS - HENLEY SOUTH #2 SD1691 | Emergency Rating | MVA | 2026 | 67 | 66kV | Meshed | None | Contingent (N-1)
Metro South | GLENELG NORTH TEE - GLENELG NORTH SD1584A | Emergency Rating | MVA | 2026 | 74 | 66kV | Meshed | None | Contingent (N-1)
Metro South | GLENELG NORTH TEE - PLYMPTON SD1584B | Emergency Rating | MVA | 2026 | 142 | 66kV | Meshed | None | Contingent (N-1)
Metro East | GOLDEN GROVE - INGLE FARM SD1647 | Emergency Rating | MVA | 2026 | 142 | 66kV | Meshed | None | Contingent (N-1)
Metro South | HACKHAM - PORT NOARLUNGA SD1694A | Emergency Rating | MVA | 2026 | 142 | 66kV | Meshed | None | Contingent (N-1)
Metro South | HAPPY VALLEY - HV/SAW TEE SD1591A | Emergency Rating | MVA | 2026 | 144 | 66kV | Meshed | None | Contingent (N-1)
Metro South | HAPPY VALLEY - PANORAMA #1 SD1665 | Emergency Rating | MVA | 2026 | 137 | 66kV | Meshed | None | Contingent (N-1)
Metro South | HAPPY VALLEY - PANORAMA #2 SD1666 | Emergency Rating | MVA | 2026 | 142 | 66kV | Meshed | None | Contingent (N-1)
Metro South | HAPPY VALLEY - SEACOMBE #1 SD1566 | Emergency Rating | MVA | 2026 | 109 | 66kV | Meshed | None | Contingent (N-1)
Metro South | HAPPY VALLEY - SEACOMBE #2 SD1590 | Emergency Rating | MVA | 2026 | 119 | 66kV | Meshed | None | Contingent (N-1)
Metro East | HILLCREST - HOLDEN HILL SD1692 | Emergency Rating | MVA | 2026 | 142 | 66kV | Meshed | None | Contingent (N-1)
Metro East | HINDLEY STREET - WHITMORE SQUARE SD1664 | Emergency Rating | MVA | 2026 | 137 | 66kV | Meshed | None | Contingent (N-1)
Metro East | HINDLEY STREET TEE - HINDLEY STREET SD1659C | Emergency Rating | MVA | 2026 | 89 | 66kV | Meshed | None | Contingent (N-1)
Metro East | HOLDEN HILL - CAMPBELLTOWN SD1660 | Emergency Rating | MVA | 2026 | 137 | 66kV | Meshed | None | Contingent (N-1)
Metro East | HOLDEN HILL - HOPE VALLEY SD1554A | Emergency Rating | MVA | 2026 | 142 | 66kV | Meshed | None | Contingent (N-1)
Metro East | HOPE VALLEY - TEA TREE GULLY SD1554B | Emergency Rating | MVA | 2026 | 142 | 66kV | Meshed | None | Contingent (N-1)
Metro South | HV/SAW TEE - MORPHETT VALE EAST SD1591C | Emergency Rating | MVA | 2026 | 142 | 66kV | Meshed | None | Contingent (N-1)
Metro East | KENT TOWN - KENT TOWN TEE SD1690 | Emergency Rating | MVA | 2026 | 75 | 66kV | Meshed | None | Contingent (N-1)
Metro South | KESWICK - CLARENCE GARDENS SD1671 | Emergency Rating | MVA | 2026 | 52 | 66kV | Radial | None | Contingent (N-1)
Metro South | KESWICK - NEW RICHMOND TEE SD1670A | Emergency Rating | MVA | 2026 | 142 | 66kV | Meshed | N-1 | Contingent (N-1)
Metro South | KESWICK - WHITMORE SQUARE TEE SD1669A | Emergency Rating | MVA | 2026 | 142 | 66kV | Meshed | None | Contingent (N-1)
Metro West | KILBURN - CAVAN SD2014 | Emergency Rating | MVA | 2026 | 153 | 66kV | Meshed | None | Contingent (N-1)
Metro West | KILBURN - CROYDON PARK SD1531 | Emergency Rating | MVA | 2026 | 137 | 66kV | Meshed | None | Contingent (N-1)
Metro East | KILBURN SOUTH TEE - KILBURN SOUTH SD1658B | Emergency Rating | MVA | 2026 | 137 | 66kV | Radial | None | Contingent (N-1)
Metro East | KILBURN SOUTH TEE - PROSPECT SD1658C | Emergency Rating | MVA | 2026 | 137 | 66kV | Meshed | None | Contingent (N-1)
Metro West | KILKENNY - WOODVILLE SD1675 | Emergency Rating | MVA | 2026 | 137 | 66kV | Meshed | None | Contingent (N-1)
Metro South | KINGSWOOD - NORTH UNLEY SD1574 | Emergency Rating | MVA | 2026 | 109 | 66kV | Meshed | None | Contingent (N-1)
Metro West | LARGS NORTH - ADELAIDE BRIGHTON CEMENT SD1654 | Emergency Rating | MVA | 2026 | 137 | 66kV | Meshed | None | Contingent (N-1)
Metro West | LEFEVRE - BLACKPOOL SD1693 | Emergency Rating | MVA | 2026 | 153 | 66kV | Meshed | None | Contingent (N-1)
Metro South | LINDEN PARK - LINDEN PARK TEE SD1662A | Emergency Rating | MVA | 2026 | 49 | 66kV | Meshed | None | Contingent (N-1)
Metro South | LOWER MITCHAM - KINGSWOOD SD1563 | Emergency Rating | MVA | 2026 | 137 | 66kV | Meshed | None | Contingent (N-1)
Metro East | MAGILL - BURNSIDE SD1556 | Emergency Rating | MVA | 2026 | 55 | 66kV | Radial | None | Contingent (N-1)
Metro East | MAGILL - KENT TOWN TEE SD1663A | Emergency Rating | MVA | 2026 | 144 | 66kV | Meshed | None | Contingent (N-1)
Metro East | MAGILL - NORWOOD SD1543 | Emergency Rating | MVA | 2026 | 144 | 66kV | Meshed | None | Contingent (N-1)
Metro South | MAGILL - URAIDLA TEE SD1662B | Emergency Rating | MVA | 2026 | 109 | 66kV | Meshed | None | Contingent (N-1)
Metro East | MAGILL - WOODFORDE 2 SD1678 | Emergency Rating | MVA | 2026 | 137 | 66kV | Radial | None | Contingent (N-1)
Metro East | MAGILL - WOODFORDE 3 SD1679 | Emergency Rating | MVA | 2026 | 137 | 66kV | Radial | None | Contingent (N-1)
Metro South | MCLAREN FLAT - WILLUNGA SD1594A | Emergency Rating | MVA | 2026 | 92 | 66kV | Meshed | N-1 | Contingent (N-1)
Metro South | MORPHETT VALE EAST - CLARENDON SD1592 | Emergency Rating | MVA | 2026 | 15 | 66kV | Radial | None | Contingent (N-1)
Metro South | MORPHETT VALE EAST - HACKHAM SD1694B | Emergency Rating | MVA | 2026 | 142 | 66kV | Meshed | None | Contingent (N-1)
Metro South | MORPHETT VALE EAST - MCLAREN FLAT SD1594B | Emergency Rating | MVA | 2026 | 92 | 66kV | Meshed | N-1 | Contingent (N-1)
Metro South | MORPHETT VALE EAST - PORT STANVAC #1 SD1593 | Emergency Rating | MVA | 2026 | 144 | 66kV | Meshed | None | Contingent (N-1)
Metro South | MORPHETT VALE EAST - PORT STANVAC #2 SD2010 | Emergency Rating | MVA | 2026 | 142 | 66kV | Meshed | None | Contingent (N-1)
Metro South | MORPHETTVILLE - ASCOT PARK SD1586 | Emergency Rating | MVA | 2026 | 137 | 66kV | Meshed | None | Contingent (N-1)
Metro South | MORPHETTVILLE - GLENELG NORTH TEE SD1584C | Emergency Rating | MVA | 2026 | 109 | 66kV | Meshed | None | Contingent (N-1)
Metro South | MORPHETTVILLE - OAKLANDS SD1585 | Emergency Rating | MVA | 2026 | 131 | 66kV | Meshed | None | Contingent (N-1)
Metro North | MUNNO PARA - ELIZABETH DOWNS SD2023 | Emergency Rating | MVA | 2026 | 92 | 66kV | Meshed | None | Contingent (N-1)
Metro North | MUNNO PARA - EVANSTON SD1652 | Emergency Rating | MVA | 2026 | 91 | 66kV | Meshed | N-1 | Contingent (N-1)
Metro West | NEW OSBORNE - BLACKPOOL SD1518 | Emergency Rating | MVA | 2026 | 142 | 66kV | Meshed | None | Contingent (N-1)
Metro West | NEW OSBORNE - GLANVILLE SD1527 | Emergency Rating | MVA | 2026 | 144 | 66kV | Meshed | N-1 | Contingent (N-1)
Metro West | NEW OSBORNE - LARGS NORTH SD1653 | Emergency Rating | MVA | 2026 | 142 | 66kV | Meshed | None | Contingent (N-1)
Metro West | NEW OSBORNE - SMORGON STEEL RECYCLING SD1532A | Emergency Rating | MVA | 2026 | 144 | 66kV | Meshed | None | Contingent (N-1)
Metro West | NEW RICHMOND - THEBARTON SD1516 | Emergency Rating | MVA | 2026 | 137 | 66kV | Meshed | None | Contingent (N-1)
Metro South | NEW RICHMOND TEE - NEW RICHMOND SD1670B | Emergency Rating | MVA | 2026 | 137 | 66kV | Meshed | None | Contingent (N-1)
Metro South | NEW RICHMOND TEE - PLYMPTON SD1670C | Emergency Rating | MVA | 2026 | 144 | 66kV | Meshed | None | Contingent (N-1)
Metro South | NOARLUNGA CENTRE - PORT NOARLUNGA SD1668 | Emergency Rating | MVA | 2026 | 92 | 66kV | Meshed | None | Contingent (N-1)
Metro East | NORTH ADELAIDE - HINDLEY STREET TEE SD1659A | Emergency Rating | MVA | 2026 | 100 | 66kV | Meshed | None | Contingent (N-1)
Metro South | NORTH UNLEY - WHITMORE SQUARE TEE SD1669B | Emergency Rating | MVA | 2026 | 109 | 66kV | Meshed | N-1 | Contingent (N-1)
Metro East | NORTHFIELD - CLEARVIEW SD1549 | Emergency Rating | MVA | 2026 | 40 | 66kV | Radial | None | Contingent (N-1)
Metro East | NORTHFIELD - DRY CREEK SD1657 | Emergency Rating | MVA | 2026 | 142 | 66kV | Meshed | None | Contingent (N-1)
Metro East | NORTHFIELD - HARROW SD1535 | Emergency Rating | MVA | 2026 | 40 | 66kV | Radial | None | Contingent (N-1)
Metro East | NORTHFIELD - HILLCREST SD1534 | Emergency Rating | MVA | 2026 | 142 | 66kV | Meshed | None | Contingent (N-1)
Metro East | NORTHFIELD - HOLDEN HILL SD1539 | Emergency Rating | MVA | 2026 | 144 | 66kV | Meshed | None | Contingent (N-1)
Metro East | NORTHFIELD - INGLE FARM #1 SD1548 | Emergency Rating | MVA | 2026 | 139 | 66kV | Meshed | None | Contingent (N-1)
Metro East | NORTHFIELD - INGLE FARM #2 SD2019 | Emergency Rating | MVA | 2026 | 153 | 66kV | Meshed | None | Contingent (N-1)
Metro East | NORWOOD - EAST TERRACE SD1545 | Emergency Rating | MVA | 2026 | 100 | 66kV | Meshed | N-1 | Contingent (N-1)
Metro East | NORWOOD - KENT TOWN SD1559 | Emergency Rating | MVA | 2026 | 49 | 66kV | Meshed | None | Contingent (N-1)
Metro East | NORWOOD - LINDEN PARK SD1544 | Emergency Rating | MVA | 2026 | 65 | 66kV | Meshed | None | Contingent (N-1)
Metro South | PANORAMA - ASCOT PARK SD1587 | Emergency Rating | MVA | 2026 | 137 | 66kV | Meshed | None | Contingent (N-1)
Metro South | PANORAMA - BLACKWOOD SD1572 | Emergency Rating | MVA | 2026 | 40 | 66kV | Radial | None | Contingent (N-1)
Metro South | PANORAMA - CUDMORE PARK SD1573 | Emergency Rating | MVA | 2026 | 35 | 66kV | Radial | None | Contingent (N-1)
Metro South | PANORAMA - LINDEN PARK TEE SD1662C | Emergency Rating | MVA | 2026 | 137 | 66kV | Meshed | None | Contingent (N-1)
Metro South | PANORAMA - LOWER MITCHAM SD1562 | Emergency Rating | MVA | 2026 | 142 | 66kV | Meshed | None | Contingent (N-1)
Metro South | PANORAMA - TONSLEY EAST SD2035 | Emergency Rating | MVA | 2026 | 89 | 66kV | Meshed | None | Contingent (N-1)
Metro North | PARA - ELIZABETH HEIGHTS SD1504 | Emergency Rating | MVA | 2026 | 144 | 66kV | Meshed | None | Contingent (N-1)
Metro North | PARA - ELIZABETH SOUTH SD1503 | Emergency Rating | MVA | 2026 | 144 | 66kV | Meshed | None | Contingent (N-1)
Metro North | PARAFIELD GARDENS - CAVAN SD1687 | Emergency Rating | MVA | 2026 | 60 | 66kV | Meshed | None | Contingent (N-1)
Metro North | PARAFIELD GARDENS - SALISBURY SD1502 | Emergency Rating | MVA | 2026 | 142 | 66kV | Meshed | None | Contingent (N-1)
Metro North | PARAFIELD GARDENS WEST - BOLIVAR SD1683 | Emergency Rating | MVA | 2026 | 140 | 66kV | Radial | None | Contingent (N-1)
Metro North | PARAFIELD GARDENS WEST - PARAFIELD GARDENS SD1682 | Emergency Rating | MVA | 2026 | 142 | 66kV | Meshed | N-1 | Contingent (N-1)
Metro North | PARAFIELD GARDENS WEST - PARALOWIE SD1510 | Emergency Rating | MVA | 2026 | 142 | 66kV | Meshed | None | Contingent (N-1)
Metro North | PENFIELD - DIREK SD1685 | Emergency Rating | MVA | 2026 | 142 | 66kV | Meshed | None | Contingent (N-1)
Metro North | PENFIELD - ELIZABETH SOUTH SD1509 | Emergency Rating | MVA | 2026 | 137 | 66kV | Meshed | None | Contingent (N-1)
Metro South | PLYMPTON - GLENELG NORTH SD1583 | Emergency Rating | MVA | 2026 | 55 | 66kV | Meshed | None | Contingent (N-1)
Metro West | PORT ADELAIDE - CHELTENHAM SD1646 | Emergency Rating | MVA | 2026 | 131 | 66kV | Meshed | None | Contingent (N-1)
Metro West | PORT ADELAIDE NORTH - ATHOL PARK TEE SD1677B | Emergency Rating | MVA | 2026 | 144 | 66kV | Meshed | None | Contingent (N-1)
Metro South | PORT NOARLUNGA - SEAFORD SD1676A | Emergency Rating | MVA | 2026 | 93 | 66kV | Meshed | N-1 | Contingent (N-1)
Metro South | PORT STANVAC - LONSDALE SD1673 | Emergency Rating | MVA | 2026 | 153 | 66kV | Meshed | None | Contingent (N-1)
Metro South | PORT STANVAC - NOARLUNGA CENTRE SD1667 | Emergency Rating | MVA | 2026 | 144 | 66kV | Meshed | None | Contingent (N-1)
Metro East | PROSPECT - CROYDON SD2024 | Emergency Rating | MVA | 2026 | 137 | 66kV | Meshed | None | Contingent (N-1)
Metro West | QUEENSTOWN - GLANVILLE SD1526 | Emergency Rating | MVA | 2026 | 137 | 66kV | Meshed | None | Contingent (N-1)
Metro South | SEACOMBE - OAKLANDS SD1565 | Emergency Rating | MVA | 2026 | 137 | 66kV | Meshed | None | Contingent (N-1)
Metro South | SEACOMBE - SHEIDOW PARK SD1672 | Emergency Rating | MVA | 2026 | 153 | 66kV | Meshed | None | Contingent (N-1)
Metro South | SEAFORD - ALDINGA SD1676B | Emergency Rating | MVA | 2026 | 93 | 66kV | Meshed | N-1 | Contingent (N-1)
Metro South | SHEIDOW PARK - LONSDALE SD2009 | Emergency Rating | MVA | 2026 | 153 | 66kV | Meshed | None | Contingent (N-1)
Metro North | SMITHFIELD WEST - ANGLE VALE SD1650 | Emergency Rating | MVA | 2026 | 93 | 66kV | Meshed | None | Contingent (N-1)
Metro West | SMORGON STEEL RECYCLING - PORT ADELAIDE NORTH SD1532B | Emergency Rating | MVA | 2026 | 144 | 66kV | Meshed | None | Contingent (N-1)
Metro North | ST KILDA - VIRGINIA SD1684 | Emergency Rating | MVA | 2026 | 60 | 66kV | Radial | None | Contingent (N-1)
Metro East | TEA TREE GULLY - GOLDEN GROVE SD1638 | Emergency Rating | MVA | 2026 | 142 | 66kV | Meshed | None | Contingent (N-1)
Metro West | THEBARTON - CROYDON SD1522 | Emergency Rating | MVA | 2026 | 137 | 66kV | Meshed | None | Contingent (N-1)
Metro South | TONSLEY EAST - TONSLEY PARK SD1588 | Emergency Rating | MVA | 2026 | 137 | 66kV | Meshed | None | Contingent (N-1)
Metro South | TONSLEY PARK - SEACOMBE SD1564 | Emergency Rating | MVA | 2026 | 137 | 66kV | Meshed | None | Contingent (N-1)
Metro West | TORRENS ISLAND - ATHOL PARK TEE SD1677C | Emergency Rating | MVA | 2026 | 142 | 66kV | Meshed | None | Contingent (N-1)
Metro West | TORRENS ISLAND - KILBURN SD1656 | Emergency Rating | MVA | 2026 | 98 | 66kV | Meshed | None | Contingent (N-1)
Metro South | URAIDLA TEE - LINDEN PARK TEE SD1662D | Emergency Rating | MVA | 2026 | 144 | 66kV | Meshed | None | Contingent (N-1)
Metro North | VIRGINIA - VIRGINIA TEE SD2022A | Emergency Rating | MVA | 2026 | 153 | 66kV | Radial | None | Contingent (N-1)
Metro North | VIRGINIA TEE - TWO WELLS SD2022B | Emergency Rating | MVA | 2026 | 60 | 66kV | Radial | None | Contingent (N-1)
Metro East | WHITMORE SQUARE - KENT TOWN TEE SD1663B | Emergency Rating | MVA | 2026 | 90 | 66kV | Meshed | None | Contingent (N-1)
Metro East | WHITMORE SQUARE - WHITMORE SQUARE TEE SD1669C | Emergency Rating | MVA | 2026 | 77 | 66kV | Meshed | None | Contingent (N-1)
Metro West | WOODVILLE - FINDON SD1524 | Emergency Rating | MVA | 2026 | 137 | 66kV | Meshed | None | Contingent (N-1)
Metro West | WOODVILLE - QUEENSTOWN SD1525 | Emergency Rating | MVA | 2026 | 137 | 66kV | Meshed | None | Contingent (N-1)
Eastern Hills | MOUNT BARKER DISTRIBUTION - MOUNT BARKER SOUTH SD2012 | Emergency Rating | MVA | 2026 | 139.3504 | 66kV | Meshed | None | Contingent (N-1)
Eastern Hills | MOUNT BARKER DISTRIBUTION - BALHANNAH SD1598 | Emergency Rating | MVA | 2026 | 55.5573 | 66kV | Radial | None | Contingent (N-1)
Eastern Hills | BALHANNAH - URAIDLA SD1599 | Emergency Rating | MVA | 2026 | 40.3533 | 66kV | Radial | None | Contingent (N-1)
Eastern Hills | URAIDLA - MAGILL (METRO SOUTH TIE) SD1662E | Emergency Rating | MVA | 2026 | 49.6129 | 66kV | Radial | None | Contingent (N-1)
Eastern Hills | MOUNT BARKER DISTRIBUTION - HAHNDORF SD1596 | Emergency Rating | MVA | 2026 | 55.5573 | 66kV | Radial | None | Contingent (N-1)
Eastern Hills | MOUNT BARKER SOUTH - MEADOWS SD1597 | Emergency Rating | MVA | 2026 | 55.5573 | 66kV | Radial | None | Contingent (N-1)
Eastern Hills | MOUNT BARKER SOUTH - STRATHALBYN EAST TEE SD1601A | Emergency Rating | MVA | 2026 | 34.8662 | 66kV | Radial | None | Contingent (N-1)
Eastern Hills | STRATHALBYN EAST TEE - STRATHALBYN SD1601B | Emergency Rating | MVA | 2026 | 34.8662 | 66kV | Radial | None | Contingent (N-1)
Eastern Hills | STRATHALBYN - BELVIDERE SD1602 | Emergency Rating | MVA | 2026 | 13.1463 | 66kV | Radial | None | Contingent (N-1)
Eastern Hills | BELVIDERE - MILANG SD1603 | Emergency Rating | MVA | 2026 | 10.2884 | 66kV | Radial | None | Contingent (N-1)
Eastern Hills | BELVIDERE - LANGHORNE CREEK SD1604 | Emergency Rating | MVA | 2026 | 13.1463 | 66kV | Radial | None | Contingent (N-1)
Eyre Peninsula | YADNARIE - CLEVE SD1609 | Emergency Rating | MVA | 2026 | 10.2884 | 66kV | Radial | None | Contingent (N-1)
Eyre Peninsula | YADNARIE - RUDALL SD1610 | Emergency Rating | MVA | 2026 | 10.2884 | 66kV | Radial | None | Contingent (N-1)
Eyre Peninsula | RUDALL - DARKE PEAK SD1611 | Emergency Rating | MVA | 2026 | 10.2884 | 66kV | Radial | None | Contingent (N-1)
Eyre Peninsula | DARKE PEAK - CARALUE SD1612 | Emergency Rating | MVA | 2026 | 10.2884 | 66kV | Radial | None | Contingent (N-1)
Eyre Peninsula | RUDALL - LOCK SD1613 | Emergency Rating | MVA | 2026 | 10.2884 | 66kV | Radial | None | Contingent (N-1)
Eyre Peninsula | LOCK - POLDA SD1614 | Emergency Rating | MVA | 2026 | 10.2884 | 66kV | Radial | None | Contingent (N-1)
Eyre Peninsula | WUDINNA - POLDA SD1615 | Emergency Rating | MVA | 2026 | 10.2884 | 66kV | Radial | None | Contingent (N-1)
Eyre Peninsula | WUDINNA - MOORKITABIE SD1605 | Emergency Rating | MVA | 2026 | 53.271 | 66kV | Radial | None | Contingent (N-1)
Eyre Peninsula | MOORKITABIE - TARLTON SD1606 | Emergency Rating | MVA | 2026 | 53.271 | 66kV | Radial | None | Contingent (N-1)
Eyre Peninsula | TARLTON - STREAKY BAY SD1607 | Emergency Rating | MVA | 2026 | 30.9795 | 66kV | Radial | None | Contingent (N-1)
Eyre Peninsula | TARLTON - CEDUNA SD1608 | Emergency Rating | MVA | 2026 | 53.271 | 66kV | Radial | None | Contingent (N-1)
Riverland | NORTH WEST BEND - MORGAN TEE SD1616 | Emergency Rating | MVA | 2026 | 19.4336 | 66kV | Radial | None | Contingent (N-1)
Riverland | MORGAN TEE - CORDOLA SD1617 | Emergency Rating | MVA | 2026 | 19.6622 | 66kV | Radial | None | Contingent (N-1)
Riverland | CORDOLA - ROONKA SD1618 | Emergency Rating | MVA | 2026 | 19.6622 | 66kV | Radial | None | Contingent (N-1)
Riverland | ROONKA - PORTEE SD1619 | Emergency Rating | MVA | 2026 | 19.6622 | 66kV | Radial | None | Contingent (N-1)
Riverland | PORTEE - SWAN REACH SD1620 | Emergency Rating | MVA | 2026 | 10.2884 | 66kV | Radial | None | Contingent (N-1)
Riverland | NORTH WEST BEND - CADELL SD1622 | Emergency Rating | MVA | 2026 | 26.5212 | 66kV | Radial | None | Contingent (N-1)
Riverland | CADELL - QUALCO SD1623 | Emergency Rating | MVA | 2026 | 26.5212 | 66kV | Radial | None | Contingent (N-1)
Riverland | QUALCO - RAMCO SD1624 | Emergency Rating | MVA | 2026 | 26.5212 | 66kV | Radial | None | Contingent (N-1)
Riverland | RAMCO - WAIKERIE SD1625 | Emergency Rating | MVA | 2026 | 26.5212 | 66kV | Radial | None | Contingent (N-1)
Riverland | BERRI - GLOSSOP SD1626 | Emergency Rating | MVA | 2026 | 40.3533 | 66kV | Radial | None | Contingent (N-1)
Riverland | GLOSSOP - LOVEDAY SD1627 | Emergency Rating | MVA | 2026 | 26.5212 | 66kV | Radial | None | Contingent (N-1)
Riverland | LOVEDAY - WOOLPUNDA SD1628 | Emergency Rating | MVA | 2026 | 14.0608 | 66kV | Radial | None | Contingent (N-1)
Riverland | WOOLPUNDA - WAIKERIE SD1629 | Emergency Rating | MVA | 2026 | 14.0608 | 66kV | Radial | None | Contingent (N-1)
Riverland | BERRI - LOXTON SD1630 | Emergency Rating | MVA | 2026 | 44.0114 | 66kV | Radial | None | Contingent (N-1)
Riverland | LOXTON - PYAP SD1631 | Emergency Rating | MVA | 2026 | 14.0608 | 66kV | Radial | None | Contingent (N-1)
Riverland | BERRI - RENMARK SD1632 | Emergency Rating | MVA | 2026 | 42.7539 | 66kV | Radial | None | Contingent (N-1)
Riverland | RENMARK - PARINGA SD1633 | Emergency Rating | MVA | 2026 | 26.0639 | 66kV | Radial | None | Contingent (N-1)
Riverland | BERRI - LYRUP SD1634 | Emergency Rating | MVA | 2026 | 12.3461 | 66kV | Radial | None | Contingent (N-1)
Metro South | WILLUNGA - MYPONGA SD1568 | Emergency Rating | MVA | 2026 | 71.9044 | 66kV | Radial | None | Contingent (N-1)
Metro South | MYPONGA - YANKALILLA SD1569 | Emergency Rating | MVA | 2026 | 71.9044 | 66kV | Radial | None | Contingent (N-1)
Metro South | YANKALILLA - CAPE JERVIS SD1689 | Emergency Rating | MVA | 2026 | 60.5871 | 66kV | Radial | None | Contingent (N-1)
Metro South | WILLUNGA - SQUARE WATER HOLE SD1570 | Emergency Rating | MVA | 2026 | 71.9044 | 66kV | Radial | None | Contingent (N-1)
Metro South | SQUARE WATER HOLE - VICTOR HARBOR SD1595 | Emergency Rating | MVA | 2026 | 40.582 | 66kV | Radial | None | Contingent (N-1)
Metro South | SQUARE WATER HOLE - GOOLWA SD1571 | Emergency Rating | MVA | 2026 | 33.4944 | 66kV | Radial | None | Contingent (N-1)
Eastern Hills | BALHANNAH - WOODSIDE SD41100 | Emergency Rating | MVA | 2026 | 20.1767 | 33kV | Radial | None | Contingent (N-1)
Eastern Hills | BALHANNAH - VERDUN TEE SD41200 | Emergency Rating | MVA | 2026 | 21.377 | 33kV | Radial | None | Contingent (N-1)
Eastern Hills | VERDUN TEE - ALDGATE TEE SD41200 | Emergency Rating | MVA | 2026 | 20.291 | 33kV | Radial | None | Contingent (N-1)
Eastern Hills | VERDUN TEE - MYLOR SD41200 | Emergency Rating | MVA | 2026 | 3.3723 | 33kV | Radial | None | Contingent (N-1)
Eastern Hills | BALHANNAH - NAIRNE TEE SD41300 | Emergency Rating | MVA | 2026 | 13.032 | 33kV | Radial | None | Contingent (N-1)
Eastern Hills | NAIRNE TEE - NAIRNE SD41300 | Emergency Rating | MVA | 2026 | 13.032 | 33kV | Radial | None | Contingent (N-1)
Eastern Hills | NAIRNE TEE - BRUKUNGA SD41300 | Emergency Rating | MVA | 2026 | 6.5731 | 33kV | Radial | None | Contingent (N-1)
Eastern Hills | URAIDLA - PICCADILLY TEE SD42100 | Emergency Rating | MVA | 2026 | 20.291 | 33kV | Radial | None | Contingent (N-1)
Eastern Hills | PICCADILLY TEE - PICCADILLY EOL SD42100 | Emergency Rating | MVA | 2026 | 15.4326 | 33kV | Radial | None | Contingent (N-1)
Eastern Hills | PICCADILLY TEE - ALDGATE TEE SD42100 | Emergency Rating | MVA | 2026 | 20.291 | 33kV | Radial | None | Contingent (N-1)
Eastern Hills | ALDGATE TEE - ALDGATE SD42100 | Emergency Rating | MVA | 2026 | 13.032 | 33kV | Radial | None | Contingent (N-1)
Eastern Hills | ANGAS CREEK - BIRDWOOD TEE SD38100 | Emergency Rating | MVA | 2026 | 14.5752 | 33kV | Radial | None | Contingent (N-1)
Eastern Hills | BIRDWOOD TEE - GUMERACHA RURAL SD38100 | Emergency Rating | MVA | 2026 | 4.2297 | 33kV | Radial | None | Contingent (N-1)
Eastern Hills | BIRDWOOD TEE - BIRDWOOD SD38100 | Emergency Rating | MVA | 2026 | 7.1447 | 33kV | Radial | None | Contingent (N-1)
Eastern Hills | BIRDWOOD - MOUNT PLEASANT TEE SD38100 | Emergency Rating | MVA | 2026 | 4.2297 | 33kV | Radial | None | Contingent (N-1)
Eastern Hills | MOUNT PLEASANT TEE - PALMER RURAL SD38100 | Emergency Rating | MVA | 2026 | 4.2297 | 33kV | Radial | None | Contingent (N-1)
Eastern Hills | MOUNT PLEASANT TEE - MOUNT PLEASANT SD38100 | Emergency Rating | MVA | 2026 | 4.2297 | 33kV | Radial | None | Contingent (N-1)
Eastern Hills | ANGAS CREEK - ANGAS CREEK TEE SD38200 | Emergency Rating | MVA | 2026 | 20.291 | 33kV | Radial | None | Contingent (N-1)
Eastern Hills | ANGAS CREEK TEE - LOBETHAL SD38200 | Emergency Rating | MVA | 2026 | 20.1767 | 33kV | Radial | None | Contingent (N-1)
Eastern Hills | LOBETHAL - WOODSIDE SD38200 | Emergency Rating | MVA | 2026 | 7.0304 | 33kV | Radial | None | Contingent (N-1)
Eastern Hills | ANGAS CREEK TEE - GUMERACHA WEIR SD38200 | Emergency Rating | MVA | 2026 | 7.0304 | 33kV | Radial | None | Contingent (N-1)
Eastern Hills | GUMERACHA WEIR - HOUGHTON SD38200 | Emergency Rating | MVA | 2026 | 6.9732 | 33kV | Radial | None | Contingent (N-1)
Eastern Hills | GUMERACHA WEIR - KERSBROOK SD38200 | Emergency Rating | MVA | 2026 | 7.0304 | 33kV | Radial | None | Contingent (N-1)
Eastern Hills | KERSBROOK - WILLIAMSTOWN SOUTH TEE SD38200 | Emergency Rating | MVA | 2026 | 6.9732 | 33kV | Radial | None | Contingent (N-1)
Eastern Hills | GUMERACHA WEIR - GUMERACHA RURAL SD38200 | Emergency Rating | MVA | 2026 | 4.2297 | 33kV | Radial | None | Contingent (N-1)
Eyre Peninsula | WHYALLA CENTRAL - WHYALLA CITY 1 SD56101 | Emergency Rating | MVA | 2026 | 26.6355 | 33kV | Radial | None | Contingent (N-1)
Eyre Peninsula | WHYALLA CENTRAL - WHYALLA CITY 2 SD56102 | Emergency Rating | MVA | 2026 | 27.7786 | 33kV | Radial | None | Contingent (N-1)
Eyre Peninsula | WHYALLA CENTRAL - WHYALLA STUART SD56201 | Emergency Rating | MVA | 2026 | 27.7786 | 33kV | Radial | None | Contingent (N-1)
Eyre Peninsula | WHYALLA CENTRAL - WHYALLA NORTH TEE SD56301 | Emergency Rating | MVA | 2026 | 27.1499 | 33kV | Radial | None | Contingent (N-1)
Eyre Peninsula | WHYALLA NORTH TEE - WHYALLA TERMINAL SD56301 | Emergency Rating | MVA | 2026 | 25.1494 | 33kV | Radial | None | Contingent (N-1)
Eyre Peninsula | WHYALLA NORTH TEE - WHYALLA SOLAR SD56301 | Emergency Rating | MVA | 2026 | 26.6355 | 33kV | Radial | None | Contingent (N-1)
Eyre Peninsula | WHYALLA SOLAR - WHYALLA NORTH SD56301 | Emergency Rating | MVA | 2026 | 13.2034 | 33kV | Radial | None | Contingent (N-1)
Eyre Peninsula | PORT LINCOLN TERMINAL - PORT LINCOLN CITY TEE PL32 | Emergency Rating | MVA | 2026 | 20.5768 | 33kV | Radial | None | Contingent (N-1)
Eyre Peninsula | PORT LINCOLN CITY TEE - PORT LINCOLN CITY PL32 | Emergency Rating | MVA | 2026 | 20.5768 | 33kV | Radial | None | Contingent (N-1)
Eyre Peninsula | PORT LINCOLN CITY TEE - PORT LINCOLN MARINA TEE PL32 | Emergency Rating | MVA | 2026 | 20.5768 | 33kV | Radial | None | Contingent (N-1)
Eyre Peninsula | PORT LINCOLN MARINA TEE - PORT LINCOLN DOCKS PL32 | Emergency Rating | MVA | 2026 | 24.292 | 33kV | Radial | None | Contingent (N-1)
Eyre Peninsula | PORT LINCOLN MARINA TEE - PORT LINCOLN MARINA PL32 | Emergency Rating | MVA | 2026 | 27.1499 | 33kV | Radial | None | Contingent (N-1)
Eyre Peninsula | PORT LINCOLN TERMINAL - PORT LINCOLN CITY SD61101 | Emergency Rating | MVA | 2026 | 28.0496 | 33kV | Radial | None | Contingent (N-1)
Eyre Peninsula | PORT LINCOLN TERMINAL - POONINDIE TEE PL34 | Emergency Rating | MVA | 2026 | 20.4053 | 33kV | Radial | None | Contingent (N-1)
Eyre Peninsula | POONINDIE TEE - POONINDIE PL34 | Emergency Rating | MVA | 2026 | 15.4897 | 33kV | Radial | None | Contingent (N-1)
Eyre Peninsula | POONINDIE - POINT BOSTON PL34 | Emergency Rating | MVA | 2026 | 15.4326 | 33kV | Radial | None | Contingent (N-1)
Eyre Peninsula | POONINDIE TEE - TOD RIVER PL34 | Emergency Rating | MVA | 2026 | 20.4053 | 33kV | Radial | None | Contingent (N-1)
Eyre Peninsula | TOD RIVER - CUMMINS CM36 | Emergency Rating | MVA | 2026 | 5.1442 | 33kV | Radial | None | Contingent (N-1)
Eyre Peninsula | TOD RIVER - TUMBY BAY CM35 | Emergency Rating | MVA | 2026 | 5.1442 | 33kV | Radial | None | Contingent (N-1)
Eyre Peninsula | PORT LINCOLN TERMINAL - ULEY SOUTH TEE PL33 | Emergency Rating | MVA | 2026 | 23.1489 | 33kV | Radial | None | Contingent (N-1)
Eyre Peninsula | ULEY SOUTH TEE - ULEY SOUTH PL33 | Emergency Rating | MVA | 2026 | 5.2585 | 33kV | Radial | None | Contingent (N-1)
Eyre Peninsula | ULEY SOUTH TEE - ULEY PL33 | Emergency Rating | MVA | 2026 | 15.4897 | 33kV | Radial | None | Contingent (N-1)
Eyre Peninsula | ULEY - COFFIN BAY PL33 | Emergency Rating | MVA | 2026 | 3.9439 | 33kV | Radial | None | Contingent (N-1)
Eyre Peninsula | CLEVE - COWELL SD53100 | Emergency Rating | MVA | 2026 | 15.4326 | 33kV | Radial | None | Contingent (N-1)
Eyre Peninsula | CLEVE - BOOTHBY SD55100 | Emergency Rating | MVA | 2026 | 15.0325 | 33kV | Radial | None | Contingent (N-1)
Eyre Peninsula | BOOTHBY - PUMPING STATION ROAD SD55100 | Emergency Rating | MVA | 2026 | 15.0325 | 33kV | Radial | None | Contingent (N-1)
Eyre Peninsula | PUMPING STATION ROAD - ARNO BAY SD55100 | Emergency Rating | MVA | 2026 | 15.0325 | 33kV | Radial | None | Contingent (N-1)
Mid North | BRINKWORTH - YACKA TEE SD33100 | Emergency Rating | MVA | 2026 | 6.173 | 33kV | Radial | None | Contingent (N-1)
Mid North | YACKA TEE - YACKA RURAL SD33100 | Emergency Rating | MVA | 2026 | 5.1442 | 33kV | Radial | None | Contingent (N-1)
Mid North | YACKA TEE - SPALDING TEE SD33100 | Emergency Rating | MVA | 2026 | 5.1442 | 33kV | Radial | None | Contingent (N-1)
Mid North | SPALDING TEE - GEORGETOWN SD33100 | Emergency Rating | MVA | 2026 | 5.1442 | 33kV | Radial | None | Contingent (N-1)
Mid North | GEORGETOWN - GLADSTONE SD33100 | Emergency Rating | MVA | 2026 | 3.9439 | 33kV | Radial | None | Contingent (N-1)
Mid North | SPALDING TEE - SPALDING SD33100 | Emergency Rating | MVA | 2026 | 3.9439 | 33kV | Radial | None | Contingent (N-1)
Mid North | BRINKWORTH - MERRITON SD33300 | Emergency Rating | MVA | 2026 | 6.173 | 33kV | Radial | None | Contingent (N-1)
Mid North | BRINKWORTH - BRINKWORTH TEE SD33200 | Emergency Rating | MVA | 2026 | 6.173 | 33kV | Radial | None | Contingent (N-1)
Mid North | BRINKWORTH TEE - YACKA RURAL SD33200 | Emergency Rating | MVA | 2026 | 5.1442 | 33kV | Radial | None | Contingent (N-1)
Mid North | BRINKWORTH TEE - BLYTH TOWNSHIP SD33200 | Emergency Rating | MVA | 2026 | 5.1442 | 33kV | Radial | None | Contingent (N-1)
Mid North | BLYTH TOWNSHIP - CLARE NORTH TEE SD33200 | Emergency Rating | MVA | 2026 | 5.1442 | 33kV | Radial | None | Contingent (N-1)
Mid North | BLYTH TOWNSHIP - BALAKLAVA TOWNSHIP SD33200 | Emergency Rating | MVA | 2026 | 4.0582 | 33kV | Radial | None | Contingent (N-1)
Mid North | WATERLOO DISTRIBUTION - RIVERTON TEE SD36400 | Emergency Rating | MVA | 2026 | 6.173 | 33kV | Radial | N | Contingent (N-1)
Mid North | RIVERTON TEE - AUBURN TEE SD36400 | Emergency Rating | MVA | 2026 | 6.173 | 33kV | Radial | None | Contingent (N-1)
Mid North | AUBURN TEE - AUBURN SD36400 | Emergency Rating | MVA | 2026 | 6.173 | 33kV | Radial | None | Contingent (N-1)
Mid North | RIVERTON TEE - RIVERTON SD36400 | Emergency Rating | MVA | 2026 | 6.173 | 33kV | Radial | None | Contingent (N-1)
Mid North | WATERLOO DISTRIBUTION - WATERLOO RURAL SD36201 | Emergency Rating | MVA | 2026 | 7.0304 | 33kV | Radial | None | Contingent (N-1)
Mid North | WATERLOO RURAL - ROBERTSTOWN SD36201 | Emergency Rating | MVA | 2026 | 7.0304 | 33kV | Radial | None | Contingent (N-1)
Mid North | WATERLOO DISTRIBUTION - PORTERS LAGOON SD36101 | Emergency Rating | MVA | 2026 | 21.377 | 33kV | Radial | None | Contingent (N-1)
Mid North | PORTERS LAGOON - HANSON SD36101 | Emergency Rating | MVA | 2026 | 20.291 | 33kV | Radial | None | Contingent (N-1)
Mid North | WATERLOO DISTRIBUTION - WATERLOO TOWN SD36300 | Emergency Rating | MVA | 2026 | 20.291 | 33kV | Radial | None | Contingent (N-1)
Mid North | WATERLOO TOWN - EUDUNDA TEE SD36300 | Emergency Rating | MVA | 2026 | 7.0304 | 33kV | Radial | None | Contingent (N-1)
Mid North | EUDUNDA TEE - EUDUNDA SD36300 | Emergency Rating | MVA | 2026 | 5.1442 | 33kV | Radial | None | Contingent (N-1)
Mid North | EUDUNDA TEE - KAPUNDA RURAL SD36300 | Emergency Rating | MVA | 2026 | 7.0304 | 33kV | Radial | None | Contingent (N-1)
Mid North | TEMPLERS - WASLEYS SD37402 | Emergency Rating | MVA | 2026 | 13.032 | 33kV | Radial | None | Contingent (N-1)
Mid North | WASLEYS - MALLALA SD37402 | Emergency Rating | MVA | 2026 | 9.8311 | 33kV | Radial | None | Contingent (N-1)
Mid North | TEMPLERS - HAMLEY BRIDGE SD37101 | Emergency Rating | MVA | 2026 | 9.8311 | 33kV | Radial | None | Contingent (N-1)
Mid North | HAMLEY BRIDGE - BALAKLAVA RURAL SD37102 | Emergency Rating | MVA | 2026 | 5.1442 | 33kV | Radial | None | Contingent (N-1)
Mid North | TEMPLERS - FREELING NORTH TEE SD37200 | Emergency Rating | MVA | 2026 | 13.2606 | 33kV | Radial | None | Contingent (N-1)
Mid North | FREELING NORTH TEE - KAPUNDA RURAL SD37200 | Emergency Rating | MVA | 2026 | 7.0304 | 33kV | Radial | N | Contingent (N-1)
Mid North | TEMPLERS - DAVEYSTON TOWNSHIP SD37301 | Emergency Rating | MVA | 2026 | 21.377 | 33kV | Radial | None | Contingent (N-1)
Mid North | TEMPLERS - GAWLER BELT TEE SD37501 | Emergency Rating | MVA | 2026 | 20.1767 | 33kV | Radial | None | Contingent (N-1)
Mid North | GAWLER BELT TEE - EVANSTON SD60101 | Emergency Rating | MVA | 2026 | 6.5731 | 33kV | Radial | None | Contingent (N-1)
Mid North | DORRIEN - NURIOOTPA TEE SD52100 | Emergency Rating | MVA | 2026 | 20.291 | 33kV | Radial | N | Contingent (N-1)
Mid North | NURIOOTPA TEE - NURIOOTPA SD52100 | Emergency Rating | MVA | 2026 | 20.291 | 33kV | Radial | None | Contingent (N-1)
Mid North | NURIOOTPA TEE - STOCKWELL SD52100 | Emergency Rating | MVA | 2026 | 15.4326 | 33kV | Radial | None | Contingent (N-1)
Mid North | DORRIEN - ANGASTON NO 1 SD52201 | Emergency Rating | MVA | 2026 | 27.1499 | 33kV | Meshed | None | Contingent (N-1)
Mid North | DORRIEN - ANGASTON NO 2 SD52202 | Emergency Rating | MVA | 2026 | 27.1499 | 33kV | Meshed | None | Contingent (N-1)
Mid North | DORRIEN - BAROSSA SOUTH SD52300 | Emergency Rating | MVA | 2026 | 26.6355 | 33kV | Radial | None | Contingent (N-1)
Mid North | BAROSSA SOUTH TEE - LYNDOCH TEE SD52300 | Emergency Rating | MVA | 2026 | 26.6355 | 33kV | Radial | None | Contingent (N-1)
Mid North | LYNDOCH TEE - LYNDOCH SD52300 | Emergency Rating | MVA | 2026 | 15.0325 | 33kV | Radial | None | Contingent (N-1)
Mid North | LYNDOCH TEE - SANDY CREEK TEE SD52300 | Emergency Rating | MVA | 2026 | 3.9439 | 33kV | Radial | None | Contingent (N-1)
Mid North | SANDY CREEK TEE - SANDY CREEK SD52300 | Emergency Rating | MVA | 2026 | 3.9439 | 33kV | Radial | None | Contingent (N-1)
Mid North | SANDY CREEK TEE - EVANSTON TEE SD52300 | Emergency Rating | MVA | 2026 | 3.9439 | 33kV | Radial | None | Contingent (N-1)
Mid North | LYNDOCH - WILLIAMSTOWN SD52300 | Emergency Rating | MVA | 2026 | 8.1164 | 33kV | Radial | None | Contingent (N-1)
Mid North | WILLIAMSTOWN - WILLIAMSTOWN SOUTH TEE SD52300 | Emergency Rating | MVA | 2026 | 6.9732 | 33kV | Radial | None | Contingent (N-1)
Mid North | WILLIAMSTOWN SOUTH TEE - WILLIAMSTOWN SOUTH SD52300 | Emergency Rating | MVA | 2026 | 6.9732 | 33kV | Radial | None | Contingent (N-1)
Mid North | WILLIAMSTOWN SOUTH TEE - ANGAS CREEK TIE SD52300 | Emergency Rating | MVA | 2026 | 6.9732 | 33kV | Radial | None | Contingent (N-1)
Mid North | CLARE NORTH - CLARE NO 1 SD57101 | Emergency Rating | MVA | 2026 | 45.8976 | 33kV | Meshed | None | Contingent (N-1)
Mid North | CLARE NORTH - CLARE NORTH TEE SD57102 | Emergency Rating | MVA | 2026 | 45.8976 | 33kV | Meshed | None | Contingent (N-1)
Mid North | CLARE NORTH TEE - CLARE NO 2 SD57102 | Emergency Rating | MVA | 2026 | 45.8976 | 33kV | Meshed | None | Contingent (N-1)
Mid North | CLARE - FARRELL FLAT SD57100 | Emergency Rating | MVA | 2026 | 13.032 | 33kV | Radial | None | Contingent (N-1)
Mid North | FARRELL FLAT - WATERLOO TIE SD57100 | Emergency Rating | MVA | 2026 | 13.032 | 33kV | Radial | None | Contingent (N-1)
Mid North | FARRELL FLAT - BURRA SD57100 | Emergency Rating | MVA | 2026 | 3.9439 | 33kV | Radial | None | Contingent (N-1)
Murraylands | MANNUM - PALMER TEE SD39200 | Emergency Rating | MVA | 2026 | 4.2297 | 33kV | Radial | None | Contingent (N-1)
Murraylands | PALMER TEE - MANNUM ROAD RANDELL ROAD INT SD39200 | Emergency Rating | MVA | 2026 | 4.2297 | 33kV | Radial | None | Contingent (N-1)
Murraylands | PALMER TEE - CAMBRAI TEE SD39200 | Emergency Rating | MVA | 2026 | 4.2297 | 33kV | Radial | None | Contingent (N-1)
Murraylands | CAMBRAI TEE - CAMBRAI SD39200 | Emergency Rating | MVA | 2026 | 3.9439 | 33kV | Radial | None | Contingent (N-1)
Murraylands | CAMBRAI TEE - PALMER RURAL SD39200 | Emergency Rating | MVA | 2026 | 4.2297 | 33kV | Radial | None | Contingent (N-1)
Murraylands | MANNUM - TEAL FLAT TEE SD39100 | Emergency Rating | MVA | 2026 | 9.8311 | 33kV | Radial | None | Contingent (N-1)
Murraylands | TEAL FLAT TEE - TEAL FLAT SD39100 | Emergency Rating | MVA | 2026 | 5.1442 | 33kV | Radial | None | Contingent (N-1)
Murraylands | TEAL FLAT TEE - SWAN REACH SD39100 | Emergency Rating | MVA | 2026 | 5.1442 | 33kV | Radial | None | Contingent (N-1)
Murraylands | MANNUM - CALOOTE TEE SD39300 | Emergency Rating | MVA | 2026 | 13.775 | 33kV | Radial | None | Contingent (N-1)
Murraylands | CALOOTE TEE - CALOOTE SD39300 | Emergency Rating | MVA | 2026 | 6.5731 | 33kV | Radial | None | Contingent (N-1)
Murraylands | CALOOTE TEE - MOBILONG TIE SD39300 | Emergency Rating | MVA | 2026 | 6.5731 | 33kV | Radial | None | Contingent (N-1)
Murraylands | MANNUM - MANNUM RURAL SD39300 | Emergency Rating | MVA | 2026 | 13.0891 | 33kV | Radial | None | Contingent (N-1)
Murraylands | MANNUM RURAL - MANNUM TOWN TEE SD39300 | Emergency Rating | MVA | 2026 | 7.1447 | 33kV | Radial | None | Contingent (N-1)
Murraylands | MANNUM TOWN TEE - MANNUM ROAD RANDELL ROAD INT SD39300 | Emergency Rating | MVA | 2026 | 4.2297 | 33kV | Radial | None | Contingent (N-1)
Murraylands | MANNUM TOWN TEE - PELLARING FLAT TEE SD39300 | Emergency Rating | MVA | 2026 | 7.1447 | 33kV | Radial | None | Contingent (N-1)
Murraylands | PELLARING FLAT TEE - MANNUM TOWN SD39300 | Emergency Rating | MVA | 2026 | 6.173 | 33kV | Radial | None | Contingent (N-1)
Murraylands | MOBILONG DISTRIBUTION - MOBILONG SD43100 | Emergency Rating | MVA | 2026 | 59.3297 | 33kV | Radial | None | Contingent (N-1)
Murraylands | MOBILONG - MOBILONG TEE SD43100 | Emergency Rating | MVA | 2026 | 21.377 | 33kV | Radial | None | Contingent (N-1)
Murraylands | MOBILONG TEE - MYPOLONGA TIE SD43100 | Emergency Rating | MVA | 2026 | 21.377 | 33kV | Radial | None | Contingent (N-1)
Murraylands | MOBILONG TEE - MURRAY BRIDGE NORTH TEE SD43100 | Emergency Rating | MVA | 2026 | 21.377 | 33kV | Radial | None | Contingent (N-1)
Murraylands | MURRAY BRIDGE NORTH TEE - MURRAY BRIDGE NORTH SD43100 | Emergency Rating | MVA | 2026 | 21.377 | 33kV | Radial | None | Contingent (N-1)
Murraylands | MURRAY BRIDGE NORTH TEE - MURRAY BRIDGE SOUTH TEE SD43100 | Emergency Rating | MVA | 2026 | 21.377 | 33kV | Radial | None | Contingent (N-1)
Murraylands | MURRAY BRIDGE SOUTH TEE - MURRAY BRIDGE SOUTH SD43100 | Emergency Rating | MVA | 2026 | 21.377 | 33kV | Radial | None | Contingent (N-1)
Murraylands | MURRAY BRIDGE SOUTH TEE - MURRAY BRIDGE TOWNSHIP SD43100 | Emergency Rating | MVA | 2026 | 6.5731 | 33kV | Radial | None | Contingent (N-1)
Murraylands | MOBILONG DISTRIBUTION - MOBILONG SD43200 | Emergency Rating | MVA | 2026 | 54.9857 | 33kV | Radial | None | Contingent (N-1)
Murraylands | MOBILONG - MONARTO TEE SD43200 | Emergency Rating | MVA | 2026 | 54.9857 | 33kV | Radial | None | Contingent (N-1)
Murraylands | MONARTO TEE - MURRAY BRIDGE NORTH SD43200 | Emergency Rating | MVA | 2026 | 54.9857 | 33kV | Radial | None | Contingent (N-1)
Murraylands | MONARTO TEE - MONARTO SOUTH TEE SD43200 | Emergency Rating | MVA | 2026 | 20.4053 | 33kV | Radial | None | Contingent (N-1)
Murraylands | MONARTO SOUTH TEE - MONARTO SOUTH SD43200 | Emergency Rating | MVA | 2026 | 15.4326 | 33kV | Radial | None | Contingent (N-1)
Murraylands | MONARTO SOUTH TEE - MONARTO CENTRAL SD43200 | Emergency Rating | MVA | 2026 | 15.4326 | 33kV | Radial | None | Contingent (N-1)
Murraylands | MOBILONG DISTRIBUTION - MOBILONG SD43300 | Emergency Rating | MVA | 2026 | 21.377 | 33kV | Radial | None | Contingent (N-1)
Murraylands | MOBILONG - PALLAMANA TEE SD43300 | Emergency Rating | MVA | 2026 | 21.377 | 33kV | Radial | None | Contingent (N-1)
Murraylands | PALLAMANA TEE - MYPOLONGA TEE SD43300 | Emergency Rating | MVA | 2026 | 6.5731 | 33kV | Radial | None | Contingent (N-1)
Murraylands | MYPOLONGA TEE - MYPOLONGA SD43300 | Emergency Rating | MVA | 2026 | 6.5731 | 33kV | Radial | None | Contingent (N-1)
Murraylands | MYPOLONGA - MYPOLONGA EOL SD43300 | Emergency Rating | MVA | 2026 | 6.173 | 33kV | Radial | None | Contingent (N-1)
Murraylands | MYPOLONGA TEE - CALOOTE TEE SD43300 | Emergency Rating | MVA | 2026 | 6.5731 | 33kV | Radial | None | Contingent (N-1)
Murraylands | TAILEM BEND - PUMP STATION TEE SD40101 | Emergency Rating | MVA | 2026 | 21.377 | 33kV | Radial | None | Contingent (N-1)
Murraylands | PUMP STATION TEE - TAILEM BEND RURAL SD40101 | Emergency Rating | MVA | 2026 | 5.1442 | 33kV | Radial | None | Contingent (N-1)
Murraylands | TAILEM BEND RURAL - TAILEM BEND EOL SD40101 | Emergency Rating | MVA | 2026 | 5.1442 | 33kV | Radial | None | Contingent (N-1)
Murraylands | PUMP STATION TEE - TAILEM BEND TOWN TEE SD40101 | Emergency Rating | MVA | 2026 | 21.377 | 33kV | Radial | None | Contingent (N-1)
Murraylands | TAILEM BEND TOWN TEE - TAILEM BEND TOWN SD40101 | Emergency Rating | MVA | 2026 | 6.5731 | 33kV | Radial | None | Contingent (N-1)
Murraylands | TAILEM BEND TOWN TEE - JERVOIS SD40101 | Emergency Rating | MVA | 2026 | 21.377 | 33kV | Radial | None | Contingent (N-1)
Murraylands | JERVOIS - JERVOIS FLAT 1 TEE SD40102 | Emergency Rating | MVA | 2026 | 21.377 | 33kV | Radial | None | Contingent (N-1)
Murraylands | JERVOIS FLAT 1 TEE - JERVOIS FLAT 2 TEE SD40102 | Emergency Rating | MVA | 2026 | 21.377 | 33kV | Radial | None | Contingent (N-1)
Murraylands | JERVOIS FLAT 2 TEE - WOODS POINT SD40102 | Emergency Rating | MVA | 2026 | 21.377 | 33kV | Radial | None | Contingent (N-1)
Murraylands | WOODS POINT - WHITE SANDS TEE SD40103 | Emergency Rating | MVA | 2026 | 21.377 | 33kV | Radial | None | Contingent (N-1)
Murraylands | WHITE SANDS TEE - WHITE SANDS SD40103 | Emergency Rating | MVA | 2026 | 15.4326 | 33kV | Radial | None | Contingent (N-1)
Murraylands | WHITE SANDS TEE - MURRAY BRIDGE TOWNSHIP SD40103 | Emergency Rating | MVA | 2026 | 21.377 | 33kV | Radial | None | Contingent (N-1)
Murraylands | TAILEM BEND - SUBSTATION ROAD TEE SD40200 | Emergency Rating | MVA | 2026 | 15.7184 | 33kV | Radial | None | Contingent (N-1)
Murraylands | SUBSTATION ROAD TEE - SUBSTATION ROAD SD40200 | Emergency Rating | MVA | 2026 | 15.7184 | 33kV | Radial | None | Contingent (N-1)
Murraylands | SUBSTATION ROAD TEE - MALLEE HWY SD40200 | Emergency Rating | MVA | 2026 | 15.7184 | 33kV | Radial | None | Contingent (N-1)
Murraylands | MALLEE HWY - MOORLANDS SWER SD40200 | Emergency Rating | MVA | 2026 | 15.7184 | 33kV | Radial | None | Contingent (N-1)
Murraylands | MALLEE HWY - ELWOMPLE SD40200 | Emergency Rating | MVA | 2026 | 10.1169 | 33kV | Radial | None | Contingent (N-1)
Murraylands | MOORLANDS SWER - COOMANDOOK SD40200 | Emergency Rating | MVA | 2026 | 15.7184 | 33kV | Radial | None | Contingent (N-1)
Murraylands | COOMANDOOK - COONALPYN SD40200 | Emergency Rating | MVA | 2026 | 12.1746 | 33kV | Radial | None | Contingent (N-1)
Murraylands | COONALPYN - BINNIES TEE SD40300 | Emergency Rating | MVA | 2026 | 6.173 | 33kV | Radial | N | Contingent (N-1)
Murraylands | BINNIES TEE - BINNIES SD40300 | Emergency Rating | MVA | 2026 | 6.173 | 33kV | Radial | None | Contingent (N-1)
Murraylands | BINNIES TEE - MENINGIE SD40300 | Emergency Rating | MVA | 2026 | 6.173 | 33kV | Radial | None | Contingent (N-1)
Murraylands | MENINGIE - CAMPBELL PARK TEE SD40400 | Emergency Rating | MVA | 2026 | 6.173 | 33kV | Radial | None | Contingent (N-1)
Murraylands | CAMPBELL PARK TEE - CAMPBELL PARK SD40400 | Emergency Rating | MVA | 2026 | 6.173 | 33kV | Radial | None | Contingent (N-1)
Murraylands | CAMPBELL PARK TEE - NARRUNG SD40400 | Emergency Rating | MVA | 2026 | 6.173 | 33kV | Radial | None | Contingent (N-1)
Murraylands | TAILEM BEND - SHERLOCK SD40501 | Emergency Rating | MVA | 2026 | 13.775 | 33kV | Radial | None | Contingent (N-1)
Murraylands | SHERLOCK - KAROONDA SD40502 | Emergency Rating | MVA | 2026 | 3.9439 | 33kV | Radial | None | Contingent (N-1)
Murraylands | SHERLOCK - GERANIUM SD40600 | Emergency Rating | MVA | 2026 | 9.8311 | 33kV | Radial | N | Contingent (N-1)
Murraylands | GERANIUM - LAMEROO SD40700 | Emergency Rating | MVA | 2026 | 9.8311 | 33kV | Radial | N | Contingent (N-1)
Murraylands | LAMEROO - LAMEROO RURAL SD40800 | Emergency Rating | MVA | 2026 | 6.9161 | 33kV | Radial | N | Contingent (N-1)
Murraylands | LAMEROO RURAL - PARILLA TEE SD40800 | Emergency Rating | MVA | 2026 | 5.6586 | 33kV | Radial | N | Contingent (N-1)
Murraylands | PARILLA TEE - PARILLA SD40800 | Emergency Rating | MVA | 2026 | 4.8012 | 33kV | Radial | None | Contingent (N-1)
Murraylands | PARILLA TEE - PINNAROO SD40800 | Emergency Rating | MVA | 2026 | 3.9439 | 33kV | Radial | None | Contingent (N-1)
Riverland | PARINGA - MURTHO LX21 | Emergency Rating | MVA | 2026 | 15.0325 | 33kV | Radial | N | Contingent (N-1)
Riverland | MURTHO - LINDSAY PT TEE LX21 | Emergency Rating | MVA | 2026 | 10.7456 | 33kV | Radial | None | Contingent (N-1)
Riverland | LINDSAY PT TEE - BORDER CLIFFS LX21 | Emergency Rating | MVA | 2026 | 10.7456 | 33kV | Radial | None | Contingent (N-1)
Riverland | LINDSAY PT TEE - VIC BORDER LX21 | Emergency Rating | MVA | 2026 | 10.7456 | 33kV | Radial | None | Contingent (N-1)
Riverland | SWAN REACH - SWAN REACH FILTRATION TEE SD39400 | Emergency Rating | MVA | 2026 | 5.1442 | 33kV | Radial | None | Contingent (N-1)
Riverland | SWAN REACH FILTRATION TEE - SWAN REACH TOWN SD39400 | Emergency Rating | MVA | 2026 | 5.1442 | 33kV | Radial | None | Contingent (N-1)
South East | KEITH - COONALPYN SD45101 | Emergency Rating | MVA | 2026 | 5.1442 | 33kV | Radial | None | Contingent (N-1)
South East | KEITH - PADTHAWAY SD45300 | Emergency Rating | MVA | 2026 | 7.0876 | 33kV | Radial | None | Contingent (N-1)
South East | KEITH - WIRREGA SD45201 | Emergency Rating | MVA | 2026 | 13.032 | 33kV | Radial | N | Contingent (N-1)
South East | WIRREGA - BORDERTOWN SD45202 | Emergency Rating | MVA | 2026 | 13.032 | 33kV | Radial | N | Contingent (N-1)
South East | SNUGGERY RURAL - MILLICENT SD49100 | Emergency Rating | MVA | 2026 | 20.291 | 33kV | Radial | None | Contingent (N-1)
South East | MILLICENT - SOUTH END TEE SD49100 | Emergency Rating | MVA | 2026 | 12.8033 | 33kV | Radial | None | Contingent (N-1)
South East | SOUTH END TEE - SOUTH END SD49100 | Emergency Rating | MVA | 2026 | 12.8033 | 33kV | Radial | None | Contingent (N-1)
South East | SOUTH END TEE - HATHERLEIGH TOWNSHIP TEE SD49100 | Emergency Rating | MVA | 2026 | 12.8033 | 33kV | Radial | None | Contingent (N-1)
South East | HATHERLEIGH TOWNSHIP TEE - HATHERLEIGH TOWNSHIP SD49100 | Emergency Rating | MVA | 2026 | 5.1442 | 33kV | Radial | None | Contingent (N-1)
South East | HATHERLEIGH TOWNSHIP TEE - HATHERLEIGH SD49100 | Emergency Rating | MVA | 2026 | 12.8033 | 33kV | Radial | None | Contingent (N-1)
South East | HATHERLEIGH - BEACHPORT TEE SD49200 | Emergency Rating | MVA | 2026 | 9.8311 | 33kV | Radial | None | Contingent (N-1)
South East | BEACHPORT TEE - BEACHPORT SD49200 | Emergency Rating | MVA | 2026 | 3.9439 | 33kV | Radial | None | Contingent (N-1)
South East | BEACHPORT TEE - ROBE SD49200 | Emergency Rating | MVA | 2026 | 5.1442 | 33kV | Radial | N | Contingent (N-1)
South East | SNUGGERY RURAL - MOUNT BURR SD49500 | Emergency Rating | MVA | 2026 | 27.7786 | 33kV | Radial | None | Contingent (N-1)
South East | MOUNT BURR - KALANGADOO TEE SD49500 | Emergency Rating | MVA | 2026 | 6.173 | 33kV | Radial | None | Contingent (N-1)
South East | KALANGADOO TEE - KALANGADOO SD49500 | Emergency Rating | MVA | 2026 | 5.1442 | 33kV | Radial | None | Contingent (N-1)
South East | KALANGADOO TEE - KALANGADOO RURAL SD49500 | Emergency Rating | MVA | 2026 | 6.173 | 33kV | Radial | None | Contingent (N-1)
South East | BLANCHE - MOUNT GAMBIER WEST SD48101 | Emergency Rating | MVA | 2026 | 32.4084 | 33kV | Radial | None | Contingent (N-1)
South East | BLUE LAKE TEE - MOUNT GAMBIER SD48104 | Emergency Rating | MVA | 2026 | 6.173 | 33kV | Radial | None | Contingent (N-1)
South East | BLANCHE - LAKESIDE TEE SD48100 | Emergency Rating | MVA | 2026 | 55.5573 | 33kV | Radial | None | Contingent (N-1)
South East | LAKESIDE TEE - GLENCOE TEE SD48100 | Emergency Rating | MVA | 2026 | 17.4331 | 33kV | Radial | None | Contingent (N-1)
South East | GLENCOE TEE - TANTANOOLA SD48100 | Emergency Rating | MVA | 2026 | 7.0876 | 33kV | Radial | None | Contingent (N-1)
South East | GLENCOE TEE - MOUNT GAMBIER SD48100 | Emergency Rating | MVA | 2026 | 17.4331 | 33kV | Radial | None | Contingent (N-1)
South East | BLANCHE - KONGORONG TEE SD48200 | Emergency Rating | MVA | 2026 | 15.0325 | 33kV | Radial | None | Contingent (N-1)
South East | KONGORONG TEE - KONGORONG SD48200 | Emergency Rating | MVA | 2026 | 5.1442 | 33kV | Radial | None | Contingent (N-1)
South East | KONGORONG TEE - MOUNT SCHANK SD48200 | Emergency Rating | MVA | 2026 | 12.8033 | 33kV | Radial | None | Contingent (N-1)
South East | MOUNT SCHANK - ALLENDALE EAST SD48200 | Emergency Rating | MVA | 2026 | 5.1442 | 33kV | Radial | None | Contingent (N-1)
South East | MOUNT GAMBIER - TARPEENA SOUTH TEE SD47101 | Emergency Rating | MVA | 2026 | 17.4331 | 33kV | Radial | None | Contingent (N-1)
South East | TARPEENA SOUTH TEE - MOUNT GAMBIER SD47101 | Emergency Rating | MVA | 2026 | 7.0876 | 33kV | Radial | None | Contingent (N-1)
South East | TARPEENA SOUTH TEE - TARPEENA SOUTH SD47101 | Emergency Rating | MVA | 2026 | 17.4331 | 33kV | Radial | None | Contingent (N-1)
South East | KINCRAIG - LUCINDALE SD46201 | Emergency Rating | MVA | 2026 | 13.032 | 33kV | Radial | None | Contingent (N-1)
South East | LUCINDALE - KINGSTON SE SD46201 | Emergency Rating | MVA | 2026 | 5.1442 | 33kV | Radial | None | Contingent (N-1)
South East | KINCRAIG - NARACOORTE SD46300 | Emergency Rating | MVA | 2026 | 29.9506 | 33kV | Radial | None | Contingent (N-1)
South East | NARACOORTE - NARACOORTE EAST TEE SD46100 | Emergency Rating | MVA | 2026 | 7.0876 | 33kV | Radial | None | Contingent (N-1)
South East | NARACOORTE EAST TEE - NARACOORTE EAST SD46100 | Emergency Rating | MVA | 2026 | 7.0876 | 33kV | Radial | None | Contingent (N-1)
South East | NARACOORTE EAST TEE - PADTHAWAY SD46100 | Emergency Rating | MVA | 2026 | 7.0876 | 33kV | Radial | None | Contingent (N-1)
South East | KINCRAIG - STRUAN RURAL SD46400 | Emergency Rating | MVA | 2026 | 27.7786 | 33kV | Radial | None | Contingent (N-1)
South East | STRUAN RURAL - GLENROY RURAL SD46400 | Emergency Rating | MVA | 2026 | 27.7786 | 33kV | Radial | None | Contingent (N-1)
South East | PENOLA WEST - PENOLA TEE SD58200 | Emergency Rating | MVA | 2026 | 20.4053 | 33kV | Radial | None | Contingent (N-1)
South East | PENOLA TEE - GLENROY RURAL SD58200 | Emergency Rating | MVA | 2026 | 6.173 | 33kV | Radial | N | Contingent (N-1)
South East | PENOLA WEST - PENOLA TEE SD58101 | Emergency Rating | MVA | 2026 | 20.4053 | 33kV | Radial | None | Contingent (N-1)
South East | PENOLA TEE - SAFRIES TEE SD58101 | Emergency Rating | MVA | 2026 | 6.173 | 33kV | Radial | None | Contingent (N-1)
South East | SAFRIES TEE - KALANGADOO NANGWARRY TEE SD58101 | Emergency Rating | MVA | 2026 | 6.173 | 33kV | Radial | None | Contingent (N-1)
South East | KALANGADOO NANGWARRY TEE - NANGWARRY TEE SD58101 | Emergency Rating | MVA | 2026 | 6.173 | 33kV | Radial | None | Contingent (N-1)
South East | NANGWARRY TEE - NANGWARRY SD58101 | Emergency Rating | MVA | 2026 | 6.173 | 33kV | Radial | None | Contingent (N-1)
South East | KALANGADOO NANGWARRY TEE - KALANGADOO RURAL SD58101 | Emergency Rating | MVA | 2026 | 6.173 | 33kV | Radial | None | Contingent (N-1)
South East | NANGWARRY TEE - MOUNT GAMBIER SD58101 | Emergency Rating | MVA | 2026 | 6.173 | 33kV | Radial | None | Contingent (N-1)
Metro South | WILLUNGA - MCLAREN VALE SD44400 | Emergency Rating | MVA | 2026 | 10.5742 | 33kV | Radial | None | Contingent (N-1)
Metro South | YANKALILLA - HAY FLAT SD44200 | Emergency Rating | MVA | 2026 | 16.9187 | 33kV | Radial | None | Contingent (N-1)
Metro South | HAY FLAT - RAPID BAY TEE SD44200 | Emergency Rating | MVA | 2026 | 5.1442 | 33kV | Radial | None | Contingent (N-1)
Metro South | RAPID BAY TEE - RAPID BAY SD44200 | Emergency Rating | MVA | 2026 | 5.1442 | 33kV | Radial | None | Contingent (N-1)
Metro South | RAPID BAY TEE - CAPE JERVIS SD44200 | Emergency Rating | MVA | 2026 | 5.1442 | 33kV | Radial | None | Contingent (N-1)
Metro South | CAPE JERVIS - CUTTLEFISH BAY SD44301 | Emergency Rating | MVA | 2026 | 13.032 | 33kV | Radial | None | Contingent (N-1)
Metro South | FISHERY BEACH BACKUP - CUTTLEFISH BAY BACKUP SD44301 | Emergency Rating | MVA | 2026 | 10.2312 | 33kV | Radial | None | Contingent (N-1)
Metro South | CUTTLEFISH BAY - PENNESHAW SD44301 | Emergency Rating | MVA | 2026 | 13.032 | 33kV | Radial | None | Contingent (N-1)
Metro South | PENNESHAW - AMERICAN RIVER SD44300 | Emergency Rating | MVA | 2026 | 13.032 | 33kV | Radial | None | Contingent (N-1)
Metro South | AMERICAN RIVER - KINGSCOTE TEE SD44300 | Emergency Rating | MVA | 2026 | 6.173 | 33kV | Radial | N | Contingent (N-1)
Metro South | KINGSCOTE TEE - MACGILLIVRAY SD44300 | Emergency Rating | MVA | 2026 | 6.173 | 33kV | Radial | None | Contingent (N-1)
Metro South | KINGSCOTE TEE - KINGSCOTE SD44300 | Emergency Rating | MVA | 2026 | 6.173 | 33kV | Radial | None | Contingent (N-1)
Upper North | DAVENPORT WEST - PORT AUGUSTA NO1 SD54101 | Emergency Rating | MVA | 2026 | 20.4053 | 33kV | Meshed | None | Contingent (N-1)
Upper North | DAVENPORT WEST - PORT AUGUSTA TEE SD54102 | Emergency Rating | MVA | 2026 | 20.1767 | 33kV | Meshed | None | Contingent (N-1)
Upper North | PORT AUGUSTA NO2 - PORT AUGUSTA TEE SD54102 | Emergency Rating | MVA | 2026 | 28.8646 | 33kV | Meshed | None | Contingent (N-1)
Upper North | PORT AUGUSTA TEE - PORT AUGUSTA WEST TEE SD54102 | Emergency Rating | MVA | 2026 | 14.9753 | 33kV | Radial | None | Contingent (N-1)
Upper North | PORT AUGUSTA WEST TEE - PORT AUGUSTA WEST SD54102 | Emergency Rating | MVA | 2026 | 14.9753 | 33kV | Radial | None | Contingent (N-1)
Upper North | PORT AUGUSTA WEST TEE - PANDURRA TEE SD54102 | Emergency Rating | MVA | 2026 | 3.9439 | 33kV | Radial | None | Contingent (N-1)
Upper North | PANDURRA TEE - BOOKALOO SD54102 | Emergency Rating | MVA | 2026 | 3.9439 | 33kV | Radial | None | Contingent (N-1)
Upper North | PANDURRA TEE - PANDURRA SD54102 | Emergency Rating | MVA | 2026 | 3.9439 | 33kV | Radial | None | Contingent (N-1)
Upper North | DAVENPORT WEST - AUGUSTA HWY SD54300 | Emergency Rating | MVA | 2026 | 20.4053 | 33kV | Radial | None | Contingent (N-1)
Upper North | AUGUSTA HWY - STIRLING NORTH SD54300 | Emergency Rating | MVA | 2026 | 10.4027 | 33kV | Radial | None | Contingent (N-1)
Upper North | STIRLING NORTH - QUORN SD54300 | Emergency Rating | MVA | 2026 | 3.9439 | 33kV | Radial | None | Contingent (N-1)
Upper North | DAVENPORT WEST - PT PATERSON SD54400 | Emergency Rating | MVA | 2026 | 15.4326 | 33kV | Radial | None | Contingent (N-1)
Upper North | BAROOTA - BAROOTA TOWN TEE SD31100 | Emergency Rating | MVA | 2026 | 20.291 | 33kV | Radial | None | Contingent (N-1)
Upper North | BAROOTA TOWN TEE - BAROOTA TOWN SD31100 | Emergency Rating | MVA | 2026 | 10.7456 | 33kV | Radial | None | Contingent (N-1)
Upper North | BAROOTA TOWN TEE - BAROOTA TEE SD31100 | Emergency Rating | MVA | 2026 | 20.291 | 33kV | Radial | None | Contingent (N-1)
Upper North | BAROOTA TEE - NAPPERBY BUNGAMA SD31100 | Emergency Rating | MVA | 2026 | 5.1442 | 33kV | Radial | None | Contingent (N-1)
Upper North | BAROOTA TEE - MURRAYTOWN SD31100 | Emergency Rating | MVA | 2026 | 9.8311 | 33kV | Radial | None | Contingent (N-1)
Upper North | MURRAYTOWN - WIRRABARA FOREST TEE SD31200 | Emergency Rating | MVA | 2026 | 3.3723 | 33kV | Radial | None | Contingent (N-1)
Upper North | WIRRABARA FOREST TEE - WIRRABARA FOREST SD31200 | Emergency Rating | MVA | 2026 | 3.3723 | 33kV | Radial | None | Contingent (N-1)
Upper North | WIRRABARA FOREST TEE - GLADSTONE SD31200 | Emergency Rating | MVA | 2026 | 3.3723 | 33kV | Radial | None | Contingent (N-1)
Upper North | MURRAYTOWN - ORROROO SD31300 | Emergency Rating | MVA | 2026 | 3.9439 | 33kV | Radial | None | Contingent (N-1)
Upper North | MURRAYTOWN - WILMINGTON SD31400 | Emergency Rating | MVA | 2026 | 3.3723 | 33kV | Radial | None | Contingent (N-1)
Upper North | BUNGAMA - PORT PIRIE SOUTH SD32101 | Emergency Rating | MVA | 2026 | 24.8064 | 33kV | Meshed | None | Contingent (N-1)
Upper North | PORT PIRIE SOUTH - PORT PIRIE SD32102 | Emergency Rating | MVA | 2026 | 24.8064 | 33kV | Meshed | None | Contingent (N-1)
Upper North | BUNGAMA - PORT PIRIE SD32103 | Emergency Rating | MVA | 2026 | 24.8064 | 33kV | Meshed | None | Contingent (N-1)
Upper North | BUNGAMA - HUGHES GAP SD32301 | Emergency Rating | MVA | 2026 | 21.377 | 33kV | Radial | Reverse N | Contingent (N-1)
Upper North | HUGHES GAP - CRYSTAL BROOK TEE SD32302 | Emergency Rating | MVA | 2026 | 21.377 | 33kV | Radial | None | Contingent (N-1)
Upper North | CRYSTAL BROOK TEE - GLADSTONE SD32302 | Emergency Rating | MVA | 2026 | 16.0613 | 33kV | Radial | None | Contingent (N-1)
Upper North | GLADSTONE - CALTOWIE TEE SD32200 | Emergency Rating | MVA | 2026 | 13.2034 | 33kV | Radial | None | Contingent (N-1)
Upper North | CALTOWIE TEE - CALTOWIE SD32200 | Emergency Rating | MVA | 2026 | 13.2034 | 33kV | Radial | None | Contingent (N-1)
Upper North | CALTOWIE TEE - PETERBOROUGH TEE SD32200 | Emergency Rating | MVA | 2026 | 13.2034 | 33kV | Radial | None | Contingent (N-1)
Upper North | PETERBOROUGH TEE - JAMESTOWN SD32200 | Emergency Rating | MVA | 2026 | 6.6874 | 33kV | Radial | None | Contingent (N-1)
Upper North | JAMESTOWN - TEROWIE TOWNSHIP SD32200 | Emergency Rating | MVA | 2026 | 3.4866 | 33kV | Radial | None | Contingent (N-1)
Upper North | PETERBOROUGH TEE - PETERBOROUGH SD32200 | Emergency Rating | MVA | 2026 | 6.173 | 33kV | Radial | None | Contingent (N-1)
Upper North | BUNGAMA - PORT BROUGHTON TEE SD32400 | Emergency Rating | MVA | 2026 | 13.2034 | 33kV | Radial | Reverse N | Contingent (N-1)
Upper North | PORT BROUGHTON TEE - PORT BROUGHTON SD32400 | Emergency Rating | MVA | 2026 | 5.1442 | 33kV | Radial | None | Contingent (N-1)
Upper North | PORT BROUGHTON TEE - BRINKWORTH TIE SD32400 | Emergency Rating | MVA | 2026 | 3.9439 | 33kV | Radial | None | Contingent (N-1)
Upper North | PORT BROUGHTON TEE - CRYSTAL BROOK TEE SD32400 | Emergency Rating | MVA | 2026 | 3.9439 | 33kV | Radial | None | Contingent (N-1)
Upper North | NEUROODLA - HAWKER SD59100 | Emergency Rating | MVA | 2026 | 5.1442 | 33kV | Radial | None | Contingent (N-1)
Yorke Peninsula | HUMMOCKS DISTRIBUTION - NINNES TEE SD34400 | Emergency Rating | MVA | 2026 | 18.0618 | 33kV | Radial | None | Contingent (N-1)
Yorke Peninsula | NINNES TEE - LOCHIEL SD34400 | Emergency Rating | MVA | 2026 | 3.9439 | 33kV | Radial | None | Contingent (N-1)
Yorke Peninsula | NINNES TEE - KAINTON TEE SD34400 | Emergency Rating | MVA | 2026 | 18.0618 | 33kV | Radial | None | Contingent (N-1)
Yorke Peninsula | KAINTON TEE - KAINTON SD34400 | Emergency Rating | MVA | 2026 | 5.2585 | 33kV | Radial | None | Contingent (N-1)
Yorke Peninsula | KAINTON TEE - PASKEVILLE SD34400 | Emergency Rating | MVA | 2026 | 18.0618 | 33kV | Radial | None | Contingent (N-1)
Yorke Peninsula | PASKEVILLE - KADINA EAST SD34405 | Emergency Rating | MVA | 2026 | 6.5731 | 33kV | Radial | None | Contingent (N-1)
Yorke Peninsula | HUMMOCKS DISTRIBUTION - PORT CLINTON SD34300 | Emergency Rating | MVA | 2026 | 7.0304 | 33kV | Radial | None | Contingent (N-1)
Yorke Peninsula | PORT CLINTON - ARDROSSAN SD34300 | Emergency Rating | MVA | 2026 | 5.8872 | 33kV | Radial | None | Contingent (N-1)
Yorke Peninsula | HUMMOCKS DISTRIBUTION - FEDERATION CORNER SD34201 | Emergency Rating | MVA | 2026 | 17.1473 | 33kV | Radial | None | Contingent (N-1)
Yorke Peninsula | FEDERATION CORNER - SWAMP ROAD SD34201 | Emergency Rating | MVA | 2026 | 5.2585 | 33kV | Radial | None | Contingent (N-1)
Yorke Peninsula | FEDERATION CORNER - PT WAKEFIELD TEE SD34201 | Emergency Rating | MVA | 2026 | 17.1473 | 33kV | Radial | None | Contingent (N-1)
Yorke Peninsula | PT WAKEFIELD TEE - SWAMP ROAD SD34201 | Emergency Rating | MVA | 2026 | 14.7467 | 33kV | Radial | None | Contingent (N-1)
Yorke Peninsula | SWAMP ROAD - PT WAKEFIELD FAR NORTH EAST SD34201 | Emergency Rating | MVA | 2026 | 9.2024 | 33kV | Radial | None | Contingent (N-1)
Yorke Peninsula | PT WAKEFIELD TEE - PT WAKEFIELD RURAL SD34201 | Emergency Rating | MVA | 2026 | 17.1473 | 33kV | Radial | None | Contingent (N-1)
Yorke Peninsula | PT WAKEFIELD RURAL - PT WAKEFIELD TOWN TEE SD34201 | Emergency Rating | MVA | 2026 | 8.9166 | 33kV | Radial | None | Contingent (N-1)
Yorke Peninsula | PT WAKEFIELD TOWN TEE - PT WAKEFIELD TOWN SD34201 | Emergency Rating | MVA | 2026 | 8.9166 | 33kV | Radial | None | Contingent (N-1)
Yorke Peninsula | PT WAKEFIELD TOWN TEE - PROOF RANGE SD34201 | Emergency Rating | MVA | 2026 | 8.9166 | 33kV | Radial | None | Contingent (N-1)
Yorke Peninsula | HUMMOCKS DISTRIBUTION - BOWMANS TEE SD34102 | Emergency Rating | MVA | 2026 | 26.6355 | 33kV | Radial | None | Contingent (N-1)
Yorke Peninsula | BOWMANS TEE - PT WAKEFIELD RURAL SD34102 | Emergency Rating | MVA | 2026 | 15.0325 | 33kV | Radial | None | Contingent (N-1)
Yorke Peninsula | BOWMANS TEE - SAINTS SD34102 | Emergency Rating | MVA | 2026 | 9.8311 | 33kV | Radial | None | Contingent (N-1)
Yorke Peninsula | SAINTS - BALAKLAVA SD34102 | Emergency Rating | MVA | 2026 | 5.1442 | 33kV | Radial | None | Contingent (N-1)
Yorke Peninsula | BALAKLAVA - BALAKLAVA RURAL SD34102 | Emergency Rating | MVA | 2026 | 5.1442 | 33kV | Radial | None | Contingent (N-1)
Yorke Peninsula | BALAKLAVA - BALAKLAVA TOWNSHIP SD34102 | Emergency Rating | MVA | 2026 | 5.1442 | 33kV | Radial | None | Contingent (N-1)
Yorke Peninsula | KADINA EAST DISTRIBUTION - KADINA SD51102 | Emergency Rating | MVA | 2026 | 26.6355 | 33kV | Radial | None | Contingent (N-1)
Yorke Peninsula | KADINA EAST DISTRIBUTION - MOONTA TEE SD51200 | Emergency Rating | MVA | 2026 | 27.1499 | 33kV | Radial | None | Contingent (N-1)
Yorke Peninsula | MOONTA TEE - KADINA SD51200 | Emergency Rating | MVA | 2026 | 13.775 | 33kV | Radial | None | Contingent (N-1)
Yorke Peninsula | MOONTA TEE - MOONTA SD51200 | Emergency Rating | MVA | 2026 | 13.775 | 33kV | Radial | N | Contingent (N-1)
Yorke Peninsula | KADINA EAST DISTRIBUTION - WALLAROO TEE SD51300 | Emergency Rating | MVA | 2026 | 27.1499 | 33kV | Radial | None | Contingent (N-1)
Yorke Peninsula | WALLAROO TEE - KADINA SD51300 | Emergency Rating | MVA | 2026 | 26.6355 | 33kV | Radial | None | Contingent (N-1)
Yorke Peninsula | WALLAROO TEE - WALLAROO SD51300 | Emergency Rating | MVA | 2026 | 13.775 | 33kV | Radial | None | Contingent (N-1)
Yorke Peninsula | ARDROSSAN WEST DISTRIBUTION - MAITLAND SD35100 | Emergency Rating | MVA | 2026 | 9.8311 | 33kV | Radial | None | Contingent (N-1)
Yorke Peninsula | ARDROSSAN WEST DISTRIBUTION - ARDROSSAN SD35201 | Emergency Rating | MVA | 2026 | 5.1442 | 33kV | Radial | None | Contingent (N-1)
Yorke Peninsula | ARDROSSAN WEST DISTRIBUTION - ARDROSSAN BHP SD35200 | Emergency Rating | MVA | 2026 | 27.7786 | 33kV | Radial | None | Contingent (N-1)
Yorke Peninsula | ARDROSSAN - ARDROSSAN BHP SD35200 | Emergency Rating | MVA | 2026 | 7.0304 | 33kV | Radial | None | Contingent (N-1)
Yorke Peninsula | ARDROSSAN BHP - PORT VINCENT SD35200 | Emergency Rating | MVA | 2026 | 20.1767 | 33kV | Radial | None | Contingent (N-1)
Yorke Peninsula | PORT VINCENT - MINLATON TEE SD35300 | Emergency Rating | MVA | 2026 | 7.0304 | 33kV | Radial | None | Contingent (N-1)
Yorke Peninsula | MINLATON TEE - CURRAMULKA TEE SD35300 | Emergency Rating | MVA | 2026 | 5.2585 | 33kV | Radial | None | Contingent (N-1)
Yorke Peninsula | CURRAMULKA TEE - CURRAMULKA SD35300 | Emergency Rating | MVA | 2026 | 4.2297 | 33kV | Radial | None | Contingent (N-1)
Yorke Peninsula | CURRAMULKA TEE - MINLATON SD35300 | Emergency Rating | MVA | 2026 | 4.2297 | 33kV | Radial | None | Contingent (N-1)
Yorke Peninsula | MINLATON TEE - PT VINCENT RURAL SD35300 | Emergency Rating | MVA | 2026 | 7.0304 | 33kV | Radial | None | Contingent (N-1)
Yorke Peninsula | DALRYMPLE - STANSBURY TEE SD35400 | Emergency Rating | MVA | 2026 | 20.1767 | 33kV | Radial | None | Contingent (N-1)
Yorke Peninsula | STANSBURY TEE - PORT GILES TEE SD35400 | Emergency Rating | MVA | 2026 | 20.1767 | 33kV | Radial | None | Contingent (N-1)
Yorke Peninsula | PORT GILES TEE - PORT GILES SD35400 | Emergency Rating | MVA | 2026 | 10.86 | 33kV | Radial | None | Contingent (N-1)
Yorke Peninsula | STANSBURY TEE - STANSBURY SD35400 | Emergency Rating | MVA | 2026 | 6.173 | 33kV | Radial | None | Contingent (N-1)
Yorke Peninsula | STANSBURY - PT VINCENT RURAL SD35403 | Emergency Rating | MVA | 2026 | 7.0304 | 33kV | Radial | None | Contingent (N-1)
Yorke Peninsula | DALRYMPLE - WOOL BAY RURAL SD35500 | Emergency Rating | MVA | 2026 | 20.4053 | 33kV | Radial | None | Contingent (N-1)
Yorke Peninsula | WOOL BAY RURAL - WOOL BAY SD35500 | Emergency Rating | MVA | 2026 | 9.8311 | 33kV | Radial | None | Contingent (N-1)
Yorke Peninsula | WOOL BAY RURAL - PORT GILES TEE SD35500 | Emergency Rating | MVA | 2026 | 10.1169 | 33kV | Radial | None | Contingent (N-1)
Yorke Peninsula | WOOL BAY - EDITHBURGH TEE SD35500 | Emergency Rating | MVA | 2026 | 9.8311 | 33kV | Radial | None | Contingent (N-1)
Yorke Peninsula | EDITHBURGH TEE - YORKETOWN SD35500 | Emergency Rating | MVA | 2026 | 9.8311 | 33kV | Radial | None | Contingent (N-1)
Yorke Peninsula | YORKETOWN - MARION BAY SD35500 | Emergency Rating | MVA | 2026 | 5.1442 | 33kV | Radial | None | Contingent (N-1)
Yorke Peninsula | EDITHBURGH TEE - EDITHBURGH SD35500 | Emergency Rating | MVA | 2026 | 9.8311 | 33kV | Radial | None | Contingent (N-1)
Metro West | ADELAIDE BRIGHTON CEMENT - PORT ADELAIDE SD1529 | Emergency Rating | MVA | 2027 | 137 | 66kV | Meshed | None | Contingent (N-1)
Metro South | ALDINGA - WILLUNGA SD1674 | Emergency Rating | MVA | 2027 | 93 | 66kV | Meshed | None | Contingent (N-1)
Metro North | ANGLE VALE - ANGLE VALE TEE SD1506A | Emergency Rating | MVA | 2027 | 67 | 66kV | Meshed | None | Contingent (N-1)
Metro North | ANGLE VALE TEE - EVANSTON SD1506B | Emergency Rating | MVA | 2027 | 67 | 66kV | Meshed | None | Contingent (N-1)
Metro North | ANGLE VALE TEE - VIRGINIA TEE SD2033 | Emergency Rating | MVA | 2027 | 153 | 66kV | Radial | None | Contingent (N-1)
Metro West | ATHOL PARK - ATHOL PARK TEE SD1677A | Emergency Rating | MVA | 2027 | 53 | 66kV | Radial | None | Contingent (N-1)
Metro West | BLACKPOOL - FULHAM GARDENS SD1639 | Emergency Rating | MVA | 2027 | 142 | 66kV | Meshed | None | Contingent (N-1)
Metro North | BOLIVAR - ST KILDA SD2034 | Emergency Rating | MVA | 2027 | 60 | 66kV | Radial | None | Contingent (N-1)
Metro East | CAMPBELLTOWN - MAGILL SD1661 | Emergency Rating | MVA | 2027 | 142 | 66kV | Meshed | None | Contingent (N-1)
Metro West | CHELTENHAM - CROYDON PARK TEE SD1655A | Emergency Rating | MVA | 2027 | 128 | 66kV | Meshed | None | Contingent (N-1)
Metro South | CITY WEST - KESWICK SD2013 | Emergency Rating | MVA | 2027 | 350 | 66kV | Meshed | None | Contingent (N-1)
Metro East | CITY WEST - WHITMORE SQUARE SD2016 | Emergency Rating | MVA | 2027 | 350 | 66kV | Meshed | None | Contingent (N-1)
Metro East | COROMANDEL PLACE - WHITMORE SQUARE SD1681 | Emergency Rating | MVA | 2027 | 179 | 66kV | Meshed | None | Contingent (N-1)
Metro East | CROYDON - HINDLEY STREET TEE SD1659B | Emergency Rating | MVA | 2027 | 137 | 66kV | Meshed | None | Contingent (N-1)
Metro West | CROYDON - KILKENNY SD1523 | Emergency Rating | MVA | 2027 | 137 | 66kV | Meshed | None | Contingent (N-1)
Metro West | CROYDON PARK - CROYDON PARK TEE SD1655B | Emergency Rating | MVA | 2027 | 153 | 66kV | Meshed | None | Contingent (N-1)
Metro West | CROYDON PARK TEE - CROYDON SD1655C | Emergency Rating | MVA | 2027 | 144 | 66kV | Meshed | None | Contingent (N-1)
Metro North | DIREK - PARALOWIE SD2004 | Emergency Rating | MVA | 2027 | 142 | 66kV | Meshed | None | Contingent (N-1)
Metro East | DRY CREEK - KILBURN SOUTH TEE SD1658A | Emergency Rating | MVA | 2027 | 144 | 66kV | Meshed | None | Contingent (N-1)
Metro East | EAST TERRACE - COROMANDEL PLACE SD1680 | Emergency Rating | MVA | 2027 | 179 | 66kV | Meshed | None | Contingent (N-1)
Metro East | EAST TERRACE - NORTH ADELAIDE SD1560 | Emergency Rating | MVA | 2027 | 89 | 66kV | Meshed | None | Contingent (N-1)
Metro North | EDINBURGH - SALISBURY SD1688 | Emergency Rating | MVA | 2027 | 142 | 66kV | Meshed | None | Contingent (N-1)
Metro North | ELIZABETH DOWNS - PENFIELD SD1508 | Emergency Rating | MVA | 2027 | 137 | 66kV | Meshed | None | Contingent (N-1)
Metro North | ELIZABETH DOWNS - SMITHFIELD WEST SD1686 | Emergency Rating | MVA | 2027 | 92 | 66kV | Meshed | N-1 | Contingent (N-1)
Metro North | ELIZABETH HEIGHTS - ELIZABETH DOWNS SD1501 | Emergency Rating | MVA | 2027 | 109 | 66kV | Meshed | None | Contingent (N-1)
Metro North | ELIZABETH SOUTH - EDINBURGH SD1511 | Emergency Rating | MVA | 2027 | 142 | 66kV | Meshed | None | Contingent (N-1)
Metro West | FINDON - FINDON TEE SD1520A | Emergency Rating | MVA | 2027 | 153 | 66kV | Meshed | None | Contingent (N-1)
Metro West | FINDON TEE - FLINDERS PARK SD1520B | Emergency Rating | MVA | 2027 | 137 | 66kV | Meshed | None | Contingent (N-1)
Metro West | FLINDERS PARK - NEW RICHMOND SD1521 | Emergency Rating | MVA | 2027 | 70 | 66kV | Meshed | None | Contingent (N-1)
Metro West | FULHAM GARDENS - FINDON TEE SD1520C | Emergency Rating | MVA | 2027 | 144 | 66kV | Meshed | None | Contingent (N-1)
Metro West | FULHAM GARDENS - HENLEY SOUTH #1 SD1519 | Emergency Rating | MVA | 2027 | 67 | 66kV | Meshed | None | Contingent (N-1)
Metro West | FULHAM GARDENS - HENLEY SOUTH #2 SD1691 | Emergency Rating | MVA | 2027 | 67 | 66kV | Meshed | None | Contingent (N-1)
Metro South | GLENELG NORTH TEE - GLENELG NORTH SD1584A | Emergency Rating | MVA | 2027 | 74 | 66kV | Meshed | None | Contingent (N-1)
Metro South | GLENELG NORTH TEE - PLYMPTON SD1584B | Emergency Rating | MVA | 2027 | 142 | 66kV | Meshed | None | Contingent (N-1)
Metro East | GOLDEN GROVE - INGLE FARM SD1647 | Emergency Rating | MVA | 2027 | 142 | 66kV | Meshed | None | Contingent (N-1)
Metro South | HACKHAM - PORT NOARLUNGA SD1694A | Emergency Rating | MVA | 2027 | 142 | 66kV | Meshed | None | Contingent (N-1)
Metro South | HAPPY VALLEY - HV/SAW TEE SD1591A | Emergency Rating | MVA | 2027 | 144 | 66kV | Meshed | None | Contingent (N-1)
Metro South | HAPPY VALLEY - PANORAMA #1 SD1665 | Emergency Rating | MVA | 2027 | 137 | 66kV | Meshed | None | Contingent (N-1)
Metro South | HAPPY VALLEY - PANORAMA #2 SD1666 | Emergency Rating | MVA | 2027 | 142 | 66kV | Meshed | None | Contingent (N-1)
Metro South | HAPPY VALLEY - SEACOMBE #1 SD1566 | Emergency Rating | MVA | 2027 | 109 | 66kV | Meshed | None | Contingent (N-1)
Metro South | HAPPY VALLEY - SEACOMBE #2 SD1590 | Emergency Rating | MVA | 2027 | 119 | 66kV | Meshed | None | Contingent (N-1)
Metro East | HILLCREST - HOLDEN HILL SD1692 | Emergency Rating | MVA | 2027 | 142 | 66kV | Meshed | None | Contingent (N-1)
Metro East | HINDLEY STREET - WHITMORE SQUARE SD1664 | Emergency Rating | MVA | 2027 | 137 | 66kV | Meshed | None | Contingent (N-1)
Metro East | HINDLEY STREET TEE - HINDLEY STREET SD1659C | Emergency Rating | MVA | 2027 | 89 | 66kV | Meshed | None | Contingent (N-1)
Metro East | HOLDEN HILL - CAMPBELLTOWN SD1660 | Emergency Rating | MVA | 2027 | 137 | 66kV | Meshed | None | Contingent (N-1)
Metro East | HOLDEN HILL - HOPE VALLEY SD1554A | Emergency Rating | MVA | 2027 | 142 | 66kV | Meshed | None | Contingent (N-1)
Metro East | HOPE VALLEY - TEA TREE GULLY SD1554B | Emergency Rating | MVA | 2027 | 142 | 66kV | Meshed | None | Contingent (N-1)
Metro South | HV/SAW TEE - MORPHETT VALE EAST SD1591C | Emergency Rating | MVA | 2027 | 142 | 66kV | Meshed | None | Contingent (N-1)
Metro East | KENT TOWN - KENT TOWN TEE SD1690 | Emergency Rating | MVA | 2027 | 75 | 66kV | Meshed | None | Contingent (N-1)
Metro South | KESWICK - CLARENCE GARDENS SD1671 | Emergency Rating | MVA | 2027 | 52 | 66kV | Radial | None | Contingent (N-1)
Metro South | KESWICK - NEW RICHMOND TEE SD1670A | Emergency Rating | MVA | 2027 | 142 | 66kV | Meshed | N-1 | Contingent (N-1)
Metro South | KESWICK - WHITMORE SQUARE TEE SD1669A | Emergency Rating | MVA | 2027 | 142 | 66kV | Meshed | None | Contingent (N-1)
Metro West | KILBURN - CAVAN SD2014 | Emergency Rating | MVA | 2027 | 153 | 66kV | Meshed | None | Contingent (N-1)
Metro West | KILBURN - CROYDON PARK SD1531 | Emergency Rating | MVA | 2027 | 137 | 66kV | Meshed | None | Contingent (N-1)
Metro East | KILBURN SOUTH TEE - KILBURN SOUTH SD1658B | Emergency Rating | MVA | 2027 | 137 | 66kV | Radial | None | Contingent (N-1)
Metro East | KILBURN SOUTH TEE - PROSPECT SD1658C | Emergency Rating | MVA | 2027 | 137 | 66kV | Meshed | None | Contingent (N-1)
Metro West | KILKENNY - WOODVILLE SD1675 | Emergency Rating | MVA | 2027 | 137 | 66kV | Meshed | None | Contingent (N-1)
Metro South | KINGSWOOD - NORTH UNLEY SD1574 | Emergency Rating | MVA | 2027 | 109 | 66kV | Meshed | None | Contingent (N-1)
Metro West | LARGS NORTH - ADELAIDE BRIGHTON CEMENT SD1654 | Emergency Rating | MVA | 2027 | 137 | 66kV | Meshed | None | Contingent (N-1)
Metro West | LEFEVRE - BLACKPOOL SD1693 | Emergency Rating | MVA | 2027 | 153 | 66kV | Meshed | None | Contingent (N-1)
Metro South | LINDEN PARK - LINDEN PARK TEE SD1662A | Emergency Rating | MVA | 2027 | 49 | 66kV | Meshed | None | Contingent (N-1)
Metro South | LOWER MITCHAM - KINGSWOOD SD1563 | Emergency Rating | MVA | 2027 | 137 | 66kV | Meshed | None | Contingent (N-1)
Metro East | MAGILL - BURNSIDE SD1556 | Emergency Rating | MVA | 2027 | 55 | 66kV | Radial | None | Contingent (N-1)
Metro East | MAGILL - KENT TOWN TEE SD1663A | Emergency Rating | MVA | 2027 | 144 | 66kV | Meshed | None | Contingent (N-1)
Metro East | MAGILL - NORWOOD SD1543 | Emergency Rating | MVA | 2027 | 144 | 66kV | Meshed | None | Contingent (N-1)
Metro South | MAGILL - URAIDLA TEE SD1662B | Emergency Rating | MVA | 2027 | 109 | 66kV | Meshed | None | Contingent (N-1)
Metro East | MAGILL - WOODFORDE 2 SD1678 | Emergency Rating | MVA | 2027 | 137 | 66kV | Radial | None | Contingent (N-1)
Metro East | MAGILL - WOODFORDE 3 SD1679 | Emergency Rating | MVA | 2027 | 137 | 66kV | Radial | None | Contingent (N-1)
Metro South | MCLAREN FLAT - WILLUNGA SD1594A | Emergency Rating | MVA | 2027 | 92 | 66kV | Meshed | N-1 | Contingent (N-1)
Metro South | MORPHETT VALE EAST - CLARENDON SD1592 | Emergency Rating | MVA | 2027 | 15 | 66kV | Radial | None | Contingent (N-1)
Metro South | MORPHETT VALE EAST - HACKHAM SD1694B | Emergency Rating | MVA | 2027 | 142 | 66kV | Meshed | None | Contingent (N-1)
Metro South | MORPHETT VALE EAST - MCLAREN FLAT SD1594B | Emergency Rating | MVA | 2027 | 92 | 66kV | Meshed | N-1 | Contingent (N-1)
Metro South | MORPHETT VALE EAST - PORT STANVAC #1 SD1593 | Emergency Rating | MVA | 2027 | 144 | 66kV | Meshed | None | Contingent (N-1)
Metro South | MORPHETT VALE EAST - PORT STANVAC #2 SD2010 | Emergency Rating | MVA | 2027 | 142 | 66kV | Meshed | None | Contingent (N-1)
Metro South | MORPHETTVILLE - ASCOT PARK SD1586 | Emergency Rating | MVA | 2027 | 137 | 66kV | Meshed | None | Contingent (N-1)
Metro South | MORPHETTVILLE - GLENELG NORTH TEE SD1584C | Emergency Rating | MVA | 2027 | 109 | 66kV | Meshed | None | Contingent (N-1)
Metro South | MORPHETTVILLE - OAKLANDS SD1585 | Emergency Rating | MVA | 2027 | 131 | 66kV | Meshed | None | Contingent (N-1)
Metro North | MUNNO PARA - ELIZABETH DOWNS SD2023 | Emergency Rating | MVA | 2027 | 92 | 66kV | Meshed | None | Contingent (N-1)
Metro North | MUNNO PARA - EVANSTON SD1652 | Emergency Rating | MVA | 2027 | 91 | 66kV | Meshed | N-1 | Contingent (N-1)
Metro West | NEW OSBORNE - BLACKPOOL SD1518 | Emergency Rating | MVA | 2027 | 142 | 66kV | Meshed | None | Contingent (N-1)
Metro West | NEW OSBORNE - GLANVILLE SD1527 | Emergency Rating | MVA | 2027 | 144 | 66kV | Meshed | N-1 | Contingent (N-1)
Metro West | NEW OSBORNE - LARGS NORTH SD1653 | Emergency Rating | MVA | 2027 | 142 | 66kV | Meshed | None | Contingent (N-1)
Metro West | NEW OSBORNE - SMORGON STEEL RECYCLING SD1532A | Emergency Rating | MVA | 2027 | 144 | 66kV | Meshed | None | Contingent (N-1)
Metro West | NEW RICHMOND - THEBARTON SD1516 | Emergency Rating | MVA | 2027 | 137 | 66kV | Meshed | None | Contingent (N-1)
Metro South | NEW RICHMOND TEE - NEW RICHMOND SD1670B | Emergency Rating | MVA | 2027 | 137 | 66kV | Meshed | None | Contingent (N-1)
Metro South | NEW RICHMOND TEE - PLYMPTON SD1670C | Emergency Rating | MVA | 2027 | 144 | 66kV | Meshed | None | Contingent (N-1)
Metro South | NOARLUNGA CENTRE - PORT NOARLUNGA SD1668 | Emergency Rating | MVA | 2027 | 92 | 66kV | Meshed | None | Contingent (N-1)
Metro East | NORTH ADELAIDE - HINDLEY STREET TEE SD1659A | Emergency Rating | MVA | 2027 | 100 | 66kV | Meshed | None | Contingent (N-1)
Metro South | NORTH UNLEY - WHITMORE SQUARE TEE SD1669B | Emergency Rating | MVA | 2027 | 109 | 66kV | Meshed | N-1 | Contingent (N-1)
Metro East | NORTHFIELD - CLEARVIEW SD1549 | Emergency Rating | MVA | 2027 | 40 | 66kV | Radial | None | Contingent (N-1)
Metro East | NORTHFIELD - DRY CREEK SD1657 | Emergency Rating | MVA | 2027 | 142 | 66kV | Meshed | None | Contingent (N-1)
Metro East | NORTHFIELD - HARROW SD1535 | Emergency Rating | MVA | 2027 | 40 | 66kV | Radial | None | Contingent (N-1)
Metro East | NORTHFIELD - HILLCREST SD1534 | Emergency Rating | MVA | 2027 | 142 | 66kV | Meshed | None | Contingent (N-1)
Metro East | NORTHFIELD - HOLDEN HILL SD1539 | Emergency Rating | MVA | 2027 | 144 | 66kV | Meshed | None | Contingent (N-1)
Metro East | NORTHFIELD - INGLE FARM #1 SD1548 | Emergency Rating | MVA | 2027 | 139 | 66kV | Meshed | None | Contingent (N-1)
Metro East | NORTHFIELD - INGLE FARM #2 SD2019 | Emergency Rating | MVA | 2027 | 153 | 66kV | Meshed | None | Contingent (N-1)
Metro East | NORWOOD - EAST TERRACE SD1545 | Emergency Rating | MVA | 2027 | 100 | 66kV | Meshed | N-1 | Contingent (N-1)
Metro East | NORWOOD - KENT TOWN SD1559 | Emergency Rating | MVA | 2027 | 49 | 66kV | Meshed | None | Contingent (N-1)
Metro East | NORWOOD - LINDEN PARK SD1544 | Emergency Rating | MVA | 2027 | 65 | 66kV | Meshed | None | Contingent (N-1)
Metro South | PANORAMA - ASCOT PARK SD1587 | Emergency Rating | MVA | 2027 | 137 | 66kV | Meshed | None | Contingent (N-1)
Metro South | PANORAMA - BLACKWOOD SD1572 | Emergency Rating | MVA | 2027 | 40 | 66kV | Radial | None | Contingent (N-1)
Metro South | PANORAMA - CUDMORE PARK SD1573 | Emergency Rating | MVA | 2027 | 35 | 66kV | Radial | None | Contingent (N-1)
Metro South | PANORAMA - LINDEN PARK TEE SD1662C | Emergency Rating | MVA | 2027 | 137 | 66kV | Meshed | None | Contingent (N-1)
Metro South | PANORAMA - LOWER MITCHAM SD1562 | Emergency Rating | MVA | 2027 | 142 | 66kV | Meshed | None | Contingent (N-1)
Metro South | PANORAMA - TONSLEY EAST SD2035 | Emergency Rating | MVA | 2027 | 89 | 66kV | Meshed | None | Contingent (N-1)
Metro North | PARA - ELIZABETH HEIGHTS SD1504 | Emergency Rating | MVA | 2027 | 144 | 66kV | Meshed | None | Contingent (N-1)
Metro North | PARA - ELIZABETH SOUTH SD1503 | Emergency Rating | MVA | 2027 | 144 | 66kV | Meshed | None | Contingent (N-1)
Metro North | PARAFIELD GARDENS - CAVAN SD1687 | Emergency Rating | MVA | 2027 | 60 | 66kV | Meshed | None | Contingent (N-1)
Metro North | PARAFIELD GARDENS - SALISBURY SD1502 | Emergency Rating | MVA | 2027 | 142 | 66kV | Meshed | None | Contingent (N-1)
Metro North | PARAFIELD GARDENS WEST - BOLIVAR SD1683 | Emergency Rating | MVA | 2027 | 140 | 66kV | Radial | None | Contingent (N-1)
Metro North | PARAFIELD GARDENS WEST - PARAFIELD GARDENS SD1682 | Emergency Rating | MVA | 2027 | 142 | 66kV | Meshed | N-1 | Contingent (N-1)
Metro North | PARAFIELD GARDENS WEST - PARALOWIE SD1510 | Emergency Rating | MVA | 2027 | 142 | 66kV | Meshed | None | Contingent (N-1)
Metro North | PENFIELD - DIREK SD1685 | Emergency Rating | MVA | 2027 | 142 | 66kV | Meshed | None | Contingent (N-1)
Metro North | PENFIELD - ELIZABETH SOUTH SD1509 | Emergency Rating | MVA | 2027 | 137 | 66kV | Meshed | None | Contingent (N-1)
Metro South | PLYMPTON - GLENELG NORTH SD1583 | Emergency Rating | MVA | 2027 | 55 | 66kV | Meshed | None | Contingent (N-1)
Metro West | PORT ADELAIDE - CHELTENHAM SD1646 | Emergency Rating | MVA | 2027 | 131 | 66kV | Meshed | None | Contingent (N-1)
Metro West | PORT ADELAIDE NORTH - ATHOL PARK TEE SD1677B | Emergency Rating | MVA | 2027 | 144 | 66kV | Meshed | None | Contingent (N-1)
Metro South | PORT NOARLUNGA - SEAFORD SD1676A | Emergency Rating | MVA | 2027 | 93 | 66kV | Meshed | N-1 | Contingent (N-1)
Metro South | PORT STANVAC - LONSDALE SD1673 | Emergency Rating | MVA | 2027 | 153 | 66kV | Meshed | None | Contingent (N-1)
Metro South | PORT STANVAC - NOARLUNGA CENTRE SD1667 | Emergency Rating | MVA | 2027 | 144 | 66kV | Meshed | None | Contingent (N-1)
Metro East | PROSPECT - CROYDON SD2024 | Emergency Rating | MVA | 2027 | 137 | 66kV | Meshed | None | Contingent (N-1)
Metro West | QUEENSTOWN - GLANVILLE SD1526 | Emergency Rating | MVA | 2027 | 137 | 66kV | Meshed | None | Contingent (N-1)
Metro South | SEACOMBE - OAKLANDS SD1565 | Emergency Rating | MVA | 2027 | 137 | 66kV | Meshed | None | Contingent (N-1)
Metro South | SEACOMBE - SHEIDOW PARK SD1672 | Emergency Rating | MVA | 2027 | 153 | 66kV | Meshed | None | Contingent (N-1)
Metro South | SEAFORD - ALDINGA SD1676B | Emergency Rating | MVA | 2027 | 93 | 66kV | Meshed | N-1 | Contingent (N-1)
Metro South | SHEIDOW PARK - LONSDALE SD2009 | Emergency Rating | MVA | 2027 | 153 | 66kV | Meshed | None | Contingent (N-1)
Metro North | SMITHFIELD WEST - ANGLE VALE SD1650 | Emergency Rating | MVA | 2027 | 93 | 66kV | Meshed | None | Contingent (N-1)
Metro West | SMORGON STEEL RECYCLING - PORT ADELAIDE NORTH SD1532B | Emergency Rating | MVA | 2027 | 144 | 66kV | Meshed | None | Contingent (N-1)
Metro North | ST KILDA - VIRGINIA SD1684 | Emergency Rating | MVA | 2027 | 60 | 66kV | Radial | None | Contingent (N-1)
Metro East | TEA TREE GULLY - GOLDEN GROVE SD1638 | Emergency Rating | MVA | 2027 | 142 | 66kV | Meshed | None | Contingent (N-1)
Metro West | THEBARTON - CROYDON SD1522 | Emergency Rating | MVA | 2027 | 137 | 66kV | Meshed | None | Contingent (N-1)
Metro South | TONSLEY EAST - TONSLEY PARK SD1588 | Emergency Rating | MVA | 2027 | 137 | 66kV | Meshed | None | Contingent (N-1)
Metro South | TONSLEY PARK - SEACOMBE SD1564 | Emergency Rating | MVA | 2027 | 137 | 66kV | Meshed | None | Contingent (N-1)
Metro West | TORRENS ISLAND - ATHOL PARK TEE SD1677C | Emergency Rating | MVA | 2027 | 142 | 66kV | Meshed | None | Contingent (N-1)
Metro West | TORRENS ISLAND - KILBURN SD1656 | Emergency Rating | MVA | 2027 | 98 | 66kV | Meshed | None | Contingent (N-1)
Metro South | URAIDLA TEE - LINDEN PARK TEE SD1662D | Emergency Rating | MVA | 2027 | 144 | 66kV | Meshed | None | Contingent (N-1)
Metro North | VIRGINIA - VIRGINIA TEE SD2022A | Emergency Rating | MVA | 2027 | 153 | 66kV | Radial | None | Contingent (N-1)
Metro North | VIRGINIA TEE - TWO WELLS SD2022B | Emergency Rating | MVA | 2027 | 60 | 66kV | Radial | None | Contingent (N-1)
Metro East | WHITMORE SQUARE - KENT TOWN TEE SD1663B | Emergency Rating | MVA | 2027 | 90 | 66kV | Meshed | None | Contingent (N-1)
Metro East | WHITMORE SQUARE - WHITMORE SQUARE TEE SD1669C | Emergency Rating | MVA | 2027 | 77 | 66kV | Meshed | None | Contingent (N-1)
Metro West | WOODVILLE - FINDON SD1524 | Emergency Rating | MVA | 2027 | 137 | 66kV | Meshed | None | Contingent (N-1)
Metro West | WOODVILLE - QUEENSTOWN SD1525 | Emergency Rating | MVA | 2027 | 137 | 66kV | Meshed | None | Contingent (N-1)
Eastern Hills | MOUNT BARKER DISTRIBUTION - MOUNT BARKER SOUTH SD2012 | Emergency Rating | MVA | 2027 | 139.3504 | 66kV | Meshed | None | Contingent (N-1)
Eastern Hills | MOUNT BARKER DISTRIBUTION - BALHANNAH SD1598 | Emergency Rating | MVA | 2027 | 55.5573 | 66kV | Radial | None | Contingent (N-1)
Eastern Hills | BALHANNAH - URAIDLA SD1599 | Emergency Rating | MVA | 2027 | 40.3533 | 66kV | Radial | None | Contingent (N-1)
Eastern Hills | URAIDLA - MAGILL (METRO SOUTH TIE) SD1662E | Emergency Rating | MVA | 2027 | 49.6129 | 66kV | Radial | None | Contingent (N-1)
Eastern Hills | MOUNT BARKER DISTRIBUTION - HAHNDORF SD1596 | Emergency Rating | MVA | 2027 | 55.5573 | 66kV | Radial | None | Contingent (N-1)
Eastern Hills | MOUNT BARKER SOUTH - MEADOWS SD1597 | Emergency Rating | MVA | 2027 | 55.5573 | 66kV | Radial | None | Contingent (N-1)
Eastern Hills | MOUNT BARKER SOUTH - STRATHALBYN EAST TEE SD1601A | Emergency Rating | MVA | 2027 | 34.8662 | 66kV | Radial | None | Contingent (N-1)
Eastern Hills | STRATHALBYN EAST TEE - STRATHALBYN SD1601B | Emergency Rating | MVA | 2027 | 34.8662 | 66kV | Radial | None | Contingent (N-1)
Eastern Hills | STRATHALBYN - BELVIDERE SD1602 | Emergency Rating | MVA | 2027 | 13.1463 | 66kV | Radial | None | Contingent (N-1)
Eastern Hills | BELVIDERE - MILANG SD1603 | Emergency Rating | MVA | 2027 | 10.2884 | 66kV | Radial | None | Contingent (N-1)
Eastern Hills | BELVIDERE - LANGHORNE CREEK SD1604 | Emergency Rating | MVA | 2027 | 13.1463 | 66kV | Radial | None | Contingent (N-1)
Eyre Peninsula | YADNARIE - CLEVE SD1609 | Emergency Rating | MVA | 2027 | 10.2884 | 66kV | Radial | None | Contingent (N-1)
Eyre Peninsula | YADNARIE - RUDALL SD1610 | Emergency Rating | MVA | 2027 | 10.2884 | 66kV | Radial | None | Contingent (N-1)
Eyre Peninsula | RUDALL - DARKE PEAK SD1611 | Emergency Rating | MVA | 2027 | 10.2884 | 66kV | Radial | None | Contingent (N-1)
Eyre Peninsula | DARKE PEAK - CARALUE SD1612 | Emergency Rating | MVA | 2027 | 10.2884 | 66kV | Radial | None | Contingent (N-1)
Eyre Peninsula | RUDALL - LOCK SD1613 | Emergency Rating | MVA | 2027 | 10.2884 | 66kV | Radial | None | Contingent (N-1)
Eyre Peninsula | LOCK - POLDA SD1614 | Emergency Rating | MVA | 2027 | 10.2884 | 66kV | Radial | None | Contingent (N-1)
Eyre Peninsula | WUDINNA - POLDA SD1615 | Emergency Rating | MVA | 2027 | 10.2884 | 66kV | Radial | None | Contingent (N-1)
Eyre Peninsula | WUDINNA - MOORKITABIE SD1605 | Emergency Rating | MVA | 2027 | 53.271 | 66kV | Radial | None | Contingent (N-1)
Eyre Peninsula | MOORKITABIE - TARLTON SD1606 | Emergency Rating | MVA | 2027 | 53.271 | 66kV | Radial | None | Contingent (N-1)
Eyre Peninsula | TARLTON - STREAKY BAY SD1607 | Emergency Rating | MVA | 2027 | 30.9795 | 66kV | Radial | None | Contingent (N-1)
Eyre Peninsula | TARLTON - CEDUNA SD1608 | Emergency Rating | MVA | 2027 | 53.271 | 66kV | Radial | None | Contingent (N-1)
Riverland | NORTH WEST BEND - MORGAN TEE SD1616 | Emergency Rating | MVA | 2027 | 19.4336 | 66kV | Radial | None | Contingent (N-1)
Riverland | MORGAN TEE - CORDOLA SD1617 | Emergency Rating | MVA | 2027 | 19.6622 | 66kV | Radial | None | Contingent (N-1)
Riverland | CORDOLA - ROONKA SD1618 | Emergency Rating | MVA | 2027 | 19.6622 | 66kV | Radial | None | Contingent (N-1)
Riverland | ROONKA - PORTEE SD1619 | Emergency Rating | MVA | 2027 | 19.6622 | 66kV | Radial | None | Contingent (N-1)
Riverland | PORTEE - SWAN REACH SD1620 | Emergency Rating | MVA | 2027 | 10.2884 | 66kV | Radial | None | Contingent (N-1)
Riverland | NORTH WEST BEND - CADELL SD1622 | Emergency Rating | MVA | 2027 | 26.5212 | 66kV | Radial | None | Contingent (N-1)
Riverland | CADELL - QUALCO SD1623 | Emergency Rating | MVA | 2027 | 26.5212 | 66kV | Radial | None | Contingent (N-1)
Riverland | QUALCO - RAMCO SD1624 | Emergency Rating | MVA | 2027 | 26.5212 | 66kV | Radial | None | Contingent (N-1)
Riverland | RAMCO - WAIKERIE SD1625 | Emergency Rating | MVA | 2027 | 26.5212 | 66kV | Radial | None | Contingent (N-1)
Riverland | BERRI - GLOSSOP SD1626 | Emergency Rating | MVA | 2027 | 40.3533 | 66kV | Radial | None | Contingent (N-1)
Riverland | GLOSSOP - LOVEDAY SD1627 | Emergency Rating | MVA | 2027 | 26.5212 | 66kV | Radial | None | Contingent (N-1)
Riverland | LOVEDAY - WOOLPUNDA SD1628 | Emergency Rating | MVA | 2027 | 14.0608 | 66kV | Radial | None | Contingent (N-1)
Riverland | WOOLPUNDA - WAIKERIE SD1629 | Emergency Rating | MVA | 2027 | 14.0608 | 66kV | Radial | None | Contingent (N-1)
Riverland | BERRI - LOXTON SD1630 | Emergency Rating | MVA | 2027 | 44.0114 | 66kV | Radial | None | Contingent (N-1)
Riverland | LOXTON - PYAP SD1631 | Emergency Rating | MVA | 2027 | 14.0608 | 66kV | Radial | None | Contingent (N-1)
Riverland | BERRI - RENMARK SD1632 | Emergency Rating | MVA | 2027 | 42.7539 | 66kV | Radial | None | Contingent (N-1)
Riverland | RENMARK - PARINGA SD1633 | Emergency Rating | MVA | 2027 | 26.0639 | 66kV | Radial | None | Contingent (N-1)
Riverland | BERRI - LYRUP SD1634 | Emergency Rating | MVA | 2027 | 12.3461 | 66kV | Radial | None | Contingent (N-1)
Metro South | WILLUNGA - MYPONGA SD1568 | Emergency Rating | MVA | 2027 | 71.9044 | 66kV | Radial | None | Contingent (N-1)
Metro South | MYPONGA - YANKALILLA SD1569 | Emergency Rating | MVA | 2027 | 71.9044 | 66kV | Radial | None | Contingent (N-1)
Metro South | YANKALILLA - CAPE JERVIS SD1689 | Emergency Rating | MVA | 2027 | 60.5871 | 66kV | Radial | None | Contingent (N-1)
Metro South | WILLUNGA - SQUARE WATER HOLE SD1570 | Emergency Rating | MVA | 2027 | 71.9044 | 66kV | Radial | None | Contingent (N-1)
Metro South | SQUARE WATER HOLE - VICTOR HARBOR SD1595 | Emergency Rating | MVA | 2027 | 40.582 | 66kV | Radial | None | Contingent (N-1)
Metro South | SQUARE WATER HOLE - GOOLWA SD1571 | Emergency Rating | MVA | 2027 | 33.4944 | 66kV | Radial | None | Contingent (N-1)
Eastern Hills | BALHANNAH - WOODSIDE SD41100 | Emergency Rating | MVA | 2027 | 20.1767 | 33kV | Radial | None | Contingent (N-1)
Eastern Hills | BALHANNAH - VERDUN TEE SD41200 | Emergency Rating | MVA | 2027 | 21.377 | 33kV | Radial | None | Contingent (N-1)
Eastern Hills | VERDUN TEE - ALDGATE TEE SD41200 | Emergency Rating | MVA | 2027 | 20.291 | 33kV | Radial | None | Contingent (N-1)
Eastern Hills | VERDUN TEE - MYLOR SD41200 | Emergency Rating | MVA | 2027 | 3.3723 | 33kV | Radial | None | Contingent (N-1)
Eastern Hills | BALHANNAH - NAIRNE TEE SD41300 | Emergency Rating | MVA | 2027 | 13.032 | 33kV | Radial | None | Contingent (N-1)
Eastern Hills | NAIRNE TEE - NAIRNE SD41300 | Emergency Rating | MVA | 2027 | 13.032 | 33kV | Radial | None | Contingent (N-1)
Eastern Hills | NAIRNE TEE - BRUKUNGA SD41300 | Emergency Rating | MVA | 2027 | 6.5731 | 33kV | Radial | None | Contingent (N-1)
Eastern Hills | URAIDLA - PICCADILLY TEE SD42100 | Emergency Rating | MVA | 2027 | 20.291 | 33kV | Radial | None | Contingent (N-1)
Eastern Hills | PICCADILLY TEE - PICCADILLY EOL SD42100 | Emergency Rating | MVA | 2027 | 15.4326 | 33kV | Radial | None | Contingent (N-1)
Eastern Hills | PICCADILLY TEE - ALDGATE TEE SD42100 | Emergency Rating | MVA | 2027 | 20.291 | 33kV | Radial | None | Contingent (N-1)
Eastern Hills | ALDGATE TEE - ALDGATE SD42100 | Emergency Rating | MVA | 2027 | 13.032 | 33kV | Radial | None | Contingent (N-1)
Eastern Hills | ANGAS CREEK - BIRDWOOD TEE SD38100 | Emergency Rating | MVA | 2027 | 14.5752 | 33kV | Radial | None | Contingent (N-1)
Eastern Hills | BIRDWOOD TEE - GUMERACHA RURAL SD38100 | Emergency Rating | MVA | 2027 | 4.2297 | 33kV | Radial | None | Contingent (N-1)
Eastern Hills | BIRDWOOD TEE - BIRDWOOD SD38100 | Emergency Rating | MVA | 2027 | 7.1447 | 33kV | Radial | None | Contingent (N-1)
Eastern Hills | BIRDWOOD - MOUNT PLEASANT TEE SD38100 | Emergency Rating | MVA | 2027 | 4.2297 | 33kV | Radial | None | Contingent (N-1)
Eastern Hills | MOUNT PLEASANT TEE - PALMER RURAL SD38100 | Emergency Rating | MVA | 2027 | 4.2297 | 33kV | Radial | None | Contingent (N-1)
Eastern Hills | MOUNT PLEASANT TEE - MOUNT PLEASANT SD38100 | Emergency Rating | MVA | 2027 | 4.2297 | 33kV | Radial | None | Contingent (N-1)
Eastern Hills | ANGAS CREEK - ANGAS CREEK TEE SD38200 | Emergency Rating | MVA | 2027 | 20.291 | 33kV | Radial | None | Contingent (N-1)
Eastern Hills | ANGAS CREEK TEE - LOBETHAL SD38200 | Emergency Rating | MVA | 2027 | 20.1767 | 33kV | Radial | None | Contingent (N-1)
Eastern Hills | LOBETHAL - WOODSIDE SD38200 | Emergency Rating | MVA | 2027 | 7.0304 | 33kV | Radial | None | Contingent (N-1)
Eastern Hills | ANGAS CREEK TEE - GUMERACHA WEIR SD38200 | Emergency Rating | MVA | 2027 | 7.0304 | 33kV | Radial | None | Contingent (N-1)
Eastern Hills | GUMERACHA WEIR - HOUGHTON SD38200 | Emergency Rating | MVA | 2027 | 6.9732 | 33kV | Radial | None | Contingent (N-1)
Eastern Hills | GUMERACHA WEIR - KERSBROOK SD38200 | Emergency Rating | MVA | 2027 | 7.0304 | 33kV | Radial | None | Contingent (N-1)
Eastern Hills | KERSBROOK - WILLIAMSTOWN SOUTH TEE SD38200 | Emergency Rating | MVA | 2027 | 6.9732 | 33kV | Radial | None | Contingent (N-1)
Eastern Hills | GUMERACHA WEIR - GUMERACHA RURAL SD38200 | Emergency Rating | MVA | 2027 | 4.2297 | 33kV | Radial | None | Contingent (N-1)
Eyre Peninsula | WHYALLA CENTRAL - WHYALLA CITY 1 SD56101 | Emergency Rating | MVA | 2027 | 26.6355 | 33kV | Radial | None | Contingent (N-1)
Eyre Peninsula | WHYALLA CENTRAL - WHYALLA CITY 2 SD56102 | Emergency Rating | MVA | 2027 | 27.7786 | 33kV | Radial | None | Contingent (N-1)
Eyre Peninsula | WHYALLA CENTRAL - WHYALLA STUART SD56201 | Emergency Rating | MVA | 2027 | 27.7786 | 33kV | Radial | None | Contingent (N-1)
Eyre Peninsula | WHYALLA CENTRAL - WHYALLA NORTH TEE SD56301 | Emergency Rating | MVA | 2027 | 27.1499 | 33kV | Radial | None | Contingent (N-1)
Eyre Peninsula | WHYALLA NORTH TEE - WHYALLA TERMINAL SD56301 | Emergency Rating | MVA | 2027 | 25.1494 | 33kV | Radial | None | Contingent (N-1)
Eyre Peninsula | WHYALLA NORTH TEE - WHYALLA SOLAR SD56301 | Emergency Rating | MVA | 2027 | 26.6355 | 33kV | Radial | None | Contingent (N-1)
Eyre Peninsula | WHYALLA SOLAR - WHYALLA NORTH SD56301 | Emergency Rating | MVA | 2027 | 13.2034 | 33kV | Radial | None | Contingent (N-1)
Eyre Peninsula | PORT LINCOLN TERMINAL - PORT LINCOLN CITY TEE PL32 | Emergency Rating | MVA | 2027 | 20.5768 | 33kV | Radial | None | Contingent (N-1)
Eyre Peninsula | PORT LINCOLN CITY TEE - PORT LINCOLN CITY PL32 | Emergency Rating | MVA | 2027 | 20.5768 | 33kV | Radial | None | Contingent (N-1)
Eyre Peninsula | PORT LINCOLN CITY TEE - PORT LINCOLN MARINA TEE PL32 | Emergency Rating | MVA | 2027 | 20.5768 | 33kV | Radial | None | Contingent (N-1)
Eyre Peninsula | PORT LINCOLN MARINA TEE - PORT LINCOLN DOCKS PL32 | Emergency Rating | MVA | 2027 | 24.292 | 33kV | Radial | None | Contingent (N-1)
Eyre Peninsula | PORT LINCOLN MARINA TEE - PORT LINCOLN MARINA PL32 | Emergency Rating | MVA | 2027 | 27.1499 | 33kV | Radial | None | Contingent (N-1)
Eyre Peninsula | PORT LINCOLN TERMINAL - PORT LINCOLN CITY SD61101 | Emergency Rating | MVA | 2027 | 28.0496 | 33kV | Radial | None | Contingent (N-1)
Eyre Peninsula | PORT LINCOLN TERMINAL - POONINDIE TEE PL34 | Emergency Rating | MVA | 2027 | 20.4053 | 33kV | Radial | None | Contingent (N-1)
Eyre Peninsula | POONINDIE TEE - POONINDIE PL34 | Emergency Rating | MVA | 2027 | 15.4897 | 33kV | Radial | None | Contingent (N-1)
Eyre Peninsula | POONINDIE - POINT BOSTON PL34 | Emergency Rating | MVA | 2027 | 15.4326 | 33kV | Radial | None | Contingent (N-1)
Eyre Peninsula | POONINDIE TEE - TOD RIVER PL34 | Emergency Rating | MVA | 2027 | 20.4053 | 33kV | Radial | None | Contingent (N-1)
Eyre Peninsula | TOD RIVER - CUMMINS CM36 | Emergency Rating | MVA | 2027 | 5.1442 | 33kV | Radial | None | Contingent (N-1)
Eyre Peninsula | TOD RIVER - TUMBY BAY CM35 | Emergency Rating | MVA | 2027 | 5.1442 | 33kV | Radial | None | Contingent (N-1)
Eyre Peninsula | PORT LINCOLN TERMINAL - ULEY SOUTH TEE PL33 | Emergency Rating | MVA | 2027 | 23.1489 | 33kV | Radial | None | Contingent (N-1)
Eyre Peninsula | ULEY SOUTH TEE - ULEY SOUTH PL33 | Emergency Rating | MVA | 2027 | 5.2585 | 33kV | Radial | None | Contingent (N-1)
Eyre Peninsula | ULEY SOUTH TEE - ULEY PL33 | Emergency Rating | MVA | 2027 | 15.4897 | 33kV | Radial | None | Contingent (N-1)
Eyre Peninsula | ULEY - COFFIN BAY PL33 | Emergency Rating | MVA | 2027 | 3.9439 | 33kV | Radial | None | Contingent (N-1)
Eyre Peninsula | CLEVE - COWELL SD53100 | Emergency Rating | MVA | 2027 | 15.4326 | 33kV | Radial | None | Contingent (N-1)
Eyre Peninsula | CLEVE - BOOTHBY SD55100 | Emergency Rating | MVA | 2027 | 15.0325 | 33kV | Radial | None | Contingent (N-1)
Eyre Peninsula | BOOTHBY - PUMPING STATION ROAD SD55100 | Emergency Rating | MVA | 2027 | 15.0325 | 33kV | Radial | None | Contingent (N-1)
Eyre Peninsula | PUMPING STATION ROAD - ARNO BAY SD55100 | Emergency Rating | MVA | 2027 | 15.0325 | 33kV | Radial | None | Contingent (N-1)
Mid North | BRINKWORTH - YACKA TEE SD33100 | Emergency Rating | MVA | 2027 | 6.173 | 33kV | Radial | None | Contingent (N-1)
Mid North | YACKA TEE - YACKA RURAL SD33100 | Emergency Rating | MVA | 2027 | 5.1442 | 33kV | Radial | None | Contingent (N-1)
Mid North | YACKA TEE - SPALDING TEE SD33100 | Emergency Rating | MVA | 2027 | 5.1442 | 33kV | Radial | None | Contingent (N-1)
Mid North | SPALDING TEE - GEORGETOWN SD33100 | Emergency Rating | MVA | 2027 | 5.1442 | 33kV | Radial | None | Contingent (N-1)
Mid North | GEORGETOWN - GLADSTONE SD33100 | Emergency Rating | MVA | 2027 | 3.9439 | 33kV | Radial | None | Contingent (N-1)
Mid North | SPALDING TEE - SPALDING SD33100 | Emergency Rating | MVA | 2027 | 3.9439 | 33kV | Radial | None | Contingent (N-1)
Mid North | BRINKWORTH - MERRITON SD33300 | Emergency Rating | MVA | 2027 | 6.173 | 33kV | Radial | None | Contingent (N-1)
Mid North | BRINKWORTH - BRINKWORTH TEE SD33200 | Emergency Rating | MVA | 2027 | 6.173 | 33kV | Radial | None | Contingent (N-1)
Mid North | BRINKWORTH TEE - YACKA RURAL SD33200 | Emergency Rating | MVA | 2027 | 5.1442 | 33kV | Radial | None | Contingent (N-1)
Mid North | BRINKWORTH TEE - BLYTH TOWNSHIP SD33200 | Emergency Rating | MVA | 2027 | 5.1442 | 33kV | Radial | None | Contingent (N-1)
Mid North | BLYTH TOWNSHIP - CLARE NORTH TEE SD33200 | Emergency Rating | MVA | 2027 | 5.1442 | 33kV | Radial | None | Contingent (N-1)
Mid North | BLYTH TOWNSHIP - BALAKLAVA TOWNSHIP SD33200 | Emergency Rating | MVA | 2027 | 4.0582 | 33kV | Radial | None | Contingent (N-1)
Mid North | WATERLOO DISTRIBUTION - RIVERTON TEE SD36400 | Emergency Rating | MVA | 2027 | 6.173 | 33kV | Radial | N | Contingent (N-1)
Mid North | RIVERTON TEE - AUBURN TEE SD36400 | Emergency Rating | MVA | 2027 | 6.173 | 33kV | Radial | None | Contingent (N-1)
Mid North | AUBURN TEE - AUBURN SD36400 | Emergency Rating | MVA | 2027 | 6.173 | 33kV | Radial | None | Contingent (N-1)
Mid North | RIVERTON TEE - RIVERTON SD36400 | Emergency Rating | MVA | 2027 | 6.173 | 33kV | Radial | None | Contingent (N-1)
Mid North | WATERLOO DISTRIBUTION - WATERLOO RURAL SD36201 | Emergency Rating | MVA | 2027 | 7.0304 | 33kV | Radial | None | Contingent (N-1)
Mid North | WATERLOO RURAL - ROBERTSTOWN SD36201 | Emergency Rating | MVA | 2027 | 7.0304 | 33kV | Radial | None | Contingent (N-1)
Mid North | WATERLOO DISTRIBUTION - PORTERS LAGOON SD36101 | Emergency Rating | MVA | 2027 | 21.377 | 33kV | Radial | None | Contingent (N-1)
Mid North | PORTERS LAGOON - HANSON SD36101 | Emergency Rating | MVA | 2027 | 20.291 | 33kV | Radial | None | Contingent (N-1)
Mid North | WATERLOO DISTRIBUTION - WATERLOO TOWN SD36300 | Emergency Rating | MVA | 2027 | 20.291 | 33kV | Radial | None | Contingent (N-1)
Mid North | WATERLOO TOWN - EUDUNDA TEE SD36300 | Emergency Rating | MVA | 2027 | 7.0304 | 33kV | Radial | None | Contingent (N-1)
Mid North | EUDUNDA TEE - EUDUNDA SD36300 | Emergency Rating | MVA | 2027 | 5.1442 | 33kV | Radial | None | Contingent (N-1)
Mid North | EUDUNDA TEE - KAPUNDA RURAL SD36300 | Emergency Rating | MVA | 2027 | 7.0304 | 33kV | Radial | None | Contingent (N-1)
Mid North | TEMPLERS - WASLEYS SD37402 | Emergency Rating | MVA | 2027 | 13.032 | 33kV | Radial | None | Contingent (N-1)
Mid North | WASLEYS - MALLALA SD37402 | Emergency Rating | MVA | 2027 | 9.8311 | 33kV | Radial | None | Contingent (N-1)
Mid North | TEMPLERS - HAMLEY BRIDGE SD37101 | Emergency Rating | MVA | 2027 | 9.8311 | 33kV | Radial | None | Contingent (N-1)
Mid North | HAMLEY BRIDGE - BALAKLAVA RURAL SD37102 | Emergency Rating | MVA | 2027 | 5.1442 | 33kV | Radial | None | Contingent (N-1)
Mid North | TEMPLERS - FREELING NORTH TEE SD37200 | Emergency Rating | MVA | 2027 | 13.2606 | 33kV | Radial | None | Contingent (N-1)
Mid North | FREELING NORTH TEE - KAPUNDA RURAL SD37200 | Emergency Rating | MVA | 2027 | 7.0304 | 33kV | Radial | N | Contingent (N-1)
Mid North | TEMPLERS - DAVEYSTON TOWNSHIP SD37301 | Emergency Rating | MVA | 2027 | 21.377 | 33kV | Radial | None | Contingent (N-1)
Mid North | TEMPLERS - GAWLER BELT TEE SD37501 | Emergency Rating | MVA | 2027 | 20.1767 | 33kV | Radial | None | Contingent (N-1)
Mid North | GAWLER BELT TEE - EVANSTON SD60101 | Emergency Rating | MVA | 2027 | 6.5731 | 33kV | Radial | None | Contingent (N-1)
Mid North | DORRIEN - NURIOOTPA TEE SD52100 | Emergency Rating | MVA | 2027 | 20.291 | 33kV | Radial | N | Contingent (N-1)
Mid North | NURIOOTPA TEE - NURIOOTPA SD52100 | Emergency Rating | MVA | 2027 | 20.291 | 33kV | Radial | None | Contingent (N-1)
Mid North | NURIOOTPA TEE - STOCKWELL SD52100 | Emergency Rating | MVA | 2027 | 15.4326 | 33kV | Radial | None | Contingent (N-1)
Mid North | DORRIEN - ANGASTON NO 1 SD52201 | Emergency Rating | MVA | 2027 | 27.1499 | 33kV | Meshed | None | Contingent (N-1)
Mid North | DORRIEN - ANGASTON NO 2 SD52202 | Emergency Rating | MVA | 2027 | 27.1499 | 33kV | Meshed | None | Contingent (N-1)
Mid North | DORRIEN - BAROSSA SOUTH SD52300 | Emergency Rating | MVA | 2027 | 26.6355 | 33kV | Radial | None | Contingent (N-1)
Mid North | BAROSSA SOUTH TEE - LYNDOCH TEE SD52300 | Emergency Rating | MVA | 2027 | 26.6355 | 33kV | Radial | None | Contingent (N-1)
Mid North | LYNDOCH TEE - LYNDOCH SD52300 | Emergency Rating | MVA | 2027 | 15.0325 | 33kV | Radial | None | Contingent (N-1)
Mid North | LYNDOCH TEE - SANDY CREEK TEE SD52300 | Emergency Rating | MVA | 2027 | 3.9439 | 33kV | Radial | None | Contingent (N-1)
Mid North | SANDY CREEK TEE - SANDY CREEK SD52300 | Emergency Rating | MVA | 2027 | 3.9439 | 33kV | Radial | None | Contingent (N-1)
Mid North | SANDY CREEK TEE - EVANSTON TEE SD52300 | Emergency Rating | MVA | 2027 | 3.9439 | 33kV | Radial | None | Contingent (N-1)
Mid North | LYNDOCH - WILLIAMSTOWN SD52300 | Emergency Rating | MVA | 2027 | 8.1164 | 33kV | Radial | None | Contingent (N-1)
Mid North | WILLIAMSTOWN - WILLIAMSTOWN SOUTH TEE SD52300 | Emergency Rating | MVA | 2027 | 6.9732 | 33kV | Radial | None | Contingent (N-1)
Mid North | WILLIAMSTOWN SOUTH TEE - WILLIAMSTOWN SOUTH SD52300 | Emergency Rating | MVA | 2027 | 6.9732 | 33kV | Radial | None | Contingent (N-1)
Mid North | WILLIAMSTOWN SOUTH TEE - ANGAS CREEK TIE SD52300 | Emergency Rating | MVA | 2027 | 6.9732 | 33kV | Radial | None | Contingent (N-1)
Mid North | CLARE NORTH - CLARE NO 1 SD57101 | Emergency Rating | MVA | 2027 | 45.8976 | 33kV | Meshed | None | Contingent (N-1)
Mid North | CLARE NORTH - CLARE NORTH TEE SD57102 | Emergency Rating | MVA | 2027 | 45.8976 | 33kV | Meshed | None | Contingent (N-1)
Mid North | CLARE NORTH TEE - CLARE NO 2 SD57102 | Emergency Rating | MVA | 2027 | 45.8976 | 33kV | Meshed | None | Contingent (N-1)
Mid North | CLARE - FARRELL FLAT SD57100 | Emergency Rating | MVA | 2027 | 13.032 | 33kV | Radial | None | Contingent (N-1)
Mid North | FARRELL FLAT - WATERLOO TIE SD57100 | Emergency Rating | MVA | 2027 | 13.032 | 33kV | Radial | None | Contingent (N-1)
Mid North | FARRELL FLAT - BURRA SD57100 | Emergency Rating | MVA | 2027 | 3.9439 | 33kV | Radial | None | Contingent (N-1)
Murraylands | MANNUM - PALMER TEE SD39200 | Emergency Rating | MVA | 2027 | 4.2297 | 33kV | Radial | None | Contingent (N-1)
Murraylands | PALMER TEE - MANNUM ROAD RANDELL ROAD INT SD39200 | Emergency Rating | MVA | 2027 | 4.2297 | 33kV | Radial | None | Contingent (N-1)
Murraylands | PALMER TEE - CAMBRAI TEE SD39200 | Emergency Rating | MVA | 2027 | 4.2297 | 33kV | Radial | None | Contingent (N-1)
Murraylands | CAMBRAI TEE - CAMBRAI SD39200 | Emergency Rating | MVA | 2027 | 3.9439 | 33kV | Radial | None | Contingent (N-1)
Murraylands | CAMBRAI TEE - PALMER RURAL SD39200 | Emergency Rating | MVA | 2027 | 4.2297 | 33kV | Radial | None | Contingent (N-1)
Murraylands | MANNUM - TEAL FLAT TEE SD39100 | Emergency Rating | MVA | 2027 | 9.8311 | 33kV | Radial | None | Contingent (N-1)
Murraylands | TEAL FLAT TEE - TEAL FLAT SD39100 | Emergency Rating | MVA | 2027 | 5.1442 | 33kV | Radial | None | Contingent (N-1)
Murraylands | TEAL FLAT TEE - SWAN REACH SD39100 | Emergency Rating | MVA | 2027 | 5.1442 | 33kV | Radial | None | Contingent (N-1)
Murraylands | MANNUM - CALOOTE TEE SD39300 | Emergency Rating | MVA | 2027 | 13.775 | 33kV | Radial | None | Contingent (N-1)
Murraylands | CALOOTE TEE - CALOOTE SD39300 | Emergency Rating | MVA | 2027 | 6.5731 | 33kV | Radial | None | Contingent (N-1)
Murraylands | CALOOTE TEE - MOBILONG TIE SD39300 | Emergency Rating | MVA | 2027 | 6.5731 | 33kV | Radial | None | Contingent (N-1)
Murraylands | MANNUM - MANNUM RURAL SD39300 | Emergency Rating | MVA | 2027 | 13.0891 | 33kV | Radial | None | Contingent (N-1)
Murraylands | MANNUM RURAL - MANNUM TOWN TEE SD39300 | Emergency Rating | MVA | 2027 | 7.1447 | 33kV | Radial | None | Contingent (N-1)
Murraylands | MANNUM TOWN TEE - MANNUM ROAD RANDELL ROAD INT SD39300 | Emergency Rating | MVA | 2027 | 4.2297 | 33kV | Radial | None | Contingent (N-1)
Murraylands | MANNUM TOWN TEE - PELLARING FLAT TEE SD39300 | Emergency Rating | MVA | 2027 | 7.1447 | 33kV | Radial | None | Contingent (N-1)
Murraylands | PELLARING FLAT TEE - MANNUM TOWN SD39300 | Emergency Rating | MVA | 2027 | 6.173 | 33kV | Radial | None | Contingent (N-1)
Murraylands | MOBILONG DISTRIBUTION - MOBILONG SD43100 | Emergency Rating | MVA | 2027 | 59.3297 | 33kV | Radial | None | Contingent (N-1)
Murraylands | MOBILONG - MOBILONG TEE SD43100 | Emergency Rating | MVA | 2027 | 21.377 | 33kV | Radial | None | Contingent (N-1)
Murraylands | MOBILONG TEE - MYPOLONGA TIE SD43100 | Emergency Rating | MVA | 2027 | 21.377 | 33kV | Radial | None | Contingent (N-1)
Murraylands | MOBILONG TEE - MURRAY BRIDGE NORTH TEE SD43100 | Emergency Rating | MVA | 2027 | 21.377 | 33kV | Radial | None | Contingent (N-1)
Murraylands | MURRAY BRIDGE NORTH TEE - MURRAY BRIDGE NORTH SD43100 | Emergency Rating | MVA | 2027 | 21.377 | 33kV | Radial | None | Contingent (N-1)
Murraylands | MURRAY BRIDGE NORTH TEE - MURRAY BRIDGE SOUTH TEE SD43100 | Emergency Rating | MVA | 2027 | 21.377 | 33kV | Radial | None | Contingent (N-1)
Murraylands | MURRAY BRIDGE SOUTH TEE - MURRAY BRIDGE SOUTH SD43100 | Emergency Rating | MVA | 2027 | 21.377 | 33kV | Radial | None | Contingent (N-1)
Murraylands | MURRAY BRIDGE SOUTH TEE - MURRAY BRIDGE TOWNSHIP SD43100 | Emergency Rating | MVA | 2027 | 6.5731 | 33kV | Radial | None | Contingent (N-1)
Murraylands | MOBILONG DISTRIBUTION - MOBILONG SD43200 | Emergency Rating | MVA | 2027 | 54.9857 | 33kV | Radial | None | Contingent (N-1)
Murraylands | MOBILONG - MONARTO TEE SD43200 | Emergency Rating | MVA | 2027 | 54.9857 | 33kV | Radial | None | Contingent (N-1)
Murraylands | MONARTO TEE - MURRAY BRIDGE NORTH SD43200 | Emergency Rating | MVA | 2027 | 54.9857 | 33kV | Radial | None | Contingent (N-1)
Murraylands | MONARTO TEE - MONARTO SOUTH TEE SD43200 | Emergency Rating | MVA | 2027 | 20.4053 | 33kV | Radial | None | Contingent (N-1)
Murraylands | MONARTO SOUTH TEE - MONARTO SOUTH SD43200 | Emergency Rating | MVA | 2027 | 15.4326 | 33kV | Radial | None | Contingent (N-1)
Murraylands | MONARTO SOUTH TEE - MONARTO CENTRAL SD43200 | Emergency Rating | MVA | 2027 | 15.4326 | 33kV | Radial | None | Contingent (N-1)
Murraylands | MOBILONG DISTRIBUTION - MOBILONG SD43300 | Emergency Rating | MVA | 2027 | 21.377 | 33kV | Radial | None | Contingent (N-1)
Murraylands | MOBILONG - PALLAMANA TEE SD43300 | Emergency Rating | MVA | 2027 | 21.377 | 33kV | Radial | None | Contingent (N-1)
Murraylands | PALLAMANA TEE - MYPOLONGA TEE SD43300 | Emergency Rating | MVA | 2027 | 6.5731 | 33kV | Radial | None | Contingent (N-1)
Murraylands | MYPOLONGA TEE - MYPOLONGA SD43300 | Emergency Rating | MVA | 2027 | 6.5731 | 33kV | Radial | None | Contingent (N-1)
Murraylands | MYPOLONGA - MYPOLONGA EOL SD43300 | Emergency Rating | MVA | 2027 | 6.173 | 33kV | Radial | None | Contingent (N-1)
Murraylands | MYPOLONGA TEE - CALOOTE TEE SD43300 | Emergency Rating | MVA | 2027 | 6.5731 | 33kV | Radial | None | Contingent (N-1)
Murraylands | TAILEM BEND - PUMP STATION TEE SD40101 | Emergency Rating | MVA | 2027 | 21.377 | 33kV | Radial | None | Contingent (N-1)
Murraylands | PUMP STATION TEE - TAILEM BEND RURAL SD40101 | Emergency Rating | MVA | 2027 | 5.1442 | 33kV | Radial | None | Contingent (N-1)
Murraylands | TAILEM BEND RURAL - TAILEM BEND EOL SD40101 | Emergency Rating | MVA | 2027 | 5.1442 | 33kV | Radial | None | Contingent (N-1)
Murraylands | PUMP STATION TEE - TAILEM BEND TOWN TEE SD40101 | Emergency Rating | MVA | 2027 | 21.377 | 33kV | Radial | None | Contingent (N-1)
Murraylands | TAILEM BEND TOWN TEE - TAILEM BEND TOWN SD40101 | Emergency Rating | MVA | 2027 | 6.5731 | 33kV | Radial | None | Contingent (N-1)
Murraylands | TAILEM BEND TOWN TEE - JERVOIS SD40101 | Emergency Rating | MVA | 2027 | 21.377 | 33kV | Radial | None | Contingent (N-1)
Murraylands | JERVOIS - JERVOIS FLAT 1 TEE SD40102 | Emergency Rating | MVA | 2027 | 21.377 | 33kV | Radial | None | Contingent (N-1)
Murraylands | JERVOIS FLAT 1 TEE - JERVOIS FLAT 2 TEE SD40102 | Emergency Rating | MVA | 2027 | 21.377 | 33kV | Radial | None | Contingent (N-1)
Murraylands | JERVOIS FLAT 2 TEE - WOODS POINT SD40102 | Emergency Rating | MVA | 2027 | 21.377 | 33kV | Radial | None | Contingent (N-1)
Murraylands | WOODS POINT - WHITE SANDS TEE SD40103 | Emergency Rating | MVA | 2027 | 21.377 | 33kV | Radial | None | Contingent (N-1)
Murraylands | WHITE SANDS TEE - WHITE SANDS SD40103 | Emergency Rating | MVA | 2027 | 15.4326 | 33kV | Radial | None | Contingent (N-1)
Murraylands | WHITE SANDS TEE - MURRAY BRIDGE TOWNSHIP SD40103 | Emergency Rating | MVA | 2027 | 21.377 | 33kV | Radial | None | Contingent (N-1)
Murraylands | TAILEM BEND - SUBSTATION ROAD TEE SD40200 | Emergency Rating | MVA | 2027 | 15.7184 | 33kV | Radial | None | Contingent (N-1)
Murraylands | SUBSTATION ROAD TEE - SUBSTATION ROAD SD40200 | Emergency Rating | MVA | 2027 | 15.7184 | 33kV | Radial | None | Contingent (N-1)
Murraylands | SUBSTATION ROAD TEE - MALLEE HWY SD40200 | Emergency Rating | MVA | 2027 | 15.7184 | 33kV | Radial | None | Contingent (N-1)
Murraylands | MALLEE HWY - MOORLANDS SWER SD40200 | Emergency Rating | MVA | 2027 | 15.7184 | 33kV | Radial | None | Contingent (N-1)
Murraylands | MALLEE HWY - ELWOMPLE SD40200 | Emergency Rating | MVA | 2027 | 10.1169 | 33kV | Radial | None | Contingent (N-1)
Murraylands | MOORLANDS SWER - COOMANDOOK SD40200 | Emergency Rating | MVA | 2027 | 15.7184 | 33kV | Radial | None | Contingent (N-1)
Murraylands | COOMANDOOK - COONALPYN SD40200 | Emergency Rating | MVA | 2027 | 12.1746 | 33kV | Radial | None | Contingent (N-1)
Murraylands | COONALPYN - BINNIES TEE SD40300 | Emergency Rating | MVA | 2027 | 6.173 | 33kV | Radial | N | Contingent (N-1)
Murraylands | BINNIES TEE - BINNIES SD40300 | Emergency Rating | MVA | 2027 | 6.173 | 33kV | Radial | None | Contingent (N-1)
Murraylands | BINNIES TEE - MENINGIE SD40300 | Emergency Rating | MVA | 2027 | 6.173 | 33kV | Radial | None | Contingent (N-1)
Murraylands | MENINGIE - CAMPBELL PARK TEE SD40400 | Emergency Rating | MVA | 2027 | 6.173 | 33kV | Radial | None | Contingent (N-1)
Murraylands | CAMPBELL PARK TEE - CAMPBELL PARK SD40400 | Emergency Rating | MVA | 2027 | 6.173 | 33kV | Radial | None | Contingent (N-1)
Murraylands | CAMPBELL PARK TEE - NARRUNG SD40400 | Emergency Rating | MVA | 2027 | 6.173 | 33kV | Radial | None | Contingent (N-1)
Murraylands | TAILEM BEND - SHERLOCK SD40501 | Emergency Rating | MVA | 2027 | 13.775 | 33kV | Radial | None | Contingent (N-1)
Murraylands | SHERLOCK - KAROONDA SD40502 | Emergency Rating | MVA | 2027 | 3.9439 | 33kV | Radial | None | Contingent (N-1)
Murraylands | SHERLOCK - GERANIUM SD40600 | Emergency Rating | MVA | 2027 | 9.8311 | 33kV | Radial | N | Contingent (N-1)
Murraylands | GERANIUM - LAMEROO SD40700 | Emergency Rating | MVA | 2027 | 9.8311 | 33kV | Radial | N | Contingent (N-1)
Murraylands | LAMEROO - LAMEROO RURAL SD40800 | Emergency Rating | MVA | 2027 | 6.9161 | 33kV | Radial | N | Contingent (N-1)
Murraylands | LAMEROO RURAL - PARILLA TEE SD40800 | Emergency Rating | MVA | 2027 | 5.6586 | 33kV | Radial | N | Contingent (N-1)
Murraylands | PARILLA TEE - PARILLA SD40800 | Emergency Rating | MVA | 2027 | 4.8012 | 33kV | Radial | None | Contingent (N-1)
Murraylands | PARILLA TEE - PINNAROO SD40800 | Emergency Rating | MVA | 2027 | 3.9439 | 33kV | Radial | None | Contingent (N-1)
Riverland | PARINGA - MURTHO LX21 | Emergency Rating | MVA | 2027 | 15.0325 | 33kV | Radial | N | Contingent (N-1)
Riverland | MURTHO - LINDSAY PT TEE LX21 | Emergency Rating | MVA | 2027 | 10.7456 | 33kV | Radial | None | Contingent (N-1)
Riverland | LINDSAY PT TEE - BORDER CLIFFS LX21 | Emergency Rating | MVA | 2027 | 10.7456 | 33kV | Radial | None | Contingent (N-1)
Riverland | LINDSAY PT TEE - VIC BORDER LX21 | Emergency Rating | MVA | 2027 | 10.7456 | 33kV | Radial | None | Contingent (N-1)
Riverland | SWAN REACH - SWAN REACH FILTRATION TEE SD39400 | Emergency Rating | MVA | 2027 | 5.1442 | 33kV | Radial | None | Contingent (N-1)
Riverland | SWAN REACH FILTRATION TEE - SWAN REACH TOWN SD39400 | Emergency Rating | MVA | 2027 | 5.1442 | 33kV | Radial | None | Contingent (N-1)
South East | KEITH - COONALPYN SD45101 | Emergency Rating | MVA | 2027 | 5.1442 | 33kV | Radial | None | Contingent (N-1)
South East | KEITH - PADTHAWAY SD45300 | Emergency Rating | MVA | 2027 | 7.0876 | 33kV | Radial | None | Contingent (N-1)
South East | KEITH - WIRREGA SD45201 | Emergency Rating | MVA | 2027 | 13.032 | 33kV | Radial | N | Contingent (N-1)
South East | WIRREGA - BORDERTOWN SD45202 | Emergency Rating | MVA | 2027 | 13.032 | 33kV | Radial | N | Contingent (N-1)
South East | SNUGGERY RURAL - MILLICENT SD49100 | Emergency Rating | MVA | 2027 | 20.291 | 33kV | Radial | None | Contingent (N-1)
South East | MILLICENT - SOUTH END TEE SD49100 | Emergency Rating | MVA | 2027 | 12.8033 | 33kV | Radial | None | Contingent (N-1)
South East | SOUTH END TEE - SOUTH END SD49100 | Emergency Rating | MVA | 2027 | 12.8033 | 33kV | Radial | None | Contingent (N-1)
South East | SOUTH END TEE - HATHERLEIGH TOWNSHIP TEE SD49100 | Emergency Rating | MVA | 2027 | 12.8033 | 33kV | Radial | None | Contingent (N-1)
South East | HATHERLEIGH TOWNSHIP TEE - HATHERLEIGH TOWNSHIP SD49100 | Emergency Rating | MVA | 2027 | 5.1442 | 33kV | Radial | None | Contingent (N-1)
South East | HATHERLEIGH TOWNSHIP TEE - HATHERLEIGH SD49100 | Emergency Rating | MVA | 2027 | 12.8033 | 33kV | Radial | None | Contingent (N-1)
South East | HATHERLEIGH - BEACHPORT TEE SD49200 | Emergency Rating | MVA | 2027 | 9.8311 | 33kV | Radial | None | Contingent (N-1)
South East | BEACHPORT TEE - BEACHPORT SD49200 | Emergency Rating | MVA | 2027 | 3.9439 | 33kV | Radial | None | Contingent (N-1)
South East | BEACHPORT TEE - ROBE SD49200 | Emergency Rating | MVA | 2027 | 5.1442 | 33kV | Radial | N | Contingent (N-1)
South East | SNUGGERY RURAL - MOUNT BURR SD49500 | Emergency Rating | MVA | 2027 | 27.7786 | 33kV | Radial | None | Contingent (N-1)
South East | MOUNT BURR - KALANGADOO TEE SD49500 | Emergency Rating | MVA | 2027 | 6.173 | 33kV | Radial | None | Contingent (N-1)
South East | KALANGADOO TEE - KALANGADOO SD49500 | Emergency Rating | MVA | 2027 | 5.1442 | 33kV | Radial | None | Contingent (N-1)
South East | KALANGADOO TEE - KALANGADOO RURAL SD49500 | Emergency Rating | MVA | 2027 | 6.173 | 33kV | Radial | None | Contingent (N-1)
South East | BLANCHE - MOUNT GAMBIER WEST SD48101 | Emergency Rating | MVA | 2027 | 32.4084 | 33kV | Radial | None | Contingent (N-1)
South East | BLUE LAKE TEE - MOUNT GAMBIER SD48104 | Emergency Rating | MVA | 2027 | 6.173 | 33kV | Radial | None | Contingent (N-1)
South East | BLANCHE - LAKESIDE TEE SD48100 | Emergency Rating | MVA | 2027 | 55.5573 | 33kV | Radial | None | Contingent (N-1)
South East | LAKESIDE TEE - GLENCOE TEE SD48100 | Emergency Rating | MVA | 2027 | 17.4331 | 33kV | Radial | None | Contingent (N-1)
South East | GLENCOE TEE - TANTANOOLA SD48100 | Emergency Rating | MVA | 2027 | 7.0876 | 33kV | Radial | None | Contingent (N-1)
South East | GLENCOE TEE - MOUNT GAMBIER SD48100 | Emergency Rating | MVA | 2027 | 17.4331 | 33kV | Radial | None | Contingent (N-1)
South East | BLANCHE - KONGORONG TEE SD48200 | Emergency Rating | MVA | 2027 | 15.0325 | 33kV | Radial | None | Contingent (N-1)
South East | KONGORONG TEE - KONGORONG SD48200 | Emergency Rating | MVA | 2027 | 5.1442 | 33kV | Radial | None | Contingent (N-1)
South East | KONGORONG TEE - MOUNT SCHANK SD48200 | Emergency Rating | MVA | 2027 | 12.8033 | 33kV | Radial | None | Contingent (N-1)
South East | MOUNT SCHANK - ALLENDALE EAST SD48200 | Emergency Rating | MVA | 2027 | 5.1442 | 33kV | Radial | None | Contingent (N-1)
South East | MOUNT GAMBIER - TARPEENA SOUTH TEE SD47101 | Emergency Rating | MVA | 2027 | 17.4331 | 33kV | Radial | None | Contingent (N-1)
South East | TARPEENA SOUTH TEE - MOUNT GAMBIER SD47101 | Emergency Rating | MVA | 2027 | 7.0876 | 33kV | Radial | None | Contingent (N-1)
South East | TARPEENA SOUTH TEE - TARPEENA SOUTH SD47101 | Emergency Rating | MVA | 2027 | 17.4331 | 33kV | Radial | None | Contingent (N-1)
South East | KINCRAIG - LUCINDALE SD46201 | Emergency Rating | MVA | 2027 | 13.032 | 33kV | Radial | None | Contingent (N-1)
South East | LUCINDALE - KINGSTON SE SD46201 | Emergency Rating | MVA | 2027 | 5.1442 | 33kV | Radial | None | Contingent (N-1)
South East | KINCRAIG - NARACOORTE SD46300 | Emergency Rating | MVA | 2027 | 29.9506 | 33kV | Radial | None | Contingent (N-1)
South East | NARACOORTE - NARACOORTE EAST TEE SD46100 | Emergency Rating | MVA | 2027 | 7.0876 | 33kV | Radial | None | Contingent (N-1)
South East | NARACOORTE EAST TEE - NARACOORTE EAST SD46100 | Emergency Rating | MVA | 2027 | 7.0876 | 33kV | Radial | None | Contingent (N-1)
South East | NARACOORTE EAST TEE - PADTHAWAY SD46100 | Emergency Rating | MVA | 2027 | 7.0876 | 33kV | Radial | None | Contingent (N-1)
South East | KINCRAIG - STRUAN RURAL SD46400 | Emergency Rating | MVA | 2027 | 27.7786 | 33kV | Radial | None | Contingent (N-1)
South East | STRUAN RURAL - GLENROY RURAL SD46400 | Emergency Rating | MVA | 2027 | 27.7786 | 33kV | Radial | None | Contingent (N-1)
South East | PENOLA WEST - PENOLA TEE SD58200 | Emergency Rating | MVA | 2027 | 20.4053 | 33kV | Radial | None | Contingent (N-1)
South East | PENOLA TEE - GLENROY RURAL SD58200 | Emergency Rating | MVA | 2027 | 6.173 | 33kV | Radial | N | Contingent (N-1)
South East | PENOLA WEST - PENOLA TEE SD58101 | Emergency Rating | MVA | 2027 | 20.4053 | 33kV | Radial | None | Contingent (N-1)
South East | PENOLA TEE - SAFRIES TEE SD58101 | Emergency Rating | MVA | 2027 | 6.173 | 33kV | Radial | None | Contingent (N-1)
South East | SAFRIES TEE - KALANGADOO NANGWARRY TEE SD58101 | Emergency Rating | MVA | 2027 | 6.173 | 33kV | Radial | None | Contingent (N-1)
South East | KALANGADOO NANGWARRY TEE - NANGWARRY TEE SD58101 | Emergency Rating | MVA | 2027 | 6.173 | 33kV | Radial | None | Contingent (N-1)
South East | NANGWARRY TEE - NANGWARRY SD58101 | Emergency Rating | MVA | 2027 | 6.173 | 33kV | Radial | None | Contingent (N-1)
South East | KALANGADOO NANGWARRY TEE - KALANGADOO RURAL SD58101 | Emergency Rating | MVA | 2027 | 6.173 | 33kV | Radial | None | Contingent (N-1)
South East | NANGWARRY TEE - MOUNT GAMBIER SD58101 | Emergency Rating | MVA | 2027 | 6.173 | 33kV | Radial | None | Contingent (N-1)
Metro South | WILLUNGA - MCLAREN VALE SD44400 | Emergency Rating | MVA | 2027 | 10.5742 | 33kV | Radial | None | Contingent (N-1)
Metro South | YANKALILLA - HAY FLAT SD44200 | Emergency Rating | MVA | 2027 | 16.9187 | 33kV | Radial | None | Contingent (N-1)
Metro South | HAY FLAT - RAPID BAY TEE SD44200 | Emergency Rating | MVA | 2027 | 5.1442 | 33kV | Radial | None | Contingent (N-1)
Metro South | RAPID BAY TEE - RAPID BAY SD44200 | Emergency Rating | MVA | 2027 | 5.1442 | 33kV | Radial | None | Contingent (N-1)
Metro South | RAPID BAY TEE - CAPE JERVIS SD44200 | Emergency Rating | MVA | 2027 | 5.1442 | 33kV | Radial | None | Contingent (N-1)
Metro South | CAPE JERVIS - CUTTLEFISH BAY SD44301 | Emergency Rating | MVA | 2027 | 13.032 | 33kV | Radial | None | Contingent (N-1)
Metro South | FISHERY BEACH BACKUP - CUTTLEFISH BAY BACKUP SD44301 | Emergency Rating | MVA | 2027 | 10.2312 | 33kV | Radial | None | Contingent (N-1)
Metro South | CUTTLEFISH BAY - PENNESHAW SD44301 | Emergency Rating | MVA | 2027 | 13.032 | 33kV | Radial | None | Contingent (N-1)
Metro South | PENNESHAW - AMERICAN RIVER SD44300 | Emergency Rating | MVA | 2027 | 13.032 | 33kV | Radial | None | Contingent (N-1)
Metro South | AMERICAN RIVER - KINGSCOTE TEE SD44300 | Emergency Rating | MVA | 2027 | 6.173 | 33kV | Radial | N | Contingent (N-1)
Metro South | KINGSCOTE TEE - MACGILLIVRAY SD44300 | Emergency Rating | MVA | 2027 | 6.173 | 33kV | Radial | None | Contingent (N-1)
Metro South | KINGSCOTE TEE - KINGSCOTE SD44300 | Emergency Rating | MVA | 2027 | 6.173 | 33kV | Radial | None | Contingent (N-1)
Upper North | DAVENPORT WEST - PORT AUGUSTA NO1 SD54101 | Emergency Rating | MVA | 2027 | 20.4053 | 33kV | Meshed | None | Contingent (N-1)
Upper North | DAVENPORT WEST - PORT AUGUSTA TEE SD54102 | Emergency Rating | MVA | 2027 | 20.1767 | 33kV | Meshed | None | Contingent (N-1)
Upper North | PORT AUGUSTA NO2 - PORT AUGUSTA TEE SD54102 | Emergency Rating | MVA | 2027 | 28.8646 | 33kV | Meshed | None | Contingent (N-1)
Upper North | PORT AUGUSTA TEE - PORT AUGUSTA WEST TEE SD54102 | Emergency Rating | MVA | 2027 | 14.9753 | 33kV | Radial | None | Contingent (N-1)
Upper North | PORT AUGUSTA WEST TEE - PORT AUGUSTA WEST SD54102 | Emergency Rating | MVA | 2027 | 14.9753 | 33kV | Radial | None | Contingent (N-1)
Upper North | PORT AUGUSTA WEST TEE - PANDURRA TEE SD54102 | Emergency Rating | MVA | 2027 | 3.9439 | 33kV | Radial | None | Contingent (N-1)
Upper North | PANDURRA TEE - BOOKALOO SD54102 | Emergency Rating | MVA | 2027 | 3.9439 | 33kV | Radial | None | Contingent (N-1)
Upper North | PANDURRA TEE - PANDURRA SD54102 | Emergency Rating | MVA | 2027 | 3.9439 | 33kV | Radial | None | Contingent (N-1)
Upper North | DAVENPORT WEST - AUGUSTA HWY SD54300 | Emergency Rating | MVA | 2027 | 20.4053 | 33kV | Radial | None | Contingent (N-1)
Upper North | AUGUSTA HWY - STIRLING NORTH SD54300 | Emergency Rating | MVA | 2027 | 10.4027 | 33kV | Radial | None | Contingent (N-1)
Upper North | STIRLING NORTH - QUORN SD54300 | Emergency Rating | MVA | 2027 | 3.9439 | 33kV | Radial | None | Contingent (N-1)
Upper North | DAVENPORT WEST - PT PATERSON SD54400 | Emergency Rating | MVA | 2027 | 15.4326 | 33kV | Radial | None | Contingent (N-1)
Upper North | BAROOTA - BAROOTA TOWN TEE SD31100 | Emergency Rating | MVA | 2027 | 20.291 | 33kV | Radial | None | Contingent (N-1)
Upper North | BAROOTA TOWN TEE - BAROOTA TOWN SD31100 | Emergency Rating | MVA | 2027 | 10.7456 | 33kV | Radial | None | Contingent (N-1)
Upper North | BAROOTA TOWN TEE - BAROOTA TEE SD31100 | Emergency Rating | MVA | 2027 | 20.291 | 33kV | Radial | None | Contingent (N-1)
Upper North | BAROOTA TEE - NAPPERBY BUNGAMA SD31100 | Emergency Rating | MVA | 2027 | 5.1442 | 33kV | Radial | None | Contingent (N-1)
Upper North | BAROOTA TEE - MURRAYTOWN SD31100 | Emergency Rating | MVA | 2027 | 9.8311 | 33kV | Radial | None | Contingent (N-1)
Upper North | MURRAYTOWN - WIRRABARA FOREST TEE SD31200 | Emergency Rating | MVA | 2027 | 3.3723 | 33kV | Radial | None | Contingent (N-1)
Upper North | WIRRABARA FOREST TEE - WIRRABARA FOREST SD31200 | Emergency Rating | MVA | 2027 | 3.3723 | 33kV | Radial | None | Contingent (N-1)
Upper North | WIRRABARA FOREST TEE - GLADSTONE SD31200 | Emergency Rating | MVA | 2027 | 3.3723 | 33kV | Radial | None | Contingent (N-1)
Upper North | MURRAYTOWN - ORROROO SD31300 | Emergency Rating | MVA | 2027 | 3.9439 | 33kV | Radial | None | Contingent (N-1)
Upper North | MURRAYTOWN - WILMINGTON SD31400 | Emergency Rating | MVA | 2027 | 3.3723 | 33kV | Radial | None | Contingent (N-1)
Upper North | BUNGAMA - PORT PIRIE SOUTH SD32101 | Emergency Rating | MVA | 2027 | 24.8064 | 33kV | Meshed | None | Contingent (N-1)
Upper North | PORT PIRIE SOUTH - PORT PIRIE SD32102 | Emergency Rating | MVA | 2027 | 24.8064 | 33kV | Meshed | None | Contingent (N-1)
Upper North | BUNGAMA - PORT PIRIE SD32103 | Emergency Rating | MVA | 2027 | 24.8064 | 33kV | Meshed | None | Contingent (N-1)
Upper North | BUNGAMA - HUGHES GAP SD32301 | Emergency Rating | MVA | 2027 | 21.377 | 33kV | Radial | Reverse N | Contingent (N-1)
Upper North | HUGHES GAP - CRYSTAL BROOK TEE SD32302 | Emergency Rating | MVA | 2027 | 21.377 | 33kV | Radial | None | Contingent (N-1)
Upper North | CRYSTAL BROOK TEE - GLADSTONE SD32302 | Emergency Rating | MVA | 2027 | 16.0613 | 33kV | Radial | None | Contingent (N-1)
Upper North | GLADSTONE - CALTOWIE TEE SD32200 | Emergency Rating | MVA | 2027 | 13.2034 | 33kV | Radial | None | Contingent (N-1)
Upper North | CALTOWIE TEE - CALTOWIE SD32200 | Emergency Rating | MVA | 2027 | 13.2034 | 33kV | Radial | None | Contingent (N-1)
Upper North | CALTOWIE TEE - PETERBOROUGH TEE SD32200 | Emergency Rating | MVA | 2027 | 13.2034 | 33kV | Radial | None | Contingent (N-1)
Upper North | PETERBOROUGH TEE - JAMESTOWN SD32200 | Emergency Rating | MVA | 2027 | 6.6874 | 33kV | Radial | None | Contingent (N-1)
Upper North | JAMESTOWN - TEROWIE TOWNSHIP SD32200 | Emergency Rating | MVA | 2027 | 3.4866 | 33kV | Radial | None | Contingent (N-1)
Upper North | PETERBOROUGH TEE - PETERBOROUGH SD32200 | Emergency Rating | MVA | 2027 | 6.173 | 33kV | Radial | None | Contingent (N-1)
Upper North | BUNGAMA - PORT BROUGHTON TEE SD32400 | Emergency Rating | MVA | 2027 | 13.2034 | 33kV | Radial | Reverse N | Contingent (N-1)
Upper North | PORT BROUGHTON TEE - PORT BROUGHTON SD32400 | Emergency Rating | MVA | 2027 | 5.1442 | 33kV | Radial | None | Contingent (N-1)
Upper North | PORT BROUGHTON TEE - BRINKWORTH TIE SD32400 | Emergency Rating | MVA | 2027 | 3.9439 | 33kV | Radial | None | Contingent (N-1)
Upper North | PORT BROUGHTON TEE - CRYSTAL BROOK TEE SD32400 | Emergency Rating | MVA | 2027 | 3.9439 | 33kV | Radial | None | Contingent (N-1)
Upper North | NEUROODLA - HAWKER SD59100 | Emergency Rating | MVA | 2027 | 5.1442 | 33kV | Radial | None | Contingent (N-1)
Yorke Peninsula | HUMMOCKS DISTRIBUTION - NINNES TEE SD34400 | Emergency Rating | MVA | 2027 | 18.0618 | 33kV | Radial | None | Contingent (N-1)
Yorke Peninsula | NINNES TEE - LOCHIEL SD34400 | Emergency Rating | MVA | 2027 | 3.9439 | 33kV | Radial | None | Contingent (N-1)
Yorke Peninsula | NINNES TEE - KAINTON TEE SD34400 | Emergency Rating | MVA | 2027 | 18.0618 | 33kV | Radial | None | Contingent (N-1)
Yorke Peninsula | KAINTON TEE - KAINTON SD34400 | Emergency Rating | MVA | 2027 | 5.2585 | 33kV | Radial | None | Contingent (N-1)
Yorke Peninsula | KAINTON TEE - PASKEVILLE SD34400 | Emergency Rating | MVA | 2027 | 18.0618 | 33kV | Radial | None | Contingent (N-1)
Yorke Peninsula | PASKEVILLE - KADINA EAST SD34405 | Emergency Rating | MVA | 2027 | 6.5731 | 33kV | Radial | None | Contingent (N-1)
Yorke Peninsula | HUMMOCKS DISTRIBUTION - PORT CLINTON SD34300 | Emergency Rating | MVA | 2027 | 7.0304 | 33kV | Radial | None | Contingent (N-1)
Yorke Peninsula | PORT CLINTON - ARDROSSAN SD34300 | Emergency Rating | MVA | 2027 | 5.8872 | 33kV | Radial | None | Contingent (N-1)
Yorke Peninsula | HUMMOCKS DISTRIBUTION - FEDERATION CORNER SD34201 | Emergency Rating | MVA | 2027 | 17.1473 | 33kV | Radial | None | Contingent (N-1)
Yorke Peninsula | FEDERATION CORNER - SWAMP ROAD SD34201 | Emergency Rating | MVA | 2027 | 5.2585 | 33kV | Radial | None | Contingent (N-1)
Yorke Peninsula | FEDERATION CORNER - PT WAKEFIELD TEE SD34201 | Emergency Rating | MVA | 2027 | 17.1473 | 33kV | Radial | None | Contingent (N-1)
Yorke Peninsula | PT WAKEFIELD TEE - SWAMP ROAD SD34201 | Emergency Rating | MVA | 2027 | 14.7467 | 33kV | Radial | None | Contingent (N-1)
Yorke Peninsula | SWAMP ROAD - PT WAKEFIELD FAR NORTH EAST SD34201 | Emergency Rating | MVA | 2027 | 9.2024 | 33kV | Radial | None | Contingent (N-1)
Yorke Peninsula | PT WAKEFIELD TEE - PT WAKEFIELD RURAL SD34201 | Emergency Rating | MVA | 2027 | 17.1473 | 33kV | Radial | None | Contingent (N-1)
Yorke Peninsula | PT WAKEFIELD RURAL - PT WAKEFIELD TOWN TEE SD34201 | Emergency Rating | MVA | 2027 | 8.9166 | 33kV | Radial | None | Contingent (N-1)
Yorke Peninsula | PT WAKEFIELD TOWN TEE - PT WAKEFIELD TOWN SD34201 | Emergency Rating | MVA | 2027 | 8.9166 | 33kV | Radial | None | Contingent (N-1)
Yorke Peninsula | PT WAKEFIELD TOWN TEE - PROOF RANGE SD34201 | Emergency Rating | MVA | 2027 | 8.9166 | 33kV | Radial | None | Contingent (N-1)
Yorke Peninsula | HUMMOCKS DISTRIBUTION - BOWMANS TEE SD34102 | Emergency Rating | MVA | 2027 | 26.6355 | 33kV | Radial | None | Contingent (N-1)
Yorke Peninsula | BOWMANS TEE - PT WAKEFIELD RURAL SD34102 | Emergency Rating | MVA | 2027 | 15.0325 | 33kV | Radial | None | Contingent (N-1)
Yorke Peninsula | BOWMANS TEE - SAINTS SD34102 | Emergency Rating | MVA | 2027 | 9.8311 | 33kV | Radial | None | Contingent (N-1)
Yorke Peninsula | SAINTS - BALAKLAVA SD34102 | Emergency Rating | MVA | 2027 | 5.1442 | 33kV | Radial | None | Contingent (N-1)
Yorke Peninsula | BALAKLAVA - BALAKLAVA RURAL SD34102 | Emergency Rating | MVA | 2027 | 5.1442 | 33kV | Radial | None | Contingent (N-1)
Yorke Peninsula | BALAKLAVA - BALAKLAVA TOWNSHIP SD34102 | Emergency Rating | MVA | 2027 | 5.1442 | 33kV | Radial | None | Contingent (N-1)
Yorke Peninsula | KADINA EAST DISTRIBUTION - KADINA SD51102 | Emergency Rating | MVA | 2027 | 26.6355 | 33kV | Radial | None | Contingent (N-1)
Yorke Peninsula | KADINA EAST DISTRIBUTION - MOONTA TEE SD51200 | Emergency Rating | MVA | 2027 | 27.1499 | 33kV | Radial | None | Contingent (N-1)
Yorke Peninsula | MOONTA TEE - KADINA SD51200 | Emergency Rating | MVA | 2027 | 13.775 | 33kV | Radial | None | Contingent (N-1)
Yorke Peninsula | MOONTA TEE - MOONTA SD51200 | Emergency Rating | MVA | 2027 | 13.775 | 33kV | Radial | N | Contingent (N-1)
Yorke Peninsula | KADINA EAST DISTRIBUTION - WALLAROO TEE SD51300 | Emergency Rating | MVA | 2027 | 27.1499 | 33kV | Radial | None | Contingent (N-1)
Yorke Peninsula | WALLAROO TEE - KADINA SD51300 | Emergency Rating | MVA | 2027 | 26.6355 | 33kV | Radial | None | Contingent (N-1)
Yorke Peninsula | WALLAROO TEE - WALLAROO SD51300 | Emergency Rating | MVA | 2027 | 13.775 | 33kV | Radial | None | Contingent (N-1)
Yorke Peninsula | ARDROSSAN WEST DISTRIBUTION - MAITLAND SD35100 | Emergency Rating | MVA | 2027 | 9.8311 | 33kV | Radial | None | Contingent (N-1)
Yorke Peninsula | ARDROSSAN WEST DISTRIBUTION - ARDROSSAN SD35201 | Emergency Rating | MVA | 2027 | 5.1442 | 33kV | Radial | None | Contingent (N-1)
Yorke Peninsula | ARDROSSAN WEST DISTRIBUTION - ARDROSSAN BHP SD35200 | Emergency Rating | MVA | 2027 | 27.7786 | 33kV | Radial | None | Contingent (N-1)
Yorke Peninsula | ARDROSSAN - ARDROSSAN BHP SD35200 | Emergency Rating | MVA | 2027 | 7.0304 | 33kV | Radial | None | Contingent (N-1)
Yorke Peninsula | ARDROSSAN BHP - PORT VINCENT SD35200 | Emergency Rating | MVA | 2027 | 20.1767 | 33kV | Radial | None | Contingent (N-1)
Yorke Peninsula | PORT VINCENT - MINLATON TEE SD35300 | Emergency Rating | MVA | 2027 | 7.0304 | 33kV | Radial | None | Contingent (N-1)
Yorke Peninsula | MINLATON TEE - CURRAMULKA TEE SD35300 | Emergency Rating | MVA | 2027 | 5.2585 | 33kV | Radial | None | Contingent (N-1)
Yorke Peninsula | CURRAMULKA TEE - CURRAMULKA SD35300 | Emergency Rating | MVA | 2027 | 4.2297 | 33kV | Radial | None | Contingent (N-1)
Yorke Peninsula | CURRAMULKA TEE - MINLATON SD35300 | Emergency Rating | MVA | 2027 | 4.2297 | 33kV | Radial | None | Contingent (N-1)
Yorke Peninsula | MINLATON TEE - PT VINCENT RURAL SD35300 | Emergency Rating | MVA | 2027 | 7.0304 | 33kV | Radial | None | Contingent (N-1)
Yorke Peninsula | DALRYMPLE - STANSBURY TEE SD35400 | Emergency Rating | MVA | 2027 | 20.1767 | 33kV | Radial | None | Contingent (N-1)
Yorke Peninsula | STANSBURY TEE - PORT GILES TEE SD35400 | Emergency Rating | MVA | 2027 | 20.1767 | 33kV | Radial | None | Contingent (N-1)
Yorke Peninsula | PORT GILES TEE - PORT GILES SD35400 | Emergency Rating | MVA | 2027 | 10.86 | 33kV | Radial | None | Contingent (N-1)
Yorke Peninsula | STANSBURY TEE - STANSBURY SD35400 | Emergency Rating | MVA | 2027 | 6.173 | 33kV | Radial | None | Contingent (N-1)
Yorke Peninsula | STANSBURY - PT VINCENT RURAL SD35403 | Emergency Rating | MVA | 2027 | 7.0304 | 33kV | Radial | None | Contingent (N-1)
Yorke Peninsula | DALRYMPLE - WOOL BAY RURAL SD35500 | Emergency Rating | MVA | 2027 | 20.4053 | 33kV | Radial | None | Contingent (N-1)
Yorke Peninsula | WOOL BAY RURAL - WOOL BAY SD35500 | Emergency Rating | MVA | 2027 | 9.8311 | 33kV | Radial | None | Contingent (N-1)
Yorke Peninsula | WOOL BAY RURAL - PORT GILES TEE SD35500 | Emergency Rating | MVA | 2027 | 10.1169 | 33kV | Radial | None | Contingent (N-1)
Yorke Peninsula | WOOL BAY - EDITHBURGH TEE SD35500 | Emergency Rating | MVA | 2027 | 9.8311 | 33kV | Radial | None | Contingent (N-1)
Yorke Peninsula | EDITHBURGH TEE - YORKETOWN SD35500 | Emergency Rating | MVA | 2027 | 9.8311 | 33kV | Radial | None | Contingent (N-1)
Yorke Peninsula | YORKETOWN - MARION BAY SD35500 | Emergency Rating | MVA | 2027 | 5.1442 | 33kV | Radial | None | Contingent (N-1)
Yorke Peninsula | EDITHBURGH TEE - EDITHBURGH SD35500 | Emergency Rating | MVA | 2027 | 9.8311 | 33kV | Radial | None | Contingent (N-1)
Metro West | ADELAIDE BRIGHTON CEMENT - PORT ADELAIDE SD1529 | Emergency Rating | MVA | 2028 | 137 | 66kV | Meshed | None | Contingent (N-1)
Metro South | ALDINGA - WILLUNGA SD1674 | Emergency Rating | MVA | 2028 | 93 | 66kV | Meshed | None | Contingent (N-1)
Metro North | ANGLE VALE - ANGLE VALE TEE SD1506A | Emergency Rating | MVA | 2028 | 67 | 66kV | Meshed | None | Contingent (N-1)
Metro North | ANGLE VALE TEE - EVANSTON SD1506B | Emergency Rating | MVA | 2028 | 67 | 66kV | Meshed | None | Contingent (N-1)
Metro North | ANGLE VALE TEE - VIRGINIA TEE SD2033 | Emergency Rating | MVA | 2028 | 153 | 66kV | Radial | None | Contingent (N-1)
Metro West | ATHOL PARK - ATHOL PARK TEE SD1677A | Emergency Rating | MVA | 2028 | 53 | 66kV | Radial | None | Contingent (N-1)
Metro West | BLACKPOOL - FULHAM GARDENS SD1639 | Emergency Rating | MVA | 2028 | 142 | 66kV | Meshed | None | Contingent (N-1)
Metro North | BOLIVAR - ST KILDA SD2034 | Emergency Rating | MVA | 2028 | 60 | 66kV | Radial | None | Contingent (N-1)
Metro East | CAMPBELLTOWN - MAGILL SD1661 | Emergency Rating | MVA | 2028 | 142 | 66kV | Meshed | None | Contingent (N-1)
Metro West | CHELTENHAM - CROYDON PARK TEE SD1655A | Emergency Rating | MVA | 2028 | 128 | 66kV | Meshed | None | Contingent (N-1)
Metro South | CITY WEST - KESWICK SD2013 | Emergency Rating | MVA | 2028 | 350 | 66kV | Meshed | None | Contingent (N-1)
Metro East | CITY WEST - WHITMORE SQUARE SD2016 | Emergency Rating | MVA | 2028 | 350 | 66kV | Meshed | None | Contingent (N-1)
Metro East | COROMANDEL PLACE - WHITMORE SQUARE SD1681 | Emergency Rating | MVA | 2028 | 179 | 66kV | Meshed | None | Contingent (N-1)
Metro East | CROYDON - HINDLEY STREET TEE SD1659B | Emergency Rating | MVA | 2028 | 137 | 66kV | Meshed | None | Contingent (N-1)
Metro West | CROYDON - KILKENNY SD1523 | Emergency Rating | MVA | 2028 | 137 | 66kV | Meshed | None | Contingent (N-1)
Metro West | CROYDON PARK - CROYDON PARK TEE SD1655B | Emergency Rating | MVA | 2028 | 153 | 66kV | Meshed | None | Contingent (N-1)
Metro West | CROYDON PARK TEE - CROYDON SD1655C | Emergency Rating | MVA | 2028 | 144 | 66kV | Meshed | None | Contingent (N-1)
Metro North | DIREK - PARALOWIE SD2004 | Emergency Rating | MVA | 2028 | 142 | 66kV | Meshed | None | Contingent (N-1)
Metro East | DRY CREEK - KILBURN SOUTH TEE SD1658A | Emergency Rating | MVA | 2028 | 144 | 66kV | Meshed | None | Contingent (N-1)
Metro East | EAST TERRACE - COROMANDEL PLACE SD1680 | Emergency Rating | MVA | 2028 | 179 | 66kV | Meshed | None | Contingent (N-1)
Metro East | EAST TERRACE - NORTH ADELAIDE SD1560 | Emergency Rating | MVA | 2028 | 89 | 66kV | Meshed | None | Contingent (N-1)
Metro North | EDINBURGH - SALISBURY SD1688 | Emergency Rating | MVA | 2028 | 142 | 66kV | Meshed | None | Contingent (N-1)
Metro North | ELIZABETH DOWNS - PENFIELD SD1508 | Emergency Rating | MVA | 2028 | 137 | 66kV | Meshed | None | Contingent (N-1)
Metro North | ELIZABETH DOWNS - SMITHFIELD WEST SD1686 | Emergency Rating | MVA | 2028 | 92 | 66kV | Meshed | N-1 | Contingent (N-1)
Metro North | ELIZABETH HEIGHTS - ELIZABETH DOWNS SD1501 | Emergency Rating | MVA | 2028 | 109 | 66kV | Meshed | None | Contingent (N-1)
Metro North | ELIZABETH SOUTH - EDINBURGH SD1511 | Emergency Rating | MVA | 2028 | 142 | 66kV | Meshed | None | Contingent (N-1)
Metro West | FINDON - FINDON TEE SD1520A | Emergency Rating | MVA | 2028 | 153 | 66kV | Meshed | None | Contingent (N-1)
Metro West | FINDON TEE - FLINDERS PARK SD1520B | Emergency Rating | MVA | 2028 | 137 | 66kV | Meshed | None | Contingent (N-1)
Metro West | FLINDERS PARK - NEW RICHMOND SD1521 | Emergency Rating | MVA | 2028 | 70 | 66kV | Meshed | None | Contingent (N-1)
Metro West | FULHAM GARDENS - FINDON TEE SD1520C | Emergency Rating | MVA | 2028 | 144 | 66kV | Meshed | None | Contingent (N-1)
Metro West | FULHAM GARDENS - HENLEY SOUTH #1 SD1519 | Emergency Rating | MVA | 2028 | 67 | 66kV | Meshed | None | Contingent (N-1)
Metro West | FULHAM GARDENS - HENLEY SOUTH #2 SD1691 | Emergency Rating | MVA | 2028 | 67 | 66kV | Meshed | None | Contingent (N-1)
Metro South | GLENELG NORTH TEE - GLENELG NORTH SD1584A | Emergency Rating | MVA | 2028 | 74 | 66kV | Meshed | None | Contingent (N-1)
Metro South | GLENELG NORTH TEE - PLYMPTON SD1584B | Emergency Rating | MVA | 2028 | 142 | 66kV | Meshed | None | Contingent (N-1)
Metro East | GOLDEN GROVE - INGLE FARM SD1647 | Emergency Rating | MVA | 2028 | 142 | 66kV | Meshed | None | Contingent (N-1)
Metro South | HACKHAM - PORT NOARLUNGA SD1694A | Emergency Rating | MVA | 2028 | 142 | 66kV | Meshed | None | Contingent (N-1)
Metro South | HAPPY VALLEY - HV/SAW TEE SD1591A | Emergency Rating | MVA | 2028 | 144 | 66kV | Meshed | None | Contingent (N-1)
Metro South | HAPPY VALLEY - PANORAMA #1 SD1665 | Emergency Rating | MVA | 2028 | 137 | 66kV | Meshed | None | Contingent (N-1)
Metro South | HAPPY VALLEY - PANORAMA #2 SD1666 | Emergency Rating | MVA | 2028 | 142 | 66kV | Meshed | None | Contingent (N-1)
Metro South | HAPPY VALLEY - SEACOMBE #1 SD1566 | Emergency Rating | MVA | 2028 | 109 | 66kV | Meshed | None | Contingent (N-1)
Metro South | HAPPY VALLEY - SEACOMBE #2 SD1590 | Emergency Rating | MVA | 2028 | 119 | 66kV | Meshed | None | Contingent (N-1)
Metro East | HILLCREST - HOLDEN HILL SD1692 | Emergency Rating | MVA | 2028 | 142 | 66kV | Meshed | None | Contingent (N-1)
Metro East | HINDLEY STREET - WHITMORE SQUARE SD1664 | Emergency Rating | MVA | 2028 | 137 | 66kV | Meshed | None | Contingent (N-1)
Metro East | HINDLEY STREET TEE - HINDLEY STREET SD1659C | Emergency Rating | MVA | 2028 | 89 | 66kV | Meshed | None | Contingent (N-1)
Metro East | HOLDEN HILL - CAMPBELLTOWN SD1660 | Emergency Rating | MVA | 2028 | 137 | 66kV | Meshed | None | Contingent (N-1)
Metro East | HOLDEN HILL - HOPE VALLEY SD1554A | Emergency Rating | MVA | 2028 | 142 | 66kV | Meshed | None | Contingent (N-1)
Metro East | HOPE VALLEY - TEA TREE GULLY SD1554B | Emergency Rating | MVA | 2028 | 142 | 66kV | Meshed | None | Contingent (N-1)
Metro South | HV/SAW TEE - MORPHETT VALE EAST SD1591C | Emergency Rating | MVA | 2028 | 142 | 66kV | Meshed | None | Contingent (N-1)
Metro East | KENT TOWN - KENT TOWN TEE SD1690 | Emergency Rating | MVA | 2028 | 75 | 66kV | Meshed | None | Contingent (N-1)
Metro South | KESWICK - CLARENCE GARDENS SD1671 | Emergency Rating | MVA | 2028 | 52 | 66kV | Radial | None | Contingent (N-1)
Metro South | KESWICK - NEW RICHMOND TEE SD1670A | Emergency Rating | MVA | 2028 | 142 | 66kV | Meshed | N-1 | Contingent (N-1)
Metro South | KESWICK - WHITMORE SQUARE TEE SD1669A | Emergency Rating | MVA | 2028 | 142 | 66kV | Meshed | None | Contingent (N-1)
Metro West | KILBURN - CAVAN SD2014 | Emergency Rating | MVA | 2028 | 153 | 66kV | Meshed | None | Contingent (N-1)
Metro West | KILBURN - CROYDON PARK SD1531 | Emergency Rating | MVA | 2028 | 137 | 66kV | Meshed | None | Contingent (N-1)
Metro East | KILBURN SOUTH TEE - KILBURN SOUTH SD1658B | Emergency Rating | MVA | 2028 | 137 | 66kV | Radial | None | Contingent (N-1)
Metro East | KILBURN SOUTH TEE - PROSPECT SD1658C | Emergency Rating | MVA | 2028 | 137 | 66kV | Meshed | None | Contingent (N-1)
Metro West | KILKENNY - WOODVILLE SD1675 | Emergency Rating | MVA | 2028 | 137 | 66kV | Meshed | None | Contingent (N-1)
Metro South | KINGSWOOD - NORTH UNLEY SD1574 | Emergency Rating | MVA | 2028 | 109 | 66kV | Meshed | None | Contingent (N-1)
Metro West | LARGS NORTH - ADELAIDE BRIGHTON CEMENT SD1654 | Emergency Rating | MVA | 2028 | 137 | 66kV | Meshed | None | Contingent (N-1)
Metro West | LEFEVRE - BLACKPOOL SD1693 | Emergency Rating | MVA | 2028 | 153 | 66kV | Meshed | None | Contingent (N-1)
Metro South | LINDEN PARK - LINDEN PARK TEE SD1662A | Emergency Rating | MVA | 2028 | 49 | 66kV | Meshed | None | Contingent (N-1)
Metro South | LOWER MITCHAM - KINGSWOOD SD1563 | Emergency Rating | MVA | 2028 | 137 | 66kV | Meshed | None | Contingent (N-1)
Metro East | MAGILL - BURNSIDE SD1556 | Emergency Rating | MVA | 2028 | 55 | 66kV | Radial | None | Contingent (N-1)
Metro East | MAGILL - KENT TOWN TEE SD1663A | Emergency Rating | MVA | 2028 | 144 | 66kV | Meshed | None | Contingent (N-1)
Metro East | MAGILL - NORWOOD SD1543 | Emergency Rating | MVA | 2028 | 144 | 66kV | Meshed | None | Contingent (N-1)
Metro South | MAGILL - URAIDLA TEE SD1662B | Emergency Rating | MVA | 2028 | 109 | 66kV | Meshed | None | Contingent (N-1)
Metro East | MAGILL - WOODFORDE 2 SD1678 | Emergency Rating | MVA | 2028 | 137 | 66kV | Radial | None | Contingent (N-1)
Metro East | MAGILL - WOODFORDE 3 SD1679 | Emergency Rating | MVA | 2028 | 137 | 66kV | Radial | None | Contingent (N-1)
Metro South | MCLAREN FLAT - WILLUNGA SD1594A | Emergency Rating | MVA | 2028 | 92 | 66kV | Meshed | N-1 | Contingent (N-1)
Metro South | MORPHETT VALE EAST - CLARENDON SD1592 | Emergency Rating | MVA | 2028 | 15 | 66kV | Radial | None | Contingent (N-1)
Metro South | MORPHETT VALE EAST - HACKHAM SD1694B | Emergency Rating | MVA | 2028 | 142 | 66kV | Meshed | None | Contingent (N-1)
Metro South | MORPHETT VALE EAST - MCLAREN FLAT SD1594B | Emergency Rating | MVA | 2028 | 92 | 66kV | Meshed | N-1 | Contingent (N-1)
Metro South | MORPHETT VALE EAST - PORT STANVAC #1 SD1593 | Emergency Rating | MVA | 2028 | 144 | 66kV | Meshed | None | Contingent (N-1)
Metro South | MORPHETT VALE EAST - PORT STANVAC #2 SD2010 | Emergency Rating | MVA | 2028 | 142 | 66kV | Meshed | None | Contingent (N-1)
Metro South | MORPHETTVILLE - ASCOT PARK SD1586 | Emergency Rating | MVA | 2028 | 137 | 66kV | Meshed | None | Contingent (N-1)
Metro South | MORPHETTVILLE - GLENELG NORTH TEE SD1584C | Emergency Rating | MVA | 2028 | 109 | 66kV | Meshed | None | Contingent (N-1)
Metro South | MORPHETTVILLE - OAKLANDS SD1585 | Emergency Rating | MVA | 2028 | 131 | 66kV | Meshed | None | Contingent (N-1)
Metro North | MUNNO PARA - ELIZABETH DOWNS SD2023 | Emergency Rating | MVA | 2028 | 92 | 66kV | Meshed | None | Contingent (N-1)
Metro North | MUNNO PARA - EVANSTON SD1652 | Emergency Rating | MVA | 2028 | 91 | 66kV | Meshed | N-1 | Contingent (N-1)
Metro West | NEW OSBORNE - BLACKPOOL SD1518 | Emergency Rating | MVA | 2028 | 142 | 66kV | Meshed | None | Contingent (N-1)
Metro West | NEW OSBORNE - GLANVILLE SD1527 | Emergency Rating | MVA | 2028 | 144 | 66kV | Meshed | N-1 | Contingent (N-1)
Metro West | NEW OSBORNE - LARGS NORTH SD1653 | Emergency Rating | MVA | 2028 | 142 | 66kV | Meshed | None | Contingent (N-1)
Metro West | NEW OSBORNE - SMORGON STEEL RECYCLING SD1532A | Emergency Rating | MVA | 2028 | 144 | 66kV | Meshed | None | Contingent (N-1)
Metro West | NEW RICHMOND - THEBARTON SD1516 | Emergency Rating | MVA | 2028 | 137 | 66kV | Meshed | None | Contingent (N-1)
Metro South | NEW RICHMOND TEE - NEW RICHMOND SD1670B | Emergency Rating | MVA | 2028 | 137 | 66kV | Meshed | None | Contingent (N-1)
Metro South | NEW RICHMOND TEE - PLYMPTON SD1670C | Emergency Rating | MVA | 2028 | 144 | 66kV | Meshed | None | Contingent (N-1)
Metro South | NOARLUNGA CENTRE - PORT NOARLUNGA SD1668 | Emergency Rating | MVA | 2028 | 92 | 66kV | Meshed | None | Contingent (N-1)
Metro East | NORTH ADELAIDE - HINDLEY STREET TEE SD1659A | Emergency Rating | MVA | 2028 | 100 | 66kV | Meshed | None | Contingent (N-1)
Metro South | NORTH UNLEY - WHITMORE SQUARE TEE SD1669B | Emergency Rating | MVA | 2028 | 109 | 66kV | Meshed | N-1 | Contingent (N-1)
Metro East | NORTHFIELD - CLEARVIEW SD1549 | Emergency Rating | MVA | 2028 | 40 | 66kV | Radial | None | Contingent (N-1)
Metro East | NORTHFIELD - DRY CREEK SD1657 | Emergency Rating | MVA | 2028 | 142 | 66kV | Meshed | None | Contingent (N-1)
Metro East | NORTHFIELD - HARROW SD1535 | Emergency Rating | MVA | 2028 | 40 | 66kV | Radial | None | Contingent (N-1)
Metro East | NORTHFIELD - HILLCREST SD1534 | Emergency Rating | MVA | 2028 | 142 | 66kV | Meshed | None | Contingent (N-1)
Metro East | NORTHFIELD - HOLDEN HILL SD1539 | Emergency Rating | MVA | 2028 | 144 | 66kV | Meshed | None | Contingent (N-1)
Metro East | NORTHFIELD - INGLE FARM #1 SD1548 | Emergency Rating | MVA | 2028 | 139 | 66kV | Meshed | None | Contingent (N-1)
Metro East | NORTHFIELD - INGLE FARM #2 SD2019 | Emergency Rating | MVA | 2028 | 153 | 66kV | Meshed | None | Contingent (N-1)
Metro East | NORWOOD - EAST TERRACE SD1545 | Emergency Rating | MVA | 2028 | 100 | 66kV | Meshed | N-1 | Contingent (N-1)
Metro East | NORWOOD - KENT TOWN SD1559 | Emergency Rating | MVA | 2028 | 49 | 66kV | Meshed | None | Contingent (N-1)
Metro East | NORWOOD - LINDEN PARK SD1544 | Emergency Rating | MVA | 2028 | 65 | 66kV | Meshed | None | Contingent (N-1)
Metro South | PANORAMA - ASCOT PARK SD1587 | Emergency Rating | MVA | 2028 | 137 | 66kV | Meshed | None | Contingent (N-1)
Metro South | PANORAMA - BLACKWOOD SD1572 | Emergency Rating | MVA | 2028 | 40 | 66kV | Radial | None | Contingent (N-1)
Metro South | PANORAMA - CUDMORE PARK SD1573 | Emergency Rating | MVA | 2028 | 35 | 66kV | Radial | None | Contingent (N-1)
Metro South | PANORAMA - LINDEN PARK TEE SD1662C | Emergency Rating | MVA | 2028 | 137 | 66kV | Meshed | None | Contingent (N-1)
Metro South | PANORAMA - LOWER MITCHAM SD1562 | Emergency Rating | MVA | 2028 | 142 | 66kV | Meshed | None | Contingent (N-1)
Metro South | PANORAMA - TONSLEY EAST SD2035 | Emergency Rating | MVA | 2028 | 89 | 66kV | Meshed | None | Contingent (N-1)
Metro North | PARA - ELIZABETH HEIGHTS SD1504 | Emergency Rating | MVA | 2028 | 144 | 66kV | Meshed | None | Contingent (N-1)
Metro North | PARA - ELIZABETH SOUTH SD1503 | Emergency Rating | MVA | 2028 | 144 | 66kV | Meshed | None | Contingent (N-1)
Metro North | PARAFIELD GARDENS - CAVAN SD1687 | Emergency Rating | MVA | 2028 | 60 | 66kV | Meshed | None | Contingent (N-1)
Metro North | PARAFIELD GARDENS - SALISBURY SD1502 | Emergency Rating | MVA | 2028 | 142 | 66kV | Meshed | None | Contingent (N-1)
Metro North | PARAFIELD GARDENS WEST - BOLIVAR SD1683 | Emergency Rating | MVA | 2028 | 140 | 66kV | Radial | None | Contingent (N-1)
Metro North | PARAFIELD GARDENS WEST - PARAFIELD GARDENS SD1682 | Emergency Rating | MVA | 2028 | 142 | 66kV | Meshed | N-1 | Contingent (N-1)
Metro North | PARAFIELD GARDENS WEST - PARALOWIE SD1510 | Emergency Rating | MVA | 2028 | 142 | 66kV | Meshed | None | Contingent (N-1)
Metro North | PENFIELD - DIREK SD1685 | Emergency Rating | MVA | 2028 | 142 | 66kV | Meshed | None | Contingent (N-1)
Metro North | PENFIELD - ELIZABETH SOUTH SD1509 | Emergency Rating | MVA | 2028 | 137 | 66kV | Meshed | None | Contingent (N-1)
Metro South | PLYMPTON - GLENELG NORTH SD1583 | Emergency Rating | MVA | 2028 | 55 | 66kV | Meshed | None | Contingent (N-1)
Metro West | PORT ADELAIDE - CHELTENHAM SD1646 | Emergency Rating | MVA | 2028 | 131 | 66kV | Meshed | None | Contingent (N-1)
Metro West | PORT ADELAIDE NORTH - ATHOL PARK TEE SD1677B | Emergency Rating | MVA | 2028 | 144 | 66kV | Meshed | None | Contingent (N-1)
Metro South | PORT NOARLUNGA - SEAFORD SD1676A | Emergency Rating | MVA | 2028 | 93 | 66kV | Meshed | N-1 | Contingent (N-1)
Metro South | PORT STANVAC - LONSDALE SD1673 | Emergency Rating | MVA | 2028 | 153 | 66kV | Meshed | None | Contingent (N-1)
Metro South | PORT STANVAC - NOARLUNGA CENTRE SD1667 | Emergency Rating | MVA | 2028 | 144 | 66kV | Meshed | None | Contingent (N-1)
Metro East | PROSPECT - CROYDON SD2024 | Emergency Rating | MVA | 2028 | 137 | 66kV | Meshed | None | Contingent (N-1)
Metro West | QUEENSTOWN - GLANVILLE SD1526 | Emergency Rating | MVA | 2028 | 137 | 66kV | Meshed | None | Contingent (N-1)
Metro South | SEACOMBE - OAKLANDS SD1565 | Emergency Rating | MVA | 2028 | 137 | 66kV | Meshed | None | Contingent (N-1)
Metro South | SEACOMBE - SHEIDOW PARK SD1672 | Emergency Rating | MVA | 2028 | 153 | 66kV | Meshed | None | Contingent (N-1)
Metro South | SEAFORD - ALDINGA SD1676B | Emergency Rating | MVA | 2028 | 93 | 66kV | Meshed | N-1 | Contingent (N-1)
Metro South | SHEIDOW PARK - LONSDALE SD2009 | Emergency Rating | MVA | 2028 | 153 | 66kV | Meshed | None | Contingent (N-1)
Metro North | SMITHFIELD WEST - ANGLE VALE SD1650 | Emergency Rating | MVA | 2028 | 93 | 66kV | Meshed | None | Contingent (N-1)
Metro West | SMORGON STEEL RECYCLING - PORT ADELAIDE NORTH SD1532B | Emergency Rating | MVA | 2028 | 144 | 66kV | Meshed | None | Contingent (N-1)
Metro North | ST KILDA - VIRGINIA SD1684 | Emergency Rating | MVA | 2028 | 60 | 66kV | Radial | None | Contingent (N-1)
Metro East | TEA TREE GULLY - GOLDEN GROVE SD1638 | Emergency Rating | MVA | 2028 | 142 | 66kV | Meshed | None | Contingent (N-1)
Metro West | THEBARTON - CROYDON SD1522 | Emergency Rating | MVA | 2028 | 137 | 66kV | Meshed | None | Contingent (N-1)
Metro South | TONSLEY EAST - TONSLEY PARK SD1588 | Emergency Rating | MVA | 2028 | 137 | 66kV | Meshed | None | Contingent (N-1)
Metro South | TONSLEY PARK - SEACOMBE SD1564 | Emergency Rating | MVA | 2028 | 137 | 66kV | Meshed | None | Contingent (N-1)
Metro West | TORRENS ISLAND - ATHOL PARK TEE SD1677C | Emergency Rating | MVA | 2028 | 142 | 66kV | Meshed | None | Contingent (N-1)
Metro West | TORRENS ISLAND - KILBURN SD1656 | Emergency Rating | MVA | 2028 | 98 | 66kV | Meshed | None | Contingent (N-1)
Metro South | URAIDLA TEE - LINDEN PARK TEE SD1662D | Emergency Rating | MVA | 2028 | 144 | 66kV | Meshed | None | Contingent (N-1)
Metro North | VIRGINIA - VIRGINIA TEE SD2022A | Emergency Rating | MVA | 2028 | 153 | 66kV | Radial | None | Contingent (N-1)
Metro North | VIRGINIA TEE - TWO WELLS SD2022B | Emergency Rating | MVA | 2028 | 60 | 66kV | Radial | None | Contingent (N-1)
Metro East | WHITMORE SQUARE - KENT TOWN TEE SD1663B | Emergency Rating | MVA | 2028 | 90 | 66kV | Meshed | None | Contingent (N-1)
Metro East | WHITMORE SQUARE - WHITMORE SQUARE TEE SD1669C | Emergency Rating | MVA | 2028 | 77 | 66kV | Meshed | None | Contingent (N-1)
Metro West | WOODVILLE - FINDON SD1524 | Emergency Rating | MVA | 2028 | 137 | 66kV | Meshed | None | Contingent (N-1)
Metro West | WOODVILLE - QUEENSTOWN SD1525 | Emergency Rating | MVA | 2028 | 137 | 66kV | Meshed | None | Contingent (N-1)
Eastern Hills | MOUNT BARKER DISTRIBUTION - MOUNT BARKER SOUTH SD2012 | Emergency Rating | MVA | 2028 | 139.3504 | 66kV | Meshed | None | Contingent (N-1)
Eastern Hills | MOUNT BARKER DISTRIBUTION - BALHANNAH SD1598 | Emergency Rating | MVA | 2028 | 55.5573 | 66kV | Radial | None | Contingent (N-1)
Eastern Hills | BALHANNAH - URAIDLA SD1599 | Emergency Rating | MVA | 2028 | 40.3533 | 66kV | Radial | None | Contingent (N-1)
Eastern Hills | URAIDLA - MAGILL (METRO SOUTH TIE) SD1662E | Emergency Rating | MVA | 2028 | 49.6129 | 66kV | Radial | None | Contingent (N-1)
Eastern Hills | MOUNT BARKER DISTRIBUTION - HAHNDORF SD1596 | Emergency Rating | MVA | 2028 | 55.5573 | 66kV | Radial | None | Contingent (N-1)
Eastern Hills | MOUNT BARKER SOUTH - MEADOWS SD1597 | Emergency Rating | MVA | 2028 | 55.5573 | 66kV | Radial | None | Contingent (N-1)
Eastern Hills | MOUNT BARKER SOUTH - STRATHALBYN EAST TEE SD1601A | Emergency Rating | MVA | 2028 | 34.8662 | 66kV | Radial | None | Contingent (N-1)
Eastern Hills | STRATHALBYN EAST TEE - STRATHALBYN SD1601B | Emergency Rating | MVA | 2028 | 34.8662 | 66kV | Radial | None | Contingent (N-1)
Eastern Hills | STRATHALBYN - BELVIDERE SD1602 | Emergency Rating | MVA | 2028 | 13.1463 | 66kV | Radial | None | Contingent (N-1)
Eastern Hills | BELVIDERE - MILANG SD1603 | Emergency Rating | MVA | 2028 | 10.2884 | 66kV | Radial | None | Contingent (N-1)
Eastern Hills | BELVIDERE - LANGHORNE CREEK SD1604 | Emergency Rating | MVA | 2028 | 13.1463 | 66kV | Radial | None | Contingent (N-1)
Eyre Peninsula | YADNARIE - CLEVE SD1609 | Emergency Rating | MVA | 2028 | 10.2884 | 66kV | Radial | None | Contingent (N-1)
Eyre Peninsula | YADNARIE - RUDALL SD1610 | Emergency Rating | MVA | 2028 | 10.2884 | 66kV | Radial | None | Contingent (N-1)
Eyre Peninsula | RUDALL - DARKE PEAK SD1611 | Emergency Rating | MVA | 2028 | 10.2884 | 66kV | Radial | None | Contingent (N-1)
Eyre Peninsula | DARKE PEAK - CARALUE SD1612 | Emergency Rating | MVA | 2028 | 10.2884 | 66kV | Radial | None | Contingent (N-1)
Eyre Peninsula | RUDALL - LOCK SD1613 | Emergency Rating | MVA | 2028 | 10.2884 | 66kV | Radial | None | Contingent (N-1)
Eyre Peninsula | LOCK - POLDA SD1614 | Emergency Rating | MVA | 2028 | 10.2884 | 66kV | Radial | None | Contingent (N-1)
Eyre Peninsula | WUDINNA - POLDA SD1615 | Emergency Rating | MVA | 2028 | 10.2884 | 66kV | Radial | None | Contingent (N-1)
Eyre Peninsula | WUDINNA - MOORKITABIE SD1605 | Emergency Rating | MVA | 2028 | 53.271 | 66kV | Radial | None | Contingent (N-1)
Eyre Peninsula | MOORKITABIE - TARLTON SD1606 | Emergency Rating | MVA | 2028 | 53.271 | 66kV | Radial | None | Contingent (N-1)
Eyre Peninsula | TARLTON - STREAKY BAY SD1607 | Emergency Rating | MVA | 2028 | 30.9795 | 66kV | Radial | None | Contingent (N-1)
Eyre Peninsula | TARLTON - CEDUNA SD1608 | Emergency Rating | MVA | 2028 | 53.271 | 66kV | Radial | None | Contingent (N-1)
Riverland | NORTH WEST BEND - MORGAN TEE SD1616 | Emergency Rating | MVA | 2028 | 19.4336 | 66kV | Radial | None | Contingent (N-1)
Riverland | MORGAN TEE - CORDOLA SD1617 | Emergency Rating | MVA | 2028 | 19.6622 | 66kV | Radial | None | Contingent (N-1)
Riverland | CORDOLA - ROONKA SD1618 | Emergency Rating | MVA | 2028 | 19.6622 | 66kV | Radial | None | Contingent (N-1)
Riverland | ROONKA - PORTEE SD1619 | Emergency Rating | MVA | 2028 | 19.6622 | 66kV | Radial | None | Contingent (N-1)
Riverland | PORTEE - SWAN REACH SD1620 | Emergency Rating | MVA | 2028 | 10.2884 | 66kV | Radial | None | Contingent (N-1)
Riverland | NORTH WEST BEND - CADELL SD1622 | Emergency Rating | MVA | 2028 | 26.5212 | 66kV | Radial | None | Contingent (N-1)
Riverland | CADELL - QUALCO SD1623 | Emergency Rating | MVA | 2028 | 26.5212 | 66kV | Radial | None | Contingent (N-1)
Riverland | QUALCO - RAMCO SD1624 | Emergency Rating | MVA | 2028 | 26.5212 | 66kV | Radial | None | Contingent (N-1)
Riverland | RAMCO - WAIKERIE SD1625 | Emergency Rating | MVA | 2028 | 26.5212 | 66kV | Radial | None | Contingent (N-1)
Riverland | BERRI - GLOSSOP SD1626 | Emergency Rating | MVA | 2028 | 40.3533 | 66kV | Radial | None | Contingent (N-1)
Riverland | GLOSSOP - LOVEDAY SD1627 | Emergency Rating | MVA | 2028 | 26.5212 | 66kV | Radial | None | Contingent (N-1)
Riverland | LOVEDAY - WOOLPUNDA SD1628 | Emergency Rating | MVA | 2028 | 14.0608 | 66kV | Radial | None | Contingent (N-1)
Riverland | WOOLPUNDA - WAIKERIE SD1629 | Emergency Rating | MVA | 2028 | 14.0608 | 66kV | Radial | None | Contingent (N-1)
Riverland | BERRI - LOXTON SD1630 | Emergency Rating | MVA | 2028 | 44.0114 | 66kV | Radial | None | Contingent (N-1)
Riverland | LOXTON - PYAP SD1631 | Emergency Rating | MVA | 2028 | 14.0608 | 66kV | Radial | None | Contingent (N-1)
Riverland | BERRI - RENMARK SD1632 | Emergency Rating | MVA | 2028 | 42.7539 | 66kV | Radial | None | Contingent (N-1)
Riverland | RENMARK - PARINGA SD1633 | Emergency Rating | MVA | 2028 | 26.0639 | 66kV | Radial | None | Contingent (N-1)
Riverland | BERRI - LYRUP SD1634 | Emergency Rating | MVA | 2028 | 12.3461 | 66kV | Radial | None | Contingent (N-1)
Metro South | WILLUNGA - MYPONGA SD1568 | Emergency Rating | MVA | 2028 | 71.9044 | 66kV | Radial | None | Contingent (N-1)
Metro South | MYPONGA - YANKALILLA SD1569 | Emergency Rating | MVA | 2028 | 71.9044 | 66kV | Radial | None | Contingent (N-1)
Metro South | YANKALILLA - CAPE JERVIS SD1689 | Emergency Rating | MVA | 2028 | 60.5871 | 66kV | Radial | None | Contingent (N-1)
Metro South | WILLUNGA - SQUARE WATER HOLE SD1570 | Emergency Rating | MVA | 2028 | 71.9044 | 66kV | Radial | None | Contingent (N-1)
Metro South | SQUARE WATER HOLE - VICTOR HARBOR SD1595 | Emergency Rating | MVA | 2028 | 40.582 | 66kV | Radial | None | Contingent (N-1)
Metro South | SQUARE WATER HOLE - GOOLWA SD1571 | Emergency Rating | MVA | 2028 | 33.4944 | 66kV | Radial | None | Contingent (N-1)
Eastern Hills | BALHANNAH - WOODSIDE SD41100 | Emergency Rating | MVA | 2028 | 20.1767 | 33kV | Radial | None | Contingent (N-1)
Eastern Hills | BALHANNAH - VERDUN TEE SD41200 | Emergency Rating | MVA | 2028 | 21.377 | 33kV | Radial | None | Contingent (N-1)
Eastern Hills | VERDUN TEE - ALDGATE TEE SD41200 | Emergency Rating | MVA | 2028 | 20.291 | 33kV | Radial | None | Contingent (N-1)
Eastern Hills | VERDUN TEE - MYLOR SD41200 | Emergency Rating | MVA | 2028 | 3.3723 | 33kV | Radial | None | Contingent (N-1)
Eastern Hills | BALHANNAH - NAIRNE TEE SD41300 | Emergency Rating | MVA | 2028 | 13.032 | 33kV | Radial | None | Contingent (N-1)
Eastern Hills | NAIRNE TEE - NAIRNE SD41300 | Emergency Rating | MVA | 2028 | 13.032 | 33kV | Radial | None | Contingent (N-1)
Eastern Hills | NAIRNE TEE - BRUKUNGA SD41300 | Emergency Rating | MVA | 2028 | 6.5731 | 33kV | Radial | None | Contingent (N-1)
Eastern Hills | URAIDLA - PICCADILLY TEE SD42100 | Emergency Rating | MVA | 2028 | 20.291 | 33kV | Radial | None | Contingent (N-1)
Eastern Hills | PICCADILLY TEE - PICCADILLY EOL SD42100 | Emergency Rating | MVA | 2028 | 15.4326 | 33kV | Radial | None | Contingent (N-1)
Eastern Hills | PICCADILLY TEE - ALDGATE TEE SD42100 | Emergency Rating | MVA | 2028 | 20.291 | 33kV | Radial | None | Contingent (N-1)
Eastern Hills | ALDGATE TEE - ALDGATE SD42100 | Emergency Rating | MVA | 2028 | 13.032 | 33kV | Radial | None | Contingent (N-1)
Eastern Hills | ANGAS CREEK - BIRDWOOD TEE SD38100 | Emergency Rating | MVA | 2028 | 14.5752 | 33kV | Radial | None | Contingent (N-1)
Eastern Hills | BIRDWOOD TEE - GUMERACHA RURAL SD38100 | Emergency Rating | MVA | 2028 | 4.2297 | 33kV | Radial | None | Contingent (N-1)
Eastern Hills | BIRDWOOD TEE - BIRDWOOD SD38100 | Emergency Rating | MVA | 2028 | 7.1447 | 33kV | Radial | None | Contingent (N-1)
Eastern Hills | BIRDWOOD - MOUNT PLEASANT TEE SD38100 | Emergency Rating | MVA | 2028 | 4.2297 | 33kV | Radial | None | Contingent (N-1)
Eastern Hills | MOUNT PLEASANT TEE - PALMER RURAL SD38100 | Emergency Rating | MVA | 2028 | 4.2297 | 33kV | Radial | None | Contingent (N-1)
Eastern Hills | MOUNT PLEASANT TEE - MOUNT PLEASANT SD38100 | Emergency Rating | MVA | 2028 | 4.2297 | 33kV | Radial | None | Contingent (N-1)
Eastern Hills | ANGAS CREEK - ANGAS CREEK TEE SD38200 | Emergency Rating | MVA | 2028 | 20.291 | 33kV | Radial | None | Contingent (N-1)
Eastern Hills | ANGAS CREEK TEE - LOBETHAL SD38200 | Emergency Rating | MVA | 2028 | 20.1767 | 33kV | Radial | None | Contingent (N-1)
Eastern Hills | LOBETHAL - WOODSIDE SD38200 | Emergency Rating | MVA | 2028 | 7.0304 | 33kV | Radial | None | Contingent (N-1)
Eastern Hills | ANGAS CREEK TEE - GUMERACHA WEIR SD38200 | Emergency Rating | MVA | 2028 | 7.0304 | 33kV | Radial | None | Contingent (N-1)
Eastern Hills | GUMERACHA WEIR - HOUGHTON SD38200 | Emergency Rating | MVA | 2028 | 6.9732 | 33kV | Radial | None | Contingent (N-1)
Eastern Hills | GUMERACHA WEIR - KERSBROOK SD38200 | Emergency Rating | MVA | 2028 | 7.0304 | 33kV | Radial | None | Contingent (N-1)
Eastern Hills | KERSBROOK - WILLIAMSTOWN SOUTH TEE SD38200 | Emergency Rating | MVA | 2028 | 6.9732 | 33kV | Radial | None | Contingent (N-1)
Eastern Hills | GUMERACHA WEIR - GUMERACHA RURAL SD38200 | Emergency Rating | MVA | 2028 | 4.2297 | 33kV | Radial | None | Contingent (N-1)
Eyre Peninsula | WHYALLA CENTRAL - WHYALLA CITY 1 SD56101 | Emergency Rating | MVA | 2028 | 26.6355 | 33kV | Radial | None | Contingent (N-1)
Eyre Peninsula | WHYALLA CENTRAL - WHYALLA CITY 2 SD56102 | Emergency Rating | MVA | 2028 | 27.7786 | 33kV | Radial | None | Contingent (N-1)
Eyre Peninsula | WHYALLA CENTRAL - WHYALLA STUART SD56201 | Emergency Rating | MVA | 2028 | 27.7786 | 33kV | Radial | None | Contingent (N-1)
Eyre Peninsula | WHYALLA CENTRAL - WHYALLA NORTH TEE SD56301 | Emergency Rating | MVA | 2028 | 27.1499 | 33kV | Radial | None | Contingent (N-1)
Eyre Peninsula | WHYALLA NORTH TEE - WHYALLA TERMINAL SD56301 | Emergency Rating | MVA | 2028 | 25.1494 | 33kV | Radial | None | Contingent (N-1)
Eyre Peninsula | WHYALLA NORTH TEE - WHYALLA SOLAR SD56301 | Emergency Rating | MVA | 2028 | 26.6355 | 33kV | Radial | None | Contingent (N-1)
Eyre Peninsula | WHYALLA SOLAR - WHYALLA NORTH SD56301 | Emergency Rating | MVA | 2028 | 13.2034 | 33kV | Radial | None | Contingent (N-1)
Eyre Peninsula | PORT LINCOLN TERMINAL - PORT LINCOLN CITY TEE PL32 | Emergency Rating | MVA | 2028 | 20.5768 | 33kV | Radial | None | Contingent (N-1)
Eyre Peninsula | PORT LINCOLN CITY TEE - PORT LINCOLN CITY PL32 | Emergency Rating | MVA | 2028 | 20.5768 | 33kV | Radial | None | Contingent (N-1)
Eyre Peninsula | PORT LINCOLN CITY TEE - PORT LINCOLN MARINA TEE PL32 | Emergency Rating | MVA | 2028 | 20.5768 | 33kV | Radial | None | Contingent (N-1)
Eyre Peninsula | PORT LINCOLN MARINA TEE - PORT LINCOLN DOCKS PL32 | Emergency Rating | MVA | 2028 | 24.292 | 33kV | Radial | None | Contingent (N-1)
Eyre Peninsula | PORT LINCOLN MARINA TEE - PORT LINCOLN MARINA PL32 | Emergency Rating | MVA | 2028 | 27.1499 | 33kV | Radial | None | Contingent (N-1)
Eyre Peninsula | PORT LINCOLN TERMINAL - PORT LINCOLN CITY SD61101 | Emergency Rating | MVA | 2028 | 28.0496 | 33kV | Radial | None | Contingent (N-1)
Eyre Peninsula | PORT LINCOLN TERMINAL - POONINDIE TEE PL34 | Emergency Rating | MVA | 2028 | 20.4053 | 33kV | Radial | None | Contingent (N-1)
Eyre Peninsula | POONINDIE TEE - POONINDIE PL34 | Emergency Rating | MVA | 2028 | 15.4897 | 33kV | Radial | None | Contingent (N-1)
Eyre Peninsula | POONINDIE - POINT BOSTON PL34 | Emergency Rating | MVA | 2028 | 15.4326 | 33kV | Radial | None | Contingent (N-1)
Eyre Peninsula | POONINDIE TEE - TOD RIVER PL34 | Emergency Rating | MVA | 2028 | 20.4053 | 33kV | Radial | None | Contingent (N-1)
Eyre Peninsula | TOD RIVER - CUMMINS CM36 | Emergency Rating | MVA | 2028 | 5.1442 | 33kV | Radial | None | Contingent (N-1)
Eyre Peninsula | TOD RIVER - TUMBY BAY CM35 | Emergency Rating | MVA | 2028 | 5.1442 | 33kV | Radial | None | Contingent (N-1)
Eyre Peninsula | PORT LINCOLN TERMINAL - ULEY SOUTH TEE PL33 | Emergency Rating | MVA | 2028 | 23.1489 | 33kV | Radial | None | Contingent (N-1)
Eyre Peninsula | ULEY SOUTH TEE - ULEY SOUTH PL33 | Emergency Rating | MVA | 2028 | 5.2585 | 33kV | Radial | None | Contingent (N-1)
Eyre Peninsula | ULEY SOUTH TEE - ULEY PL33 | Emergency Rating | MVA | 2028 | 15.4897 | 33kV | Radial | None | Contingent (N-1)
Eyre Peninsula | ULEY - COFFIN BAY PL33 | Emergency Rating | MVA | 2028 | 3.9439 | 33kV | Radial | None | Contingent (N-1)
Eyre Peninsula | CLEVE - COWELL SD53100 | Emergency Rating | MVA | 2028 | 15.4326 | 33kV | Radial | None | Contingent (N-1)
Eyre Peninsula | CLEVE - BOOTHBY SD55100 | Emergency Rating | MVA | 2028 | 15.0325 | 33kV | Radial | None | Contingent (N-1)
Eyre Peninsula | BOOTHBY - PUMPING STATION ROAD SD55100 | Emergency Rating | MVA | 2028 | 15.0325 | 33kV | Radial | None | Contingent (N-1)
Eyre Peninsula | PUMPING STATION ROAD - ARNO BAY SD55100 | Emergency Rating | MVA | 2028 | 15.0325 | 33kV | Radial | None | Contingent (N-1)
Mid North | BRINKWORTH - YACKA TEE SD33100 | Emergency Rating | MVA | 2028 | 6.173 | 33kV | Radial | None | Contingent (N-1)
Mid North | YACKA TEE - YACKA RURAL SD33100 | Emergency Rating | MVA | 2028 | 5.1442 | 33kV | Radial | None | Contingent (N-1)
Mid North | YACKA TEE - SPALDING TEE SD33100 | Emergency Rating | MVA | 2028 | 5.1442 | 33kV | Radial | None | Contingent (N-1)
Mid North | SPALDING TEE - GEORGETOWN SD33100 | Emergency Rating | MVA | 2028 | 5.1442 | 33kV | Radial | None | Contingent (N-1)
Mid North | GEORGETOWN - GLADSTONE SD33100 | Emergency Rating | MVA | 2028 | 3.9439 | 33kV | Radial | None | Contingent (N-1)
Mid North | SPALDING TEE - SPALDING SD33100 | Emergency Rating | MVA | 2028 | 3.9439 | 33kV | Radial | None | Contingent (N-1)
Mid North | BRINKWORTH - MERRITON SD33300 | Emergency Rating | MVA | 2028 | 6.173 | 33kV | Radial | None | Contingent (N-1)
Mid North | BRINKWORTH - BRINKWORTH TEE SD33200 | Emergency Rating | MVA | 2028 | 6.173 | 33kV | Radial | None | Contingent (N-1)
Mid North | BRINKWORTH TEE - YACKA RURAL SD33200 | Emergency Rating | MVA | 2028 | 5.1442 | 33kV | Radial | None | Contingent (N-1)
Mid North | BRINKWORTH TEE - BLYTH TOWNSHIP SD33200 | Emergency Rating | MVA | 2028 | 5.1442 | 33kV | Radial | None | Contingent (N-1)
Mid North | BLYTH TOWNSHIP - CLARE NORTH TEE SD33200 | Emergency Rating | MVA | 2028 | 5.1442 | 33kV | Radial | None | Contingent (N-1)
Mid North | BLYTH TOWNSHIP - BALAKLAVA TOWNSHIP SD33200 | Emergency Rating | MVA | 2028 | 4.0582 | 33kV | Radial | None | Contingent (N-1)
Mid North | WATERLOO DISTRIBUTION - RIVERTON TEE SD36400 | Emergency Rating | MVA | 2028 | 6.173 | 33kV | Radial | N | Contingent (N-1)
Mid North | RIVERTON TEE - AUBURN TEE SD36400 | Emergency Rating | MVA | 2028 | 6.173 | 33kV | Radial | None | Contingent (N-1)
Mid North | AUBURN TEE - AUBURN SD36400 | Emergency Rating | MVA | 2028 | 6.173 | 33kV | Radial | None | Contingent (N-1)
Mid North | RIVERTON TEE - RIVERTON SD36400 | Emergency Rating | MVA | 2028 | 6.173 | 33kV | Radial | None | Contingent (N-1)
Mid North | WATERLOO DISTRIBUTION - WATERLOO RURAL SD36201 | Emergency Rating | MVA | 2028 | 7.0304 | 33kV | Radial | None | Contingent (N-1)
Mid North | WATERLOO RURAL - ROBERTSTOWN SD36201 | Emergency Rating | MVA | 2028 | 7.0304 | 33kV | Radial | None | Contingent (N-1)
Mid North | WATERLOO DISTRIBUTION - PORTERS LAGOON SD36101 | Emergency Rating | MVA | 2028 | 21.377 | 33kV | Radial | None | Contingent (N-1)
Mid North | PORTERS LAGOON - HANSON SD36101 | Emergency Rating | MVA | 2028 | 20.291 | 33kV | Radial | None | Contingent (N-1)
Mid North | WATERLOO DISTRIBUTION - WATERLOO TOWN SD36300 | Emergency Rating | MVA | 2028 | 20.291 | 33kV | Radial | None | Contingent (N-1)
Mid North | WATERLOO TOWN - EUDUNDA TEE SD36300 | Emergency Rating | MVA | 2028 | 7.0304 | 33kV | Radial | None | Contingent (N-1)
Mid North | EUDUNDA TEE - EUDUNDA SD36300 | Emergency Rating | MVA | 2028 | 5.1442 | 33kV | Radial | None | Contingent (N-1)
Mid North | EUDUNDA TEE - KAPUNDA RURAL SD36300 | Emergency Rating | MVA | 2028 | 7.0304 | 33kV | Radial | None | Contingent (N-1)
Mid North | TEMPLERS - WASLEYS SD37402 | Emergency Rating | MVA | 2028 | 13.032 | 33kV | Radial | None | Contingent (N-1)
Mid North | WASLEYS - MALLALA SD37402 | Emergency Rating | MVA | 2028 | 9.8311 | 33kV | Radial | None | Contingent (N-1)
Mid North | TEMPLERS - HAMLEY BRIDGE SD37101 | Emergency Rating | MVA | 2028 | 9.8311 | 33kV | Radial | None | Contingent (N-1)
Mid North | HAMLEY BRIDGE - BALAKLAVA RURAL SD37102 | Emergency Rating | MVA | 2028 | 5.1442 | 33kV | Radial | None | Contingent (N-1)
Mid North | TEMPLERS - FREELING NORTH TEE SD37200 | Emergency Rating | MVA | 2028 | 13.2606 | 33kV | Radial | None | Contingent (N-1)
Mid North | FREELING NORTH TEE - KAPUNDA RURAL SD37200 | Emergency Rating | MVA | 2028 | 7.0304 | 33kV | Radial | N | Contingent (N-1)
Mid North | TEMPLERS - DAVEYSTON TOWNSHIP SD37301 | Emergency Rating | MVA | 2028 | 21.377 | 33kV | Radial | None | Contingent (N-1)
Mid North | TEMPLERS - GAWLER BELT TEE SD37501 | Emergency Rating | MVA | 2028 | 20.1767 | 33kV | Radial | None | Contingent (N-1)
Mid North | GAWLER BELT TEE - EVANSTON SD60101 | Emergency Rating | MVA | 2028 | 6.5731 | 33kV | Radial | None | Contingent (N-1)
Mid North | DORRIEN - NURIOOTPA TEE SD52100 | Emergency Rating | MVA | 2028 | 20.291 | 33kV | Radial | N | Contingent (N-1)
Mid North | NURIOOTPA TEE - NURIOOTPA SD52100 | Emergency Rating | MVA | 2028 | 20.291 | 33kV | Radial | None | Contingent (N-1)
Mid North | NURIOOTPA TEE - STOCKWELL SD52100 | Emergency Rating | MVA | 2028 | 15.4326 | 33kV | Radial | None | Contingent (N-1)
Mid North | DORRIEN - ANGASTON NO 1 SD52201 | Emergency Rating | MVA | 2028 | 27.1499 | 33kV | Meshed | None | Contingent (N-1)
Mid North | DORRIEN - ANGASTON NO 2 SD52202 | Emergency Rating | MVA | 2028 | 27.1499 | 33kV | Meshed | None | Contingent (N-1)
Mid North | DORRIEN - BAROSSA SOUTH SD52300 | Emergency Rating | MVA | 2028 | 26.6355 | 33kV | Radial | None | Contingent (N-1)
Mid North | BAROSSA SOUTH TEE - LYNDOCH TEE SD52300 | Emergency Rating | MVA | 2028 | 26.6355 | 33kV | Radial | None | Contingent (N-1)
Mid North | LYNDOCH TEE - LYNDOCH SD52300 | Emergency Rating | MVA | 2028 | 15.0325 | 33kV | Radial | None | Contingent (N-1)
Mid North | LYNDOCH TEE - SANDY CREEK TEE SD52300 | Emergency Rating | MVA | 2028 | 3.9439 | 33kV | Radial | None | Contingent (N-1)
Mid North | SANDY CREEK TEE - SANDY CREEK SD52300 | Emergency Rating | MVA | 2028 | 3.9439 | 33kV | Radial | None | Contingent (N-1)
Mid North | SANDY CREEK TEE - EVANSTON TEE SD52300 | Emergency Rating | MVA | 2028 | 3.9439 | 33kV | Radial | None | Contingent (N-1)
Mid North | LYNDOCH - WILLIAMSTOWN SD52300 | Emergency Rating | MVA | 2028 | 8.1164 | 33kV | Radial | None | Contingent (N-1)
Mid North | WILLIAMSTOWN - WILLIAMSTOWN SOUTH TEE SD52300 | Emergency Rating | MVA | 2028 | 6.9732 | 33kV | Radial | None | Contingent (N-1)
Mid North | WILLIAMSTOWN SOUTH TEE - WILLIAMSTOWN SOUTH SD52300 | Emergency Rating | MVA | 2028 | 6.9732 | 33kV | Radial | None | Contingent (N-1)
Mid North | WILLIAMSTOWN SOUTH TEE - ANGAS CREEK TIE SD52300 | Emergency Rating | MVA | 2028 | 6.9732 | 33kV | Radial | None | Contingent (N-1)
Mid North | CLARE NORTH - CLARE NO 1 SD57101 | Emergency Rating | MVA | 2028 | 45.8976 | 33kV | Meshed | None | Contingent (N-1)
Mid North | CLARE NORTH - CLARE NORTH TEE SD57102 | Emergency Rating | MVA | 2028 | 45.8976 | 33kV | Meshed | None | Contingent (N-1)
Mid North | CLARE NORTH TEE - CLARE NO 2 SD57102 | Emergency Rating | MVA | 2028 | 45.8976 | 33kV | Meshed | None | Contingent (N-1)
Mid North | CLARE - FARRELL FLAT SD57100 | Emergency Rating | MVA | 2028 | 13.032 | 33kV | Radial | None | Contingent (N-1)
Mid North | FARRELL FLAT - WATERLOO TIE SD57100 | Emergency Rating | MVA | 2028 | 13.032 | 33kV | Radial | None | Contingent (N-1)
Mid North | FARRELL FLAT - BURRA SD57100 | Emergency Rating | MVA | 2028 | 3.9439 | 33kV | Radial | None | Contingent (N-1)
Murraylands | MANNUM - PALMER TEE SD39200 | Emergency Rating | MVA | 2028 | 4.2297 | 33kV | Radial | None | Contingent (N-1)
Murraylands | PALMER TEE - MANNUM ROAD RANDELL ROAD INT SD39200 | Emergency Rating | MVA | 2028 | 4.2297 | 33kV | Radial | None | Contingent (N-1)
Murraylands | PALMER TEE - CAMBRAI TEE SD39200 | Emergency Rating | MVA | 2028 | 4.2297 | 33kV | Radial | None | Contingent (N-1)
Murraylands | CAMBRAI TEE - CAMBRAI SD39200 | Emergency Rating | MVA | 2028 | 3.9439 | 33kV | Radial | None | Contingent (N-1)
Murraylands | CAMBRAI TEE - PALMER RURAL SD39200 | Emergency Rating | MVA | 2028 | 4.2297 | 33kV | Radial | None | Contingent (N-1)
Murraylands | MANNUM - TEAL FLAT TEE SD39100 | Emergency Rating | MVA | 2028 | 9.8311 | 33kV | Radial | None | Contingent (N-1)
Murraylands | TEAL FLAT TEE - TEAL FLAT SD39100 | Emergency Rating | MVA | 2028 | 5.1442 | 33kV | Radial | None | Contingent (N-1)
Murraylands | TEAL FLAT TEE - SWAN REACH SD39100 | Emergency Rating | MVA | 2028 | 5.1442 | 33kV | Radial | None | Contingent (N-1)
Murraylands | MANNUM - CALOOTE TEE SD39300 | Emergency Rating | MVA | 2028 | 13.775 | 33kV | Radial | None | Contingent (N-1)
Murraylands | CALOOTE TEE - CALOOTE SD39300 | Emergency Rating | MVA | 2028 | 6.5731 | 33kV | Radial | None | Contingent (N-1)
Murraylands | CALOOTE TEE - MOBILONG TIE SD39300 | Emergency Rating | MVA | 2028 | 6.5731 | 33kV | Radial | None | Contingent (N-1)
Murraylands | MANNUM - MANNUM RURAL SD39300 | Emergency Rating | MVA | 2028 | 13.0891 | 33kV | Radial | None | Contingent (N-1)
Murraylands | MANNUM RURAL - MANNUM TOWN TEE SD39300 | Emergency Rating | MVA | 2028 | 7.1447 | 33kV | Radial | None | Contingent (N-1)
Murraylands | MANNUM TOWN TEE - MANNUM ROAD RANDELL ROAD INT SD39300 | Emergency Rating | MVA | 2028 | 4.2297 | 33kV | Radial | None | Contingent (N-1)
Murraylands | MANNUM TOWN TEE - PELLARING FLAT TEE SD39300 | Emergency Rating | MVA | 2028 | 7.1447 | 33kV | Radial | None | Contingent (N-1)
Murraylands | PELLARING FLAT TEE - MANNUM TOWN SD39300 | Emergency Rating | MVA | 2028 | 6.173 | 33kV | Radial | None | Contingent (N-1)
Murraylands | MOBILONG DISTRIBUTION - MOBILONG SD43100 | Emergency Rating | MVA | 2028 | 59.3297 | 33kV | Radial | None | Contingent (N-1)
Murraylands | MOBILONG - MOBILONG TEE SD43100 | Emergency Rating | MVA | 2028 | 21.377 | 33kV | Radial | None | Contingent (N-1)
Murraylands | MOBILONG TEE - MYPOLONGA TIE SD43100 | Emergency Rating | MVA | 2028 | 21.377 | 33kV | Radial | None | Contingent (N-1)
Murraylands | MOBILONG TEE - MURRAY BRIDGE NORTH TEE SD43100 | Emergency Rating | MVA | 2028 | 21.377 | 33kV | Radial | None | Contingent (N-1)
Murraylands | MURRAY BRIDGE NORTH TEE - MURRAY BRIDGE NORTH SD43100 | Emergency Rating | MVA | 2028 | 21.377 | 33kV | Radial | None | Contingent (N-1)
Murraylands | MURRAY BRIDGE NORTH TEE - MURRAY BRIDGE SOUTH TEE SD43100 | Emergency Rating | MVA | 2028 | 21.377 | 33kV | Radial | None | Contingent (N-1)
Murraylands | MURRAY BRIDGE SOUTH TEE - MURRAY BRIDGE SOUTH SD43100 | Emergency Rating | MVA | 2028 | 21.377 | 33kV | Radial | None | Contingent (N-1)
Murraylands | MURRAY BRIDGE SOUTH TEE - MURRAY BRIDGE TOWNSHIP SD43100 | Emergency Rating | MVA | 2028 | 6.5731 | 33kV | Radial | None | Contingent (N-1)
Murraylands | MOBILONG DISTRIBUTION - MOBILONG SD43200 | Emergency Rating | MVA | 2028 | 54.9857 | 33kV | Radial | None | Contingent (N-1)
Murraylands | MOBILONG - MONARTO TEE SD43200 | Emergency Rating | MVA | 2028 | 54.9857 | 33kV | Radial | None | Contingent (N-1)
Murraylands | MONARTO TEE - MURRAY BRIDGE NORTH SD43200 | Emergency Rating | MVA | 2028 | 54.9857 | 33kV | Radial | None | Contingent (N-1)
Murraylands | MONARTO TEE - MONARTO SOUTH TEE SD43200 | Emergency Rating | MVA | 2028 | 20.4053 | 33kV | Radial | None | Contingent (N-1)
Murraylands | MONARTO SOUTH TEE - MONARTO SOUTH SD43200 | Emergency Rating | MVA | 2028 | 15.4326 | 33kV | Radial | None | Contingent (N-1)
Murraylands | MONARTO SOUTH TEE - MONARTO CENTRAL SD43200 | Emergency Rating | MVA | 2028 | 15.4326 | 33kV | Radial | None | Contingent (N-1)
Murraylands | MOBILONG DISTRIBUTION - MOBILONG SD43300 | Emergency Rating | MVA | 2028 | 21.377 | 33kV | Radial | None | Contingent (N-1)
Murraylands | MOBILONG - PALLAMANA TEE SD43300 | Emergency Rating | MVA | 2028 | 21.377 | 33kV | Radial | None | Contingent (N-1)
Murraylands | PALLAMANA TEE - MYPOLONGA TEE SD43300 | Emergency Rating | MVA | 2028 | 6.5731 | 33kV | Radial | None | Contingent (N-1)
Murraylands | MYPOLONGA TEE - MYPOLONGA SD43300 | Emergency Rating | MVA | 2028 | 6.5731 | 33kV | Radial | None | Contingent (N-1)
Murraylands | MYPOLONGA - MYPOLONGA EOL SD43300 | Emergency Rating | MVA | 2028 | 6.173 | 33kV | Radial | None | Contingent (N-1)
Murraylands | MYPOLONGA TEE - CALOOTE TEE SD43300 | Emergency Rating | MVA | 2028 | 6.5731 | 33kV | Radial | None | Contingent (N-1)
Murraylands | TAILEM BEND - PUMP STATION TEE SD40101 | Emergency Rating | MVA | 2028 | 21.377 | 33kV | Radial | None | Contingent (N-1)
Murraylands | PUMP STATION TEE - TAILEM BEND RURAL SD40101 | Emergency Rating | MVA | 2028 | 5.1442 | 33kV | Radial | None | Contingent (N-1)
Murraylands | TAILEM BEND RURAL - TAILEM BEND EOL SD40101 | Emergency Rating | MVA | 2028 | 5.1442 | 33kV | Radial | None | Contingent (N-1)
Murraylands | PUMP STATION TEE - TAILEM BEND TOWN TEE SD40101 | Emergency Rating | MVA | 2028 | 21.377 | 33kV | Radial | None | Contingent (N-1)
Murraylands | TAILEM BEND TOWN TEE - TAILEM BEND TOWN SD40101 | Emergency Rating | MVA | 2028 | 6.5731 | 33kV | Radial | None | Contingent (N-1)
Murraylands | TAILEM BEND TOWN TEE - JERVOIS SD40101 | Emergency Rating | MVA | 2028 | 21.377 | 33kV | Radial | None | Contingent (N-1)
Murraylands | JERVOIS - JERVOIS FLAT 1 TEE SD40102 | Emergency Rating | MVA | 2028 | 21.377 | 33kV | Radial | None | Contingent (N-1)
Murraylands | JERVOIS FLAT 1 TEE - JERVOIS FLAT 2 TEE SD40102 | Emergency Rating | MVA | 2028 | 21.377 | 33kV | Radial | None | Contingent (N-1)
Murraylands | JERVOIS FLAT 2 TEE - WOODS POINT SD40102 | Emergency Rating | MVA | 2028 | 21.377 | 33kV | Radial | None | Contingent (N-1)
Murraylands | WOODS POINT - WHITE SANDS TEE SD40103 | Emergency Rating | MVA | 2028 | 21.377 | 33kV | Radial | None | Contingent (N-1)
Murraylands | WHITE SANDS TEE - WHITE SANDS SD40103 | Emergency Rating | MVA | 2028 | 15.4326 | 33kV | Radial | None | Contingent (N-1)
Murraylands | WHITE SANDS TEE - MURRAY BRIDGE TOWNSHIP SD40103 | Emergency Rating | MVA | 2028 | 21.377 | 33kV | Radial | None | Contingent (N-1)
Murraylands | TAILEM BEND - SUBSTATION ROAD TEE SD40200 | Emergency Rating | MVA | 2028 | 15.7184 | 33kV | Radial | None | Contingent (N-1)
Murraylands | SUBSTATION ROAD TEE - SUBSTATION ROAD SD40200 | Emergency Rating | MVA | 2028 | 15.7184 | 33kV | Radial | None | Contingent (N-1)
Murraylands | SUBSTATION ROAD TEE - MALLEE HWY SD40200 | Emergency Rating | MVA | 2028 | 15.7184 | 33kV | Radial | None | Contingent (N-1)
Murraylands | MALLEE HWY - MOORLANDS SWER SD40200 | Emergency Rating | MVA | 2028 | 15.7184 | 33kV | Radial | None | Contingent (N-1)
Murraylands | MALLEE HWY - ELWOMPLE SD40200 | Emergency Rating | MVA | 2028 | 10.1169 | 33kV | Radial | None | Contingent (N-1)
Murraylands | MOORLANDS SWER - COOMANDOOK SD40200 | Emergency Rating | MVA | 2028 | 15.7184 | 33kV | Radial | None | Contingent (N-1)
Murraylands | COOMANDOOK - COONALPYN SD40200 | Emergency Rating | MVA | 2028 | 12.1746 | 33kV | Radial | None | Contingent (N-1)
Murraylands | COONALPYN - BINNIES TEE SD40300 | Emergency Rating | MVA | 2028 | 6.173 | 33kV | Radial | N | Contingent (N-1)
Murraylands | BINNIES TEE - BINNIES SD40300 | Emergency Rating | MVA | 2028 | 6.173 | 33kV | Radial | None | Contingent (N-1)
Murraylands | BINNIES TEE - MENINGIE SD40300 | Emergency Rating | MVA | 2028 | 6.173 | 33kV | Radial | None | Contingent (N-1)
Murraylands | MENINGIE - CAMPBELL PARK TEE SD40400 | Emergency Rating | MVA | 2028 | 6.173 | 33kV | Radial | None | Contingent (N-1)
Murraylands | CAMPBELL PARK TEE - CAMPBELL PARK SD40400 | Emergency Rating | MVA | 2028 | 6.173 | 33kV | Radial | None | Contingent (N-1)
Murraylands | CAMPBELL PARK TEE - NARRUNG SD40400 | Emergency Rating | MVA | 2028 | 6.173 | 33kV | Radial | None | Contingent (N-1)
Murraylands | TAILEM BEND - SHERLOCK SD40501 | Emergency Rating | MVA | 2028 | 13.775 | 33kV | Radial | None | Contingent (N-1)
Murraylands | SHERLOCK - KAROONDA SD40502 | Emergency Rating | MVA | 2028 | 3.9439 | 33kV | Radial | None | Contingent (N-1)
Murraylands | SHERLOCK - GERANIUM SD40600 | Emergency Rating | MVA | 2028 | 9.8311 | 33kV | Radial | N | Contingent (N-1)
Murraylands | GERANIUM - LAMEROO SD40700 | Emergency Rating | MVA | 2028 | 9.8311 | 33kV | Radial | N | Contingent (N-1)
Murraylands | LAMEROO - LAMEROO RURAL SD40800 | Emergency Rating | MVA | 2028 | 6.9161 | 33kV | Radial | N | Contingent (N-1)
Murraylands | LAMEROO RURAL - PARILLA TEE SD40800 | Emergency Rating | MVA | 2028 | 5.6586 | 33kV | Radial | N | Contingent (N-1)
Murraylands | PARILLA TEE - PARILLA SD40800 | Emergency Rating | MVA | 2028 | 4.8012 | 33kV | Radial | None | Contingent (N-1)
Murraylands | PARILLA TEE - PINNAROO SD40800 | Emergency Rating | MVA | 2028 | 3.9439 | 33kV | Radial | None | Contingent (N-1)
Riverland | PARINGA - MURTHO LX21 | Emergency Rating | MVA | 2028 | 15.0325 | 33kV | Radial | N | Contingent (N-1)
Riverland | MURTHO - LINDSAY PT TEE LX21 | Emergency Rating | MVA | 2028 | 10.7456 | 33kV | Radial | None | Contingent (N-1)
Riverland | LINDSAY PT TEE - BORDER CLIFFS LX21 | Emergency Rating | MVA | 2028 | 10.7456 | 33kV | Radial | None | Contingent (N-1)
Riverland | LINDSAY PT TEE - VIC BORDER LX21 | Emergency Rating | MVA | 2028 | 10.7456 | 33kV | Radial | None | Contingent (N-1)
Riverland | SWAN REACH - SWAN REACH FILTRATION TEE SD39400 | Emergency Rating | MVA | 2028 | 5.1442 | 33kV | Radial | None | Contingent (N-1)
Riverland | SWAN REACH FILTRATION TEE - SWAN REACH TOWN SD39400 | Emergency Rating | MVA | 2028 | 5.1442 | 33kV | Radial | None | Contingent (N-1)
South East | KEITH - COONALPYN SD45101 | Emergency Rating | MVA | 2028 | 5.1442 | 33kV | Radial | None | Contingent (N-1)
South East | KEITH - PADTHAWAY SD45300 | Emergency Rating | MVA | 2028 | 7.0876 | 33kV | Radial | None | Contingent (N-1)
South East | KEITH - WIRREGA SD45201 | Emergency Rating | MVA | 2028 | 13.032 | 33kV | Radial | N | Contingent (N-1)
South East | WIRREGA - BORDERTOWN SD45202 | Emergency Rating | MVA | 2028 | 13.032 | 33kV | Radial | N | Contingent (N-1)
South East | SNUGGERY RURAL - MILLICENT SD49100 | Emergency Rating | MVA | 2028 | 20.291 | 33kV | Radial | None | Contingent (N-1)
South East | MILLICENT - SOUTH END TEE SD49100 | Emergency Rating | MVA | 2028 | 12.8033 | 33kV | Radial | None | Contingent (N-1)
South East | SOUTH END TEE - SOUTH END SD49100 | Emergency Rating | MVA | 2028 | 12.8033 | 33kV | Radial | None | Contingent (N-1)
South East | SOUTH END TEE - HATHERLEIGH TOWNSHIP TEE SD49100 | Emergency Rating | MVA | 2028 | 12.8033 | 33kV | Radial | None | Contingent (N-1)
South East | HATHERLEIGH TOWNSHIP TEE - HATHERLEIGH TOWNSHIP SD49100 | Emergency Rating | MVA | 2028 | 5.1442 | 33kV | Radial | None | Contingent (N-1)
South East | HATHERLEIGH TOWNSHIP TEE - HATHERLEIGH SD49100 | Emergency Rating | MVA | 2028 | 12.8033 | 33kV | Radial | None | Contingent (N-1)
South East | HATHERLEIGH - BEACHPORT TEE SD49200 | Emergency Rating | MVA | 2028 | 9.8311 | 33kV | Radial | None | Contingent (N-1)
South East | BEACHPORT TEE - BEACHPORT SD49200 | Emergency Rating | MVA | 2028 | 3.9439 | 33kV | Radial | None | Contingent (N-1)
South East | BEACHPORT TEE - ROBE SD49200 | Emergency Rating | MVA | 2028 | 5.1442 | 33kV | Radial | N | Contingent (N-1)
South East | SNUGGERY RURAL - MOUNT BURR SD49500 | Emergency Rating | MVA | 2028 | 27.7786 | 33kV | Radial | None | Contingent (N-1)
South East | MOUNT BURR - KALANGADOO TEE SD49500 | Emergency Rating | MVA | 2028 | 6.173 | 33kV | Radial | None | Contingent (N-1)
South East | KALANGADOO TEE - KALANGADOO SD49500 | Emergency Rating | MVA | 2028 | 5.1442 | 33kV | Radial | None | Contingent (N-1)
South East | KALANGADOO TEE - KALANGADOO RURAL SD49500 | Emergency Rating | MVA | 2028 | 6.173 | 33kV | Radial | None | Contingent (N-1)
South East | BLANCHE - MOUNT GAMBIER WEST SD48101 | Emergency Rating | MVA | 2028 | 32.4084 | 33kV | Radial | None | Contingent (N-1)
South East | BLUE LAKE TEE - MOUNT GAMBIER SD48104 | Emergency Rating | MVA | 2028 | 6.173 | 33kV | Radial | None | Contingent (N-1)
South East | BLANCHE - LAKESIDE TEE SD48100 | Emergency Rating | MVA | 2028 | 55.5573 | 33kV | Radial | None | Contingent (N-1)
South East | LAKESIDE TEE - GLENCOE TEE SD48100 | Emergency Rating | MVA | 2028 | 17.4331 | 33kV | Radial | None | Contingent (N-1)
South East | GLENCOE TEE - TANTANOOLA SD48100 | Emergency Rating | MVA | 2028 | 7.0876 | 33kV | Radial | None | Contingent (N-1)
South East | GLENCOE TEE - MOUNT GAMBIER SD48100 | Emergency Rating | MVA | 2028 | 17.4331 | 33kV | Radial | None | Contingent (N-1)
South East | BLANCHE - KONGORONG TEE SD48200 | Emergency Rating | MVA | 2028 | 15.0325 | 33kV | Radial | None | Contingent (N-1)
South East | KONGORONG TEE - KONGORONG SD48200 | Emergency Rating | MVA | 2028 | 5.1442 | 33kV | Radial | None | Contingent (N-1)
South East | KONGORONG TEE - MOUNT SCHANK SD48200 | Emergency Rating | MVA | 2028 | 12.8033 | 33kV | Radial | None | Contingent (N-1)
South East | MOUNT SCHANK - ALLENDALE EAST SD48200 | Emergency Rating | MVA | 2028 | 5.1442 | 33kV | Radial | None | Contingent (N-1)
South East | MOUNT GAMBIER - TARPEENA SOUTH TEE SD47101 | Emergency Rating | MVA | 2028 | 17.4331 | 33kV | Radial | None | Contingent (N-1)
South East | TARPEENA SOUTH TEE - MOUNT GAMBIER SD47101 | Emergency Rating | MVA | 2028 | 7.0876 | 33kV | Radial | None | Contingent (N-1)
South East | TARPEENA SOUTH TEE - TARPEENA SOUTH SD47101 | Emergency Rating | MVA | 2028 | 17.4331 | 33kV | Radial | None | Contingent (N-1)
South East | KINCRAIG - LUCINDALE SD46201 | Emergency Rating | MVA | 2028 | 13.032 | 33kV | Radial | None | Contingent (N-1)
South East | LUCINDALE - KINGSTON SE SD46201 | Emergency Rating | MVA | 2028 | 5.1442 | 33kV | Radial | None | Contingent (N-1)
South East | KINCRAIG - NARACOORTE SD46300 | Emergency Rating | MVA | 2028 | 29.9506 | 33kV | Radial | None | Contingent (N-1)
South East | NARACOORTE - NARACOORTE EAST TEE SD46100 | Emergency Rating | MVA | 2028 | 7.0876 | 33kV | Radial | None | Contingent (N-1)
South East | NARACOORTE EAST TEE - NARACOORTE EAST SD46100 | Emergency Rating | MVA | 2028 | 7.0876 | 33kV | Radial | None | Contingent (N-1)
South East | NARACOORTE EAST TEE - PADTHAWAY SD46100 | Emergency Rating | MVA | 2028 | 7.0876 | 33kV | Radial | None | Contingent (N-1)
South East | KINCRAIG - STRUAN RURAL SD46400 | Emergency Rating | MVA | 2028 | 27.7786 | 33kV | Radial | None | Contingent (N-1)
South East | STRUAN RURAL - GLENROY RURAL SD46400 | Emergency Rating | MVA | 2028 | 27.7786 | 33kV | Radial | None | Contingent (N-1)
South East | PENOLA WEST - PENOLA TEE SD58200 | Emergency Rating | MVA | 2028 | 20.4053 | 33kV | Radial | None | Contingent (N-1)
South East | PENOLA TEE - GLENROY RURAL SD58200 | Emergency Rating | MVA | 2028 | 6.173 | 33kV | Radial | N | Contingent (N-1)
South East | PENOLA WEST - PENOLA TEE SD58101 | Emergency Rating | MVA | 2028 | 20.4053 | 33kV | Radial | None | Contingent (N-1)
South East | PENOLA TEE - SAFRIES TEE SD58101 | Emergency Rating | MVA | 2028 | 6.173 | 33kV | Radial | None | Contingent (N-1)
South East | SAFRIES TEE - KALANGADOO NANGWARRY TEE SD58101 | Emergency Rating | MVA | 2028 | 6.173 | 33kV | Radial | None | Contingent (N-1)
South East | KALANGADOO NANGWARRY TEE - NANGWARRY TEE SD58101 | Emergency Rating | MVA | 2028 | 6.173 | 33kV | Radial | None | Contingent (N-1)
South East | NANGWARRY TEE - NANGWARRY SD58101 | Emergency Rating | MVA | 2028 | 6.173 | 33kV | Radial | None | Contingent (N-1)
South East | KALANGADOO NANGWARRY TEE - KALANGADOO RURAL SD58101 | Emergency Rating | MVA | 2028 | 6.173 | 33kV | Radial | None | Contingent (N-1)
South East | NANGWARRY TEE - MOUNT GAMBIER SD58101 | Emergency Rating | MVA | 2028 | 6.173 | 33kV | Radial | None | Contingent (N-1)
Metro South | WILLUNGA - MCLAREN VALE SD44400 | Emergency Rating | MVA | 2028 | 10.5742 | 33kV | Radial | None | Contingent (N-1)
Metro South | YANKALILLA - HAY FLAT SD44200 | Emergency Rating | MVA | 2028 | 16.9187 | 33kV | Radial | None | Contingent (N-1)
Metro South | HAY FLAT - RAPID BAY TEE SD44200 | Emergency Rating | MVA | 2028 | 5.1442 | 33kV | Radial | None | Contingent (N-1)
Metro South | RAPID BAY TEE - RAPID BAY SD44200 | Emergency Rating | MVA | 2028 | 5.1442 | 33kV | Radial | None | Contingent (N-1)
Metro South | RAPID BAY TEE - CAPE JERVIS SD44200 | Emergency Rating | MVA | 2028 | 5.1442 | 33kV | Radial | None | Contingent (N-1)
Metro South | CAPE JERVIS - CUTTLEFISH BAY SD44301 | Emergency Rating | MVA | 2028 | 13.032 | 33kV | Radial | None | Contingent (N-1)
Metro South | FISHERY BEACH BACKUP - CUTTLEFISH BAY BACKUP SD44301 | Emergency Rating | MVA | 2028 | 10.2312 | 33kV | Radial | None | Contingent (N-1)
Metro South | CUTTLEFISH BAY - PENNESHAW SD44301 | Emergency Rating | MVA | 2028 | 13.032 | 33kV | Radial | None | Contingent (N-1)
Metro South | PENNESHAW - AMERICAN RIVER SD44300 | Emergency Rating | MVA | 2028 | 13.032 | 33kV | Radial | None | Contingent (N-1)
Metro South | AMERICAN RIVER - KINGSCOTE TEE SD44300 | Emergency Rating | MVA | 2028 | 6.173 | 33kV | Radial | N | Contingent (N-1)
Metro South | KINGSCOTE TEE - MACGILLIVRAY SD44300 | Emergency Rating | MVA | 2028 | 6.173 | 33kV | Radial | None | Contingent (N-1)
Metro South | KINGSCOTE TEE - KINGSCOTE SD44300 | Emergency Rating | MVA | 2028 | 6.173 | 33kV | Radial | None | Contingent (N-1)
Upper North | DAVENPORT WEST - PORT AUGUSTA NO1 SD54101 | Emergency Rating | MVA | 2028 | 20.4053 | 33kV | Meshed | None | Contingent (N-1)
Upper North | DAVENPORT WEST - PORT AUGUSTA TEE SD54102 | Emergency Rating | MVA | 2028 | 20.1767 | 33kV | Meshed | None | Contingent (N-1)
Upper North | PORT AUGUSTA NO2 - PORT AUGUSTA TEE SD54102 | Emergency Rating | MVA | 2028 | 28.8646 | 33kV | Meshed | None | Contingent (N-1)
Upper North | PORT AUGUSTA TEE - PORT AUGUSTA WEST TEE SD54102 | Emergency Rating | MVA | 2028 | 14.9753 | 33kV | Radial | None | Contingent (N-1)
Upper North | PORT AUGUSTA WEST TEE - PORT AUGUSTA WEST SD54102 | Emergency Rating | MVA | 2028 | 14.9753 | 33kV | Radial | None | Contingent (N-1)
Upper North | PORT AUGUSTA WEST TEE - PANDURRA TEE SD54102 | Emergency Rating | MVA | 2028 | 3.9439 | 33kV | Radial | None | Contingent (N-1)
Upper North | PANDURRA TEE - BOOKALOO SD54102 | Emergency Rating | MVA | 2028 | 3.9439 | 33kV | Radial | None | Contingent (N-1)
Upper North | PANDURRA TEE - PANDURRA SD54102 | Emergency Rating | MVA | 2028 | 3.9439 | 33kV | Radial | None | Contingent (N-1)
Upper North | DAVENPORT WEST - AUGUSTA HWY SD54300 | Emergency Rating | MVA | 2028 | 20.4053 | 33kV | Radial | None | Contingent (N-1)
Upper North | AUGUSTA HWY - STIRLING NORTH SD54300 | Emergency Rating | MVA | 2028 | 10.4027 | 33kV | Radial | None | Contingent (N-1)
Upper North | STIRLING NORTH - QUORN SD54300 | Emergency Rating | MVA | 2028 | 3.9439 | 33kV | Radial | None | Contingent (N-1)
Upper North | DAVENPORT WEST - PT PATERSON SD54400 | Emergency Rating | MVA | 2028 | 15.4326 | 33kV | Radial | None | Contingent (N-1)
Upper North | BAROOTA - BAROOTA TOWN TEE SD31100 | Emergency Rating | MVA | 2028 | 20.291 | 33kV | Radial | None | Contingent (N-1)
Upper North | BAROOTA TOWN TEE - BAROOTA TOWN SD31100 | Emergency Rating | MVA | 2028 | 10.7456 | 33kV | Radial | None | Contingent (N-1)
Upper North | BAROOTA TOWN TEE - BAROOTA TEE SD31100 | Emergency Rating | MVA | 2028 | 20.291 | 33kV | Radial | None | Contingent (N-1)
Upper North | BAROOTA TEE - NAPPERBY BUNGAMA SD31100 | Emergency Rating | MVA | 2028 | 5.1442 | 33kV | Radial | None | Contingent (N-1)
Upper North | BAROOTA TEE - MURRAYTOWN SD31100 | Emergency Rating | MVA | 2028 | 9.8311 | 33kV | Radial | None | Contingent (N-1)
Upper North | MURRAYTOWN - WIRRABARA FOREST TEE SD31200 | Emergency Rating | MVA | 2028 | 3.3723 | 33kV | Radial | None | Contingent (N-1)
Upper North | WIRRABARA FOREST TEE - WIRRABARA FOREST SD31200 | Emergency Rating | MVA | 2028 | 3.3723 | 33kV | Radial | None | Contingent (N-1)
Upper North | WIRRABARA FOREST TEE - GLADSTONE SD31200 | Emergency Rating | MVA | 2028 | 3.3723 | 33kV | Radial | None | Contingent (N-1)
Upper North | MURRAYTOWN - ORROROO SD31300 | Emergency Rating | MVA | 2028 | 3.9439 | 33kV | Radial | None | Contingent (N-1)
Upper North | MURRAYTOWN - WILMINGTON SD31400 | Emergency Rating | MVA | 2028 | 3.3723 | 33kV | Radial | None | Contingent (N-1)
Upper North | BUNGAMA - PORT PIRIE SOUTH SD32101 | Emergency Rating | MVA | 2028 | 24.8064 | 33kV | Meshed | None | Contingent (N-1)
Upper North | PORT PIRIE SOUTH - PORT PIRIE SD32102 | Emergency Rating | MVA | 2028 | 24.8064 | 33kV | Meshed | None | Contingent (N-1)
Upper North | BUNGAMA - PORT PIRIE SD32103 | Emergency Rating | MVA | 2028 | 24.8064 | 33kV | Meshed | None | Contingent (N-1)
Upper North | BUNGAMA - HUGHES GAP SD32301 | Emergency Rating | MVA | 2028 | 21.377 | 33kV | Radial | Reverse N | Contingent (N-1)
Upper North | HUGHES GAP - CRYSTAL BROOK TEE SD32302 | Emergency Rating | MVA | 2028 | 21.377 | 33kV | Radial | None | Contingent (N-1)
Upper North | CRYSTAL BROOK TEE - GLADSTONE SD32302 | Emergency Rating | MVA | 2028 | 16.0613 | 33kV | Radial | None | Contingent (N-1)
Upper North | GLADSTONE - CALTOWIE TEE SD32200 | Emergency Rating | MVA | 2028 | 13.2034 | 33kV | Radial | None | Contingent (N-1)
Upper North | CALTOWIE TEE - CALTOWIE SD32200 | Emergency Rating | MVA | 2028 | 13.2034 | 33kV | Radial | None | Contingent (N-1)
Upper North | CALTOWIE TEE - PETERBOROUGH TEE SD32200 | Emergency Rating | MVA | 2028 | 13.2034 | 33kV | Radial | None | Contingent (N-1)
Upper North | PETERBOROUGH TEE - JAMESTOWN SD32200 | Emergency Rating | MVA | 2028 | 6.6874 | 33kV | Radial | None | Contingent (N-1)
Upper North | JAMESTOWN - TEROWIE TOWNSHIP SD32200 | Emergency Rating | MVA | 2028 | 3.4866 | 33kV | Radial | None | Contingent (N-1)
Upper North | PETERBOROUGH TEE - PETERBOROUGH SD32200 | Emergency Rating | MVA | 2028 | 6.173 | 33kV | Radial | None | Contingent (N-1)
Upper North | BUNGAMA - PORT BROUGHTON TEE SD32400 | Emergency Rating | MVA | 2028 | 13.2034 | 33kV | Radial | Reverse N | Contingent (N-1)
Upper North | PORT BROUGHTON TEE - PORT BROUGHTON SD32400 | Emergency Rating | MVA | 2028 | 5.1442 | 33kV | Radial | None | Contingent (N-1)
Upper North | PORT BROUGHTON TEE - BRINKWORTH TIE SD32400 | Emergency Rating | MVA | 2028 | 3.9439 | 33kV | Radial | None | Contingent (N-1)
Upper North | PORT BROUGHTON TEE - CRYSTAL BROOK TEE SD32400 | Emergency Rating | MVA | 2028 | 3.9439 | 33kV | Radial | None | Contingent (N-1)
Upper North | NEUROODLA - HAWKER SD59100 | Emergency Rating | MVA | 2028 | 5.1442 | 33kV | Radial | None | Contingent (N-1)
Yorke Peninsula | HUMMOCKS DISTRIBUTION - NINNES TEE SD34400 | Emergency Rating | MVA | 2028 | 18.0618 | 33kV | Radial | None | Contingent (N-1)
Yorke Peninsula | NINNES TEE - LOCHIEL SD34400 | Emergency Rating | MVA | 2028 | 3.9439 | 33kV | Radial | None | Contingent (N-1)
Yorke Peninsula | NINNES TEE - KAINTON TEE SD34400 | Emergency Rating | MVA | 2028 | 18.0618 | 33kV | Radial | None | Contingent (N-1)
Yorke Peninsula | KAINTON TEE - KAINTON SD34400 | Emergency Rating | MVA | 2028 | 5.2585 | 33kV | Radial | None | Contingent (N-1)
Yorke Peninsula | KAINTON TEE - PASKEVILLE SD34400 | Emergency Rating | MVA | 2028 | 18.0618 | 33kV | Radial | None | Contingent (N-1)
Yorke Peninsula | PASKEVILLE - KADINA EAST SD34405 | Emergency Rating | MVA | 2028 | 6.5731 | 33kV | Radial | None | Contingent (N-1)
Yorke Peninsula | HUMMOCKS DISTRIBUTION - PORT CLINTON SD34300 | Emergency Rating | MVA | 2028 | 7.0304 | 33kV | Radial | None | Contingent (N-1)
Yorke Peninsula | PORT CLINTON - ARDROSSAN SD34300 | Emergency Rating | MVA | 2028 | 5.8872 | 33kV | Radial | None | Contingent (N-1)
Yorke Peninsula | HUMMOCKS DISTRIBUTION - FEDERATION CORNER SD34201 | Emergency Rating | MVA | 2028 | 17.1473 | 33kV | Radial | None | Contingent (N-1)
Yorke Peninsula | FEDERATION CORNER - SWAMP ROAD SD34201 | Emergency Rating | MVA | 2028 | 5.2585 | 33kV | Radial | None | Contingent (N-1)
Yorke Peninsula | FEDERATION CORNER - PT WAKEFIELD TEE SD34201 | Emergency Rating | MVA | 2028 | 17.1473 | 33kV | Radial | None | Contingent (N-1)
Yorke Peninsula | PT WAKEFIELD TEE - SWAMP ROAD SD34201 | Emergency Rating | MVA | 2028 | 14.7467 | 33kV | Radial | None | Contingent (N-1)
Yorke Peninsula | SWAMP ROAD - PT WAKEFIELD FAR NORTH EAST SD34201 | Emergency Rating | MVA | 2028 | 9.2024 | 33kV | Radial | None | Contingent (N-1)
Yorke Peninsula | PT WAKEFIELD TEE - PT WAKEFIELD RURAL SD34201 | Emergency Rating | MVA | 2028 | 17.1473 | 33kV | Radial | None | Contingent (N-1)
Yorke Peninsula | PT WAKEFIELD RURAL - PT WAKEFIELD TOWN TEE SD34201 | Emergency Rating | MVA | 2028 | 8.9166 | 33kV | Radial | None | Contingent (N-1)
Yorke Peninsula | PT WAKEFIELD TOWN TEE - PT WAKEFIELD TOWN SD34201 | Emergency Rating | MVA | 2028 | 8.9166 | 33kV | Radial | None | Contingent (N-1)
Yorke Peninsula | PT WAKEFIELD TOWN TEE - PROOF RANGE SD34201 | Emergency Rating | MVA | 2028 | 8.9166 | 33kV | Radial | None | Contingent (N-1)
Yorke Peninsula | HUMMOCKS DISTRIBUTION - BOWMANS TEE SD34102 | Emergency Rating | MVA | 2028 | 26.6355 | 33kV | Radial | None | Contingent (N-1)
Yorke Peninsula | BOWMANS TEE - PT WAKEFIELD RURAL SD34102 | Emergency Rating | MVA | 2028 | 15.0325 | 33kV | Radial | None | Contingent (N-1)
Yorke Peninsula | BOWMANS TEE - SAINTS SD34102 | Emergency Rating | MVA | 2028 | 9.8311 | 33kV | Radial | None | Contingent (N-1)
Yorke Peninsula | SAINTS - BALAKLAVA SD34102 | Emergency Rating | MVA | 2028 | 5.1442 | 33kV | Radial | None | Contingent (N-1)
Yorke Peninsula | BALAKLAVA - BALAKLAVA RURAL SD34102 | Emergency Rating | MVA | 2028 | 5.1442 | 33kV | Radial | None | Contingent (N-1)
Yorke Peninsula | BALAKLAVA - BALAKLAVA TOWNSHIP SD34102 | Emergency Rating | MVA | 2028 | 5.1442 | 33kV | Radial | None | Contingent (N-1)
Yorke Peninsula | KADINA EAST DISTRIBUTION - KADINA SD51102 | Emergency Rating | MVA | 2028 | 26.6355 | 33kV | Radial | None | Contingent (N-1)
Yorke Peninsula | KADINA EAST DISTRIBUTION - MOONTA TEE SD51200 | Emergency Rating | MVA | 2028 | 27.1499 | 33kV | Radial | None | Contingent (N-1)
Yorke Peninsula | MOONTA TEE - KADINA SD51200 | Emergency Rating | MVA | 2028 | 13.775 | 33kV | Radial | None | Contingent (N-1)
Yorke Peninsula | MOONTA TEE - MOONTA SD51200 | Emergency Rating | MVA | 2028 | 13.775 | 33kV | Radial | N | Contingent (N-1)
Yorke Peninsula | KADINA EAST DISTRIBUTION - WALLAROO TEE SD51300 | Emergency Rating | MVA | 2028 | 27.1499 | 33kV | Radial | None | Contingent (N-1)
Yorke Peninsula | WALLAROO TEE - KADINA SD51300 | Emergency Rating | MVA | 2028 | 26.6355 | 33kV | Radial | None | Contingent (N-1)
Yorke Peninsula | WALLAROO TEE - WALLAROO SD51300 | Emergency Rating | MVA | 2028 | 13.775 | 33kV | Radial | None | Contingent (N-1)
Yorke Peninsula | ARDROSSAN WEST DISTRIBUTION - MAITLAND SD35100 | Emergency Rating | MVA | 2028 | 9.8311 | 33kV | Radial | None | Contingent (N-1)
Yorke Peninsula | ARDROSSAN WEST DISTRIBUTION - ARDROSSAN SD35201 | Emergency Rating | MVA | 2028 | 5.1442 | 33kV | Radial | None | Contingent (N-1)
Yorke Peninsula | ARDROSSAN WEST DISTRIBUTION - ARDROSSAN BHP SD35200 | Emergency Rating | MVA | 2028 | 27.7786 | 33kV | Radial | None | Contingent (N-1)
Yorke Peninsula | ARDROSSAN - ARDROSSAN BHP SD35200 | Emergency Rating | MVA | 2028 | 7.0304 | 33kV | Radial | None | Contingent (N-1)
Yorke Peninsula | ARDROSSAN BHP - PORT VINCENT SD35200 | Emergency Rating | MVA | 2028 | 20.1767 | 33kV | Radial | None | Contingent (N-1)
Yorke Peninsula | PORT VINCENT - MINLATON TEE SD35300 | Emergency Rating | MVA | 2028 | 7.0304 | 33kV | Radial | None | Contingent (N-1)
Yorke Peninsula | MINLATON TEE - CURRAMULKA TEE SD35300 | Emergency Rating | MVA | 2028 | 5.2585 | 33kV | Radial | None | Contingent (N-1)
Yorke Peninsula | CURRAMULKA TEE - CURRAMULKA SD35300 | Emergency Rating | MVA | 2028 | 4.2297 | 33kV | Radial | None | Contingent (N-1)
Yorke Peninsula | CURRAMULKA TEE - MINLATON SD35300 | Emergency Rating | MVA | 2028 | 4.2297 | 33kV | Radial | None | Contingent (N-1)
Yorke Peninsula | MINLATON TEE - PT VINCENT RURAL SD35300 | Emergency Rating | MVA | 2028 | 7.0304 | 33kV | Radial | None | Contingent (N-1)
Yorke Peninsula | DALRYMPLE - STANSBURY TEE SD35400 | Emergency Rating | MVA | 2028 | 20.1767 | 33kV | Radial | None | Contingent (N-1)
Yorke Peninsula | STANSBURY TEE - PORT GILES TEE SD35400 | Emergency Rating | MVA | 2028 | 20.1767 | 33kV | Radial | None | Contingent (N-1)
Yorke Peninsula | PORT GILES TEE - PORT GILES SD35400 | Emergency Rating | MVA | 2028 | 10.86 | 33kV | Radial | None | Contingent (N-1)
Yorke Peninsula | STANSBURY TEE - STANSBURY SD35400 | Emergency Rating | MVA | 2028 | 6.173 | 33kV | Radial | None | Contingent (N-1)
Yorke Peninsula | STANSBURY - PT VINCENT RURAL SD35403 | Emergency Rating | MVA | 2028 | 7.0304 | 33kV | Radial | None | Contingent (N-1)
Yorke Peninsula | DALRYMPLE - WOOL BAY RURAL SD35500 | Emergency Rating | MVA | 2028 | 20.4053 | 33kV | Radial | None | Contingent (N-1)
Yorke Peninsula | WOOL BAY RURAL - WOOL BAY SD35500 | Emergency Rating | MVA | 2028 | 9.8311 | 33kV | Radial | None | Contingent (N-1)
Yorke Peninsula | WOOL BAY RURAL - PORT GILES TEE SD35500 | Emergency Rating | MVA | 2028 | 10.1169 | 33kV | Radial | None | Contingent (N-1)
Yorke Peninsula | WOOL BAY - EDITHBURGH TEE SD35500 | Emergency Rating | MVA | 2028 | 9.8311 | 33kV | Radial | None | Contingent (N-1)
Yorke Peninsula | EDITHBURGH TEE - YORKETOWN SD35500 | Emergency Rating | MVA | 2028 | 9.8311 | 33kV | Radial | None | Contingent (N-1)
Yorke Peninsula | YORKETOWN - MARION BAY SD35500 | Emergency Rating | MVA | 2028 | 5.1442 | 33kV | Radial | None | Contingent (N-1)
Yorke Peninsula | EDITHBURGH TEE - EDITHBURGH SD35500 | Emergency Rating | MVA | 2028 | 9.8311 | 33kV | Radial | None | Contingent (N-1)
Metro West | ADELAIDE BRIGHTON CEMENT - PORT ADELAIDE SD1529 | Emergency Rating | MVA | 2029 | 137 | 66kV | Meshed | None | Contingent (N-1)
Metro South | ALDINGA - WILLUNGA SD1674 | Emergency Rating | MVA | 2029 | 93 | 66kV | Meshed | None | Contingent (N-1)
Metro North | ANGLE VALE - ANGLE VALE TEE SD1506A | Emergency Rating | MVA | 2029 | 67 | 66kV | Meshed | None | Contingent (N-1)
Metro North | ANGLE VALE TEE - EVANSTON SD1506B | Emergency Rating | MVA | 2029 | 67 | 66kV | Meshed | None | Contingent (N-1)
Metro North | ANGLE VALE TEE - VIRGINIA TEE SD2033 | Emergency Rating | MVA | 2029 | 153 | 66kV | Radial | None | Contingent (N-1)
Metro West | ATHOL PARK - ATHOL PARK TEE SD1677A | Emergency Rating | MVA | 2029 | 53 | 66kV | Radial | None | Contingent (N-1)
Metro West | BLACKPOOL - FULHAM GARDENS SD1639 | Emergency Rating | MVA | 2029 | 142 | 66kV | Meshed | None | Contingent (N-1)
Metro North | BOLIVAR - ST KILDA SD2034 | Emergency Rating | MVA | 2029 | 60 | 66kV | Radial | None | Contingent (N-1)
Metro East | CAMPBELLTOWN - MAGILL SD1661 | Emergency Rating | MVA | 2029 | 142 | 66kV | Meshed | None | Contingent (N-1)
Metro West | CHELTENHAM - CROYDON PARK TEE SD1655A | Emergency Rating | MVA | 2029 | 128 | 66kV | Meshed | None | Contingent (N-1)
Metro South | CITY WEST - KESWICK SD2013 | Emergency Rating | MVA | 2029 | 350 | 66kV | Meshed | None | Contingent (N-1)
Metro East | CITY WEST - WHITMORE SQUARE SD2016 | Emergency Rating | MVA | 2029 | 350 | 66kV | Meshed | None | Contingent (N-1)
Metro East | COROMANDEL PLACE - WHITMORE SQUARE SD1681 | Emergency Rating | MVA | 2029 | 179 | 66kV | Meshed | None | Contingent (N-1)
Metro East | CROYDON - HINDLEY STREET TEE SD1659B | Emergency Rating | MVA | 2029 | 137 | 66kV | Meshed | None | Contingent (N-1)
Metro West | CROYDON - KILKENNY SD1523 | Emergency Rating | MVA | 2029 | 137 | 66kV | Meshed | None | Contingent (N-1)
Metro West | CROYDON PARK - CROYDON PARK TEE SD1655B | Emergency Rating | MVA | 2029 | 153 | 66kV | Meshed | None | Contingent (N-1)
Metro West | CROYDON PARK TEE - CROYDON SD1655C | Emergency Rating | MVA | 2029 | 144 | 66kV | Meshed | None | Contingent (N-1)
Metro North | DIREK - PARALOWIE SD2004 | Emergency Rating | MVA | 2029 | 142 | 66kV | Meshed | None | Contingent (N-1)
Metro East | DRY CREEK - KILBURN SOUTH TEE SD1658A | Emergency Rating | MVA | 2029 | 144 | 66kV | Meshed | None | Contingent (N-1)
Metro East | EAST TERRACE - COROMANDEL PLACE SD1680 | Emergency Rating | MVA | 2029 | 179 | 66kV | Meshed | None | Contingent (N-1)
Metro East | EAST TERRACE - NORTH ADELAIDE SD1560 | Emergency Rating | MVA | 2029 | 89 | 66kV | Meshed | None | Contingent (N-1)
Metro North | EDINBURGH - SALISBURY SD1688 | Emergency Rating | MVA | 2029 | 142 | 66kV | Meshed | None | Contingent (N-1)
Metro North | ELIZABETH DOWNS - PENFIELD SD1508 | Emergency Rating | MVA | 2029 | 137 | 66kV | Meshed | None | Contingent (N-1)
Metro North | ELIZABETH DOWNS - SMITHFIELD WEST SD1686 | Emergency Rating | MVA | 2029 | 92 | 66kV | Meshed | N-1 | Contingent (N-1)
Metro North | ELIZABETH HEIGHTS - ELIZABETH DOWNS SD1501 | Emergency Rating | MVA | 2029 | 109 | 66kV | Meshed | None | Contingent (N-1)
Metro North | ELIZABETH SOUTH - EDINBURGH SD1511 | Emergency Rating | MVA | 2029 | 142 | 66kV | Meshed | None | Contingent (N-1)
Metro West | FINDON - FINDON TEE SD1520A | Emergency Rating | MVA | 2029 | 153 | 66kV | Meshed | None | Contingent (N-1)
Metro West | FINDON TEE - FLINDERS PARK SD1520B | Emergency Rating | MVA | 2029 | 137 | 66kV | Meshed | None | Contingent (N-1)
Metro West | FLINDERS PARK - NEW RICHMOND SD1521 | Emergency Rating | MVA | 2029 | 70 | 66kV | Meshed | None | Contingent (N-1)
Metro West | FULHAM GARDENS - FINDON TEE SD1520C | Emergency Rating | MVA | 2029 | 144 | 66kV | Meshed | None | Contingent (N-1)
Metro West | FULHAM GARDENS - HENLEY SOUTH #1 SD1519 | Emergency Rating | MVA | 2029 | 67 | 66kV | Meshed | None | Contingent (N-1)
Metro West | FULHAM GARDENS - HENLEY SOUTH #2 SD1691 | Emergency Rating | MVA | 2029 | 67 | 66kV | Meshed | None | Contingent (N-1)
Metro South | GLENELG NORTH TEE - GLENELG NORTH SD1584A | Emergency Rating | MVA | 2029 | 74 | 66kV | Meshed | None | Contingent (N-1)
Metro South | GLENELG NORTH TEE - PLYMPTON SD1584B | Emergency Rating | MVA | 2029 | 142 | 66kV | Meshed | None | Contingent (N-1)
Metro East | GOLDEN GROVE - INGLE FARM SD1647 | Emergency Rating | MVA | 2029 | 142 | 66kV | Meshed | None | Contingent (N-1)
Metro South | HACKHAM - PORT NOARLUNGA SD1694A | Emergency Rating | MVA | 2029 | 142 | 66kV | Meshed | None | Contingent (N-1)
Metro South | HAPPY VALLEY - HV/SAW TEE SD1591A | Emergency Rating | MVA | 2029 | 144 | 66kV | Meshed | None | Contingent (N-1)
Metro South | HAPPY VALLEY - PANORAMA #1 SD1665 | Emergency Rating | MVA | 2029 | 137 | 66kV | Meshed | None | Contingent (N-1)
Metro South | HAPPY VALLEY - PANORAMA #2 SD1666 | Emergency Rating | MVA | 2029 | 142 | 66kV | Meshed | None | Contingent (N-1)
Metro South | HAPPY VALLEY - SEACOMBE #1 SD1566 | Emergency Rating | MVA | 2029 | 109 | 66kV | Meshed | None | Contingent (N-1)
Metro South | HAPPY VALLEY - SEACOMBE #2 SD1590 | Emergency Rating | MVA | 2029 | 119 | 66kV | Meshed | None | Contingent (N-1)
Metro East | HILLCREST - HOLDEN HILL SD1692 | Emergency Rating | MVA | 2029 | 142 | 66kV | Meshed | None | Contingent (N-1)
Metro East | HINDLEY STREET - WHITMORE SQUARE SD1664 | Emergency Rating | MVA | 2029 | 137 | 66kV | Meshed | None | Contingent (N-1)
Metro East | HINDLEY STREET TEE - HINDLEY STREET SD1659C | Emergency Rating | MVA | 2029 | 89 | 66kV | Meshed | None | Contingent (N-1)
Metro East | HOLDEN HILL - CAMPBELLTOWN SD1660 | Emergency Rating | MVA | 2029 | 137 | 66kV | Meshed | None | Contingent (N-1)
Metro East | HOLDEN HILL - HOPE VALLEY SD1554A | Emergency Rating | MVA | 2029 | 142 | 66kV | Meshed | None | Contingent (N-1)
Metro East | HOPE VALLEY - TEA TREE GULLY SD1554B | Emergency Rating | MVA | 2029 | 142 | 66kV | Meshed | None | Contingent (N-1)
Metro South | HV/SAW TEE - MORPHETT VALE EAST SD1591C | Emergency Rating | MVA | 2029 | 142 | 66kV | Meshed | None | Contingent (N-1)
Metro East | KENT TOWN - KENT TOWN TEE SD1690 | Emergency Rating | MVA | 2029 | 75 | 66kV | Meshed | None | Contingent (N-1)
Metro South | KESWICK - CLARENCE GARDENS SD1671 | Emergency Rating | MVA | 2029 | 52 | 66kV | Radial | None | Contingent (N-1)
Metro South | KESWICK - NEW RICHMOND TEE SD1670A | Emergency Rating | MVA | 2029 | 142 | 66kV | Meshed | N-1 | Contingent (N-1)
Metro South | KESWICK - WHITMORE SQUARE TEE SD1669A | Emergency Rating | MVA | 2029 | 142 | 66kV | Meshed | None | Contingent (N-1)
Metro West | KILBURN - CAVAN SD2014 | Emergency Rating | MVA | 2029 | 153 | 66kV | Meshed | None | Contingent (N-1)
Metro West | KILBURN - CROYDON PARK SD1531 | Emergency Rating | MVA | 2029 | 137 | 66kV | Meshed | None | Contingent (N-1)
Metro East | KILBURN SOUTH TEE - KILBURN SOUTH SD1658B | Emergency Rating | MVA | 2029 | 137 | 66kV | Radial | None | Contingent (N-1)
Metro East | KILBURN SOUTH TEE - PROSPECT SD1658C | Emergency Rating | MVA | 2029 | 137 | 66kV | Meshed | None | Contingent (N-1)
Metro West | KILKENNY - WOODVILLE SD1675 | Emergency Rating | MVA | 2029 | 137 | 66kV | Meshed | None | Contingent (N-1)
Metro South | KINGSWOOD - NORTH UNLEY SD1574 | Emergency Rating | MVA | 2029 | 109 | 66kV | Meshed | None | Contingent (N-1)
Metro West | LARGS NORTH - ADELAIDE BRIGHTON CEMENT SD1654 | Emergency Rating | MVA | 2029 | 137 | 66kV | Meshed | None | Contingent (N-1)
Metro West | LEFEVRE - BLACKPOOL SD1693 | Emergency Rating | MVA | 2029 | 153 | 66kV | Meshed | None | Contingent (N-1)
Metro South | LINDEN PARK - LINDEN PARK TEE SD1662A | Emergency Rating | MVA | 2029 | 49 | 66kV | Meshed | None | Contingent (N-1)
Metro South | LOWER MITCHAM - KINGSWOOD SD1563 | Emergency Rating | MVA | 2029 | 137 | 66kV | Meshed | None | Contingent (N-1)
Metro East | MAGILL - BURNSIDE SD1556 | Emergency Rating | MVA | 2029 | 55 | 66kV | Radial | None | Contingent (N-1)
Metro East | MAGILL - KENT TOWN TEE SD1663A | Emergency Rating | MVA | 2029 | 144 | 66kV | Meshed | None | Contingent (N-1)
Metro East | MAGILL - NORWOOD SD1543 | Emergency Rating | MVA | 2029 | 144 | 66kV | Meshed | None | Contingent (N-1)
Metro South | MAGILL - URAIDLA TEE SD1662B | Emergency Rating | MVA | 2029 | 109 | 66kV | Meshed | None | Contingent (N-1)
Metro East | MAGILL - WOODFORDE 2 SD1678 | Emergency Rating | MVA | 2029 | 137 | 66kV | Radial | None | Contingent (N-1)
Metro East | MAGILL - WOODFORDE 3 SD1679 | Emergency Rating | MVA | 2029 | 137 | 66kV | Radial | None | Contingent (N-1)
Metro South | MCLAREN FLAT - WILLUNGA SD1594A | Emergency Rating | MVA | 2029 | 92 | 66kV | Meshed | N-1 | Contingent (N-1)
Metro South | MORPHETT VALE EAST - CLARENDON SD1592 | Emergency Rating | MVA | 2029 | 15 | 66kV | Radial | None | Contingent (N-1)
Metro South | MORPHETT VALE EAST - HACKHAM SD1694B | Emergency Rating | MVA | 2029 | 142 | 66kV | Meshed | None | Contingent (N-1)
Metro South | MORPHETT VALE EAST - MCLAREN FLAT SD1594B | Emergency Rating | MVA | 2029 | 92 | 66kV | Meshed | N-1 | Contingent (N-1)
Metro South | MORPHETT VALE EAST - PORT STANVAC #1 SD1593 | Emergency Rating | MVA | 2029 | 144 | 66kV | Meshed | None | Contingent (N-1)
Metro South | MORPHETT VALE EAST - PORT STANVAC #2 SD2010 | Emergency Rating | MVA | 2029 | 142 | 66kV | Meshed | None | Contingent (N-1)
Metro South | MORPHETTVILLE - ASCOT PARK SD1586 | Emergency Rating | MVA | 2029 | 137 | 66kV | Meshed | None | Contingent (N-1)
Metro South | MORPHETTVILLE - GLENELG NORTH TEE SD1584C | Emergency Rating | MVA | 2029 | 109 | 66kV | Meshed | None | Contingent (N-1)
Metro South | MORPHETTVILLE - OAKLANDS SD1585 | Emergency Rating | MVA | 2029 | 131 | 66kV | Meshed | None | Contingent (N-1)
Metro North | MUNNO PARA - ELIZABETH DOWNS SD2023 | Emergency Rating | MVA | 2029 | 92 | 66kV | Meshed | None | Contingent (N-1)
Metro North | MUNNO PARA - EVANSTON SD1652 | Emergency Rating | MVA | 2029 | 91 | 66kV | Meshed | N-1 | Contingent (N-1)
Metro West | NEW OSBORNE - BLACKPOOL SD1518 | Emergency Rating | MVA | 2029 | 142 | 66kV | Meshed | None | Contingent (N-1)
Metro West | NEW OSBORNE - GLANVILLE SD1527 | Emergency Rating | MVA | 2029 | 144 | 66kV | Meshed | N-1 | Contingent (N-1)
Metro West | NEW OSBORNE - LARGS NORTH SD1653 | Emergency Rating | MVA | 2029 | 142 | 66kV | Meshed | None | Contingent (N-1)
Metro West | NEW OSBORNE - SMORGON STEEL RECYCLING SD1532A | Emergency Rating | MVA | 2029 | 144 | 66kV | Meshed | None | Contingent (N-1)
Metro West | NEW RICHMOND - THEBARTON SD1516 | Emergency Rating | MVA | 2029 | 137 | 66kV | Meshed | None | Contingent (N-1)
Metro South | NEW RICHMOND TEE - NEW RICHMOND SD1670B | Emergency Rating | MVA | 2029 | 137 | 66kV | Meshed | None | Contingent (N-1)
Metro South | NEW RICHMOND TEE - PLYMPTON SD1670C | Emergency Rating | MVA | 2029 | 144 | 66kV | Meshed | None | Contingent (N-1)
Metro South | NOARLUNGA CENTRE - PORT NOARLUNGA SD1668 | Emergency Rating | MVA | 2029 | 92 | 66kV | Meshed | None | Contingent (N-1)
Metro East | NORTH ADELAIDE - HINDLEY STREET TEE SD1659A | Emergency Rating | MVA | 2029 | 100 | 66kV | Meshed | None | Contingent (N-1)
Metro South | NORTH UNLEY - WHITMORE SQUARE TEE SD1669B | Emergency Rating | MVA | 2029 | 109 | 66kV | Meshed | N-1 | Contingent (N-1)
Metro East | NORTHFIELD - CLEARVIEW SD1549 | Emergency Rating | MVA | 2029 | 40 | 66kV | Radial | None | Contingent (N-1)
Metro East | NORTHFIELD - DRY CREEK SD1657 | Emergency Rating | MVA | 2029 | 142 | 66kV | Meshed | None | Contingent (N-1)
Metro East | NORTHFIELD - HARROW SD1535 | Emergency Rating | MVA | 2029 | 40 | 66kV | Radial | None | Contingent (N-1)
Metro East | NORTHFIELD - HILLCREST SD1534 | Emergency Rating | MVA | 2029 | 142 | 66kV | Meshed | None | Contingent (N-1)
Metro East | NORTHFIELD - HOLDEN HILL SD1539 | Emergency Rating | MVA | 2029 | 144 | 66kV | Meshed | None | Contingent (N-1)
Metro East | NORTHFIELD - INGLE FARM #1 SD1548 | Emergency Rating | MVA | 2029 | 139 | 66kV | Meshed | None | Contingent (N-1)
Metro East | NORTHFIELD - INGLE FARM #2 SD2019 | Emergency Rating | MVA | 2029 | 153 | 66kV | Meshed | None | Contingent (N-1)
Metro East | NORWOOD - EAST TERRACE SD1545 | Emergency Rating | MVA | 2029 | 100 | 66kV | Meshed | N-1 | Contingent (N-1)
Metro East | NORWOOD - KENT TOWN SD1559 | Emergency Rating | MVA | 2029 | 49 | 66kV | Meshed | None | Contingent (N-1)
Metro East | NORWOOD - LINDEN PARK SD1544 | Emergency Rating | MVA | 2029 | 65 | 66kV | Meshed | None | Contingent (N-1)
Metro South | PANORAMA - ASCOT PARK SD1587 | Emergency Rating | MVA | 2029 | 137 | 66kV | Meshed | None | Contingent (N-1)
Metro South | PANORAMA - BLACKWOOD SD1572 | Emergency Rating | MVA | 2029 | 40 | 66kV | Radial | None | Contingent (N-1)
Metro South | PANORAMA - CUDMORE PARK SD1573 | Emergency Rating | MVA | 2029 | 35 | 66kV | Radial | None | Contingent (N-1)
Metro South | PANORAMA - LINDEN PARK TEE SD1662C | Emergency Rating | MVA | 2029 | 137 | 66kV | Meshed | None | Contingent (N-1)
Metro South | PANORAMA - LOWER MITCHAM SD1562 | Emergency Rating | MVA | 2029 | 142 | 66kV | Meshed | None | Contingent (N-1)
Metro South | PANORAMA - TONSLEY EAST SD2035 | Emergency Rating | MVA | 2029 | 89 | 66kV | Meshed | None | Contingent (N-1)
Metro North | PARA - ELIZABETH HEIGHTS SD1504 | Emergency Rating | MVA | 2029 | 144 | 66kV | Meshed | None | Contingent (N-1)
Metro North | PARA - ELIZABETH SOUTH SD1503 | Emergency Rating | MVA | 2029 | 144 | 66kV | Meshed | None | Contingent (N-1)
Metro North | PARAFIELD GARDENS - CAVAN SD1687 | Emergency Rating | MVA | 2029 | 60 | 66kV | Meshed | None | Contingent (N-1)
Metro North | PARAFIELD GARDENS - SALISBURY SD1502 | Emergency Rating | MVA | 2029 | 142 | 66kV | Meshed | None | Contingent (N-1)
Metro North | PARAFIELD GARDENS WEST - BOLIVAR SD1683 | Emergency Rating | MVA | 2029 | 140 | 66kV | Radial | None | Contingent (N-1)
Metro North | PARAFIELD GARDENS WEST - PARAFIELD GARDENS SD1682 | Emergency Rating | MVA | 2029 | 142 | 66kV | Meshed | N-1 | Contingent (N-1)
Metro North | PARAFIELD GARDENS WEST - PARALOWIE SD1510 | Emergency Rating | MVA | 2029 | 142 | 66kV | Meshed | None | Contingent (N-1)
Metro North | PENFIELD - DIREK SD1685 | Emergency Rating | MVA | 2029 | 142 | 66kV | Meshed | None | Contingent (N-1)
Metro North | PENFIELD - ELIZABETH SOUTH SD1509 | Emergency Rating | MVA | 2029 | 137 | 66kV | Meshed | None | Contingent (N-1)
Metro South | PLYMPTON - GLENELG NORTH SD1583 | Emergency Rating | MVA | 2029 | 55 | 66kV | Meshed | None | Contingent (N-1)
Metro West | PORT ADELAIDE - CHELTENHAM SD1646 | Emergency Rating | MVA | 2029 | 131 | 66kV | Meshed | None | Contingent (N-1)
Metro West | PORT ADELAIDE NORTH - ATHOL PARK TEE SD1677B | Emergency Rating | MVA | 2029 | 144 | 66kV | Meshed | None | Contingent (N-1)
Metro South | PORT NOARLUNGA - SEAFORD SD1676A | Emergency Rating | MVA | 2029 | 93 | 66kV | Meshed | N-1 | Contingent (N-1)
Metro South | PORT STANVAC - LONSDALE SD1673 | Emergency Rating | MVA | 2029 | 153 | 66kV | Meshed | None | Contingent (N-1)
Metro South | PORT STANVAC - NOARLUNGA CENTRE SD1667 | Emergency Rating | MVA | 2029 | 144 | 66kV | Meshed | None | Contingent (N-1)
Metro East | PROSPECT - CROYDON SD2024 | Emergency Rating | MVA | 2029 | 137 | 66kV | Meshed | None | Contingent (N-1)
Metro West | QUEENSTOWN - GLANVILLE SD1526 | Emergency Rating | MVA | 2029 | 137 | 66kV | Meshed | None | Contingent (N-1)
Metro South | SEACOMBE - OAKLANDS SD1565 | Emergency Rating | MVA | 2029 | 137 | 66kV | Meshed | None | Contingent (N-1)
Metro South | SEACOMBE - SHEIDOW PARK SD1672 | Emergency Rating | MVA | 2029 | 153 | 66kV | Meshed | None | Contingent (N-1)
Metro South | SEAFORD - ALDINGA SD1676B | Emergency Rating | MVA | 2029 | 93 | 66kV | Meshed | N-1 | Contingent (N-1)
Metro South | SHEIDOW PARK - LONSDALE SD2009 | Emergency Rating | MVA | 2029 | 153 | 66kV | Meshed | None | Contingent (N-1)
Metro North | SMITHFIELD WEST - ANGLE VALE SD1650 | Emergency Rating | MVA | 2029 | 93 | 66kV | Meshed | None | Contingent (N-1)
Metro West | SMORGON STEEL RECYCLING - PORT ADELAIDE NORTH SD1532B | Emergency Rating | MVA | 2029 | 144 | 66kV | Meshed | None | Contingent (N-1)
Metro North | ST KILDA - VIRGINIA SD1684 | Emergency Rating | MVA | 2029 | 60 | 66kV | Radial | None | Contingent (N-1)
Metro East | TEA TREE GULLY - GOLDEN GROVE SD1638 | Emergency Rating | MVA | 2029 | 142 | 66kV | Meshed | None | Contingent (N-1)
Metro West | THEBARTON - CROYDON SD1522 | Emergency Rating | MVA | 2029 | 137 | 66kV | Meshed | None | Contingent (N-1)
Metro South | TONSLEY EAST - TONSLEY PARK SD1588 | Emergency Rating | MVA | 2029 | 137 | 66kV | Meshed | None | Contingent (N-1)
Metro South | TONSLEY PARK - SEACOMBE SD1564 | Emergency Rating | MVA | 2029 | 137 | 66kV | Meshed | None | Contingent (N-1)
Metro West | TORRENS ISLAND - ATHOL PARK TEE SD1677C | Emergency Rating | MVA | 2029 | 142 | 66kV | Meshed | None | Contingent (N-1)
Metro West | TORRENS ISLAND - KILBURN SD1656 | Emergency Rating | MVA | 2029 | 98 | 66kV | Meshed | None | Contingent (N-1)
Metro South | URAIDLA TEE - LINDEN PARK TEE SD1662D | Emergency Rating | MVA | 2029 | 144 | 66kV | Meshed | None | Contingent (N-1)
Metro North | VIRGINIA - VIRGINIA TEE SD2022A | Emergency Rating | MVA | 2029 | 153 | 66kV | Radial | None | Contingent (N-1)
Metro North | VIRGINIA TEE - TWO WELLS SD2022B | Emergency Rating | MVA | 2029 | 60 | 66kV | Radial | None | Contingent (N-1)
Metro East | WHITMORE SQUARE - KENT TOWN TEE SD1663B | Emergency Rating | MVA | 2029 | 90 | 66kV | Meshed | None | Contingent (N-1)
Metro East | WHITMORE SQUARE - WHITMORE SQUARE TEE SD1669C | Emergency Rating | MVA | 2029 | 77 | 66kV | Meshed | None | Contingent (N-1)
Metro West | WOODVILLE - FINDON SD1524 | Emergency Rating | MVA | 2029 | 137 | 66kV | Meshed | None | Contingent (N-1)
Metro West | WOODVILLE - QUEENSTOWN SD1525 | Emergency Rating | MVA | 2029 | 137 | 66kV | Meshed | None | Contingent (N-1)
Eastern Hills | MOUNT BARKER DISTRIBUTION - MOUNT BARKER SOUTH SD2012 | Emergency Rating | MVA | 2029 | 139.3504 | 66kV | Meshed | None | Contingent (N-1)
Eastern Hills | MOUNT BARKER DISTRIBUTION - BALHANNAH SD1598 | Emergency Rating | MVA | 2029 | 55.5573 | 66kV | Radial | None | Contingent (N-1)
Eastern Hills | BALHANNAH - URAIDLA SD1599 | Emergency Rating | MVA | 2029 | 40.3533 | 66kV | Radial | None | Contingent (N-1)
Eastern Hills | URAIDLA - MAGILL (METRO SOUTH TIE) SD1662E | Emergency Rating | MVA | 2029 | 49.6129 | 66kV | Radial | None | Contingent (N-1)
Eastern Hills | MOUNT BARKER DISTRIBUTION - HAHNDORF SD1596 | Emergency Rating | MVA | 2029 | 55.5573 | 66kV | Radial | None | Contingent (N-1)
Eastern Hills | MOUNT BARKER SOUTH - MEADOWS SD1597 | Emergency Rating | MVA | 2029 | 55.5573 | 66kV | Radial | None | Contingent (N-1)
Eastern Hills | MOUNT BARKER SOUTH - STRATHALBYN EAST TEE SD1601A | Emergency Rating | MVA | 2029 | 34.8662 | 66kV | Radial | None | Contingent (N-1)
Eastern Hills | STRATHALBYN EAST TEE - STRATHALBYN SD1601B | Emergency Rating | MVA | 2029 | 34.8662 | 66kV | Radial | None | Contingent (N-1)
Eastern Hills | STRATHALBYN - BELVIDERE SD1602 | Emergency Rating | MVA | 2029 | 13.1463 | 66kV | Radial | None | Contingent (N-1)
Eastern Hills | BELVIDERE - MILANG SD1603 | Emergency Rating | MVA | 2029 | 10.2884 | 66kV | Radial | None | Contingent (N-1)
Eastern Hills | BELVIDERE - LANGHORNE CREEK SD1604 | Emergency Rating | MVA | 2029 | 13.1463 | 66kV | Radial | None | Contingent (N-1)
Eyre Peninsula | YADNARIE - CLEVE SD1609 | Emergency Rating | MVA | 2029 | 10.2884 | 66kV | Radial | None | Contingent (N-1)
Eyre Peninsula | YADNARIE - RUDALL SD1610 | Emergency Rating | MVA | 2029 | 10.2884 | 66kV | Radial | None | Contingent (N-1)
Eyre Peninsula | RUDALL - DARKE PEAK SD1611 | Emergency Rating | MVA | 2029 | 10.2884 | 66kV | Radial | None | Contingent (N-1)
Eyre Peninsula | DARKE PEAK - CARALUE SD1612 | Emergency Rating | MVA | 2029 | 10.2884 | 66kV | Radial | None | Contingent (N-1)
Eyre Peninsula | RUDALL - LOCK SD1613 | Emergency Rating | MVA | 2029 | 10.2884 | 66kV | Radial | None | Contingent (N-1)
Eyre Peninsula | LOCK - POLDA SD1614 | Emergency Rating | MVA | 2029 | 10.2884 | 66kV | Radial | None | Contingent (N-1)
Eyre Peninsula | WUDINNA - POLDA SD1615 | Emergency Rating | MVA | 2029 | 10.2884 | 66kV | Radial | None | Contingent (N-1)
Eyre Peninsula | WUDINNA - MOORKITABIE SD1605 | Emergency Rating | MVA | 2029 | 53.271 | 66kV | Radial | None | Contingent (N-1)
Eyre Peninsula | MOORKITABIE - TARLTON SD1606 | Emergency Rating | MVA | 2029 | 53.271 | 66kV | Radial | None | Contingent (N-1)
Eyre Peninsula | TARLTON - STREAKY BAY SD1607 | Emergency Rating | MVA | 2029 | 30.9795 | 66kV | Radial | None | Contingent (N-1)
Eyre Peninsula | TARLTON - CEDUNA SD1608 | Emergency Rating | MVA | 2029 | 53.271 | 66kV | Radial | None | Contingent (N-1)
Riverland | NORTH WEST BEND - MORGAN TEE SD1616 | Emergency Rating | MVA | 2029 | 19.4336 | 66kV | Radial | None | Contingent (N-1)
Riverland | MORGAN TEE - CORDOLA SD1617 | Emergency Rating | MVA | 2029 | 19.6622 | 66kV | Radial | None | Contingent (N-1)
Riverland | CORDOLA - ROONKA SD1618 | Emergency Rating | MVA | 2029 | 19.6622 | 66kV | Radial | None | Contingent (N-1)
Riverland | ROONKA - PORTEE SD1619 | Emergency Rating | MVA | 2029 | 19.6622 | 66kV | Radial | None | Contingent (N-1)
Riverland | PORTEE - SWAN REACH SD1620 | Emergency Rating | MVA | 2029 | 10.2884 | 66kV | Radial | None | Contingent (N-1)
Riverland | NORTH WEST BEND - CADELL SD1622 | Emergency Rating | MVA | 2029 | 26.5212 | 66kV | Radial | None | Contingent (N-1)
Riverland | CADELL - QUALCO SD1623 | Emergency Rating | MVA | 2029 | 26.5212 | 66kV | Radial | None | Contingent (N-1)
Riverland | QUALCO - RAMCO SD1624 | Emergency Rating | MVA | 2029 | 26.5212 | 66kV | Radial | None | Contingent (N-1)
Riverland | RAMCO - WAIKERIE SD1625 | Emergency Rating | MVA | 2029 | 26.5212 | 66kV | Radial | None | Contingent (N-1)
Riverland | BERRI - GLOSSOP SD1626 | Emergency Rating | MVA | 2029 | 40.3533 | 66kV | Radial | None | Contingent (N-1)
Riverland | GLOSSOP - LOVEDAY SD1627 | Emergency Rating | MVA | 2029 | 26.5212 | 66kV | Radial | None | Contingent (N-1)
Riverland | LOVEDAY - WOOLPUNDA SD1628 | Emergency Rating | MVA | 2029 | 14.0608 | 66kV | Radial | None | Contingent (N-1)
Riverland | WOOLPUNDA - WAIKERIE SD1629 | Emergency Rating | MVA | 2029 | 14.0608 | 66kV | Radial | None | Contingent (N-1)
Riverland | BERRI - LOXTON SD1630 | Emergency Rating | MVA | 2029 | 44.0114 | 66kV | Radial | None | Contingent (N-1)
Riverland | LOXTON - PYAP SD1631 | Emergency Rating | MVA | 2029 | 14.0608 | 66kV | Radial | None | Contingent (N-1)
Riverland | BERRI - RENMARK SD1632 | Emergency Rating | MVA | 2029 | 42.7539 | 66kV | Radial | None | Contingent (N-1)
Riverland | RENMARK - PARINGA SD1633 | Emergency Rating | MVA | 2029 | 26.0639 | 66kV | Radial | None | Contingent (N-1)
Riverland | BERRI - LYRUP SD1634 | Emergency Rating | MVA | 2029 | 12.3461 | 66kV | Radial | None | Contingent (N-1)
Metro South | WILLUNGA - MYPONGA SD1568 | Emergency Rating | MVA | 2029 | 71.9044 | 66kV | Radial | None | Contingent (N-1)
Metro South | MYPONGA - YANKALILLA SD1569 | Emergency Rating | MVA | 2029 | 71.9044 | 66kV | Radial | None | Contingent (N-1)
Metro South | YANKALILLA - CAPE JERVIS SD1689 | Emergency Rating | MVA | 2029 | 60.5871 | 66kV | Radial | None | Contingent (N-1)
Metro South | WILLUNGA - SQUARE WATER HOLE SD1570 | Emergency Rating | MVA | 2029 | 71.9044 | 66kV | Radial | None | Contingent (N-1)
Metro South | SQUARE WATER HOLE - VICTOR HARBOR SD1595 | Emergency Rating | MVA | 2029 | 40.582 | 66kV | Radial | None | Contingent (N-1)
Metro South | SQUARE WATER HOLE - GOOLWA SD1571 | Emergency Rating | MVA | 2029 | 33.4944 | 66kV | Radial | None | Contingent (N-1)
Eastern Hills | BALHANNAH - WOODSIDE SD41100 | Emergency Rating | MVA | 2029 | 20.1767 | 33kV | Radial | None | Contingent (N-1)
Eastern Hills | BALHANNAH - VERDUN TEE SD41200 | Emergency Rating | MVA | 2029 | 21.377 | 33kV | Radial | None | Contingent (N-1)
Eastern Hills | VERDUN TEE - ALDGATE TEE SD41200 | Emergency Rating | MVA | 2029 | 20.291 | 33kV | Radial | None | Contingent (N-1)
Eastern Hills | VERDUN TEE - MYLOR SD41200 | Emergency Rating | MVA | 2029 | 3.3723 | 33kV | Radial | None | Contingent (N-1)
Eastern Hills | BALHANNAH - NAIRNE TEE SD41300 | Emergency Rating | MVA | 2029 | 13.032 | 33kV | Radial | None | Contingent (N-1)
Eastern Hills | NAIRNE TEE - NAIRNE SD41300 | Emergency Rating | MVA | 2029 | 13.032 | 33kV | Radial | None | Contingent (N-1)
Eastern Hills | NAIRNE TEE - BRUKUNGA SD41300 | Emergency Rating | MVA | 2029 | 6.5731 | 33kV | Radial | None | Contingent (N-1)
Eastern Hills | URAIDLA - PICCADILLY TEE SD42100 | Emergency Rating | MVA | 2029 | 20.291 | 33kV | Radial | None | Contingent (N-1)
Eastern Hills | PICCADILLY TEE - PICCADILLY EOL SD42100 | Emergency Rating | MVA | 2029 | 15.4326 | 33kV | Radial | None | Contingent (N-1)
Eastern Hills | PICCADILLY TEE - ALDGATE TEE SD42100 | Emergency Rating | MVA | 2029 | 20.291 | 33kV | Radial | None | Contingent (N-1)
Eastern Hills | ALDGATE TEE - ALDGATE SD42100 | Emergency Rating | MVA | 2029 | 13.032 | 33kV | Radial | None | Contingent (N-1)
Eastern Hills | ANGAS CREEK - BIRDWOOD TEE SD38100 | Emergency Rating | MVA | 2029 | 14.5752 | 33kV | Radial | None | Contingent (N-1)
Eastern Hills | BIRDWOOD TEE - GUMERACHA RURAL SD38100 | Emergency Rating | MVA | 2029 | 4.2297 | 33kV | Radial | None | Contingent (N-1)
Eastern Hills | BIRDWOOD TEE - BIRDWOOD SD38100 | Emergency Rating | MVA | 2029 | 7.1447 | 33kV | Radial | None | Contingent (N-1)
Eastern Hills | BIRDWOOD - MOUNT PLEASANT TEE SD38100 | Emergency Rating | MVA | 2029 | 4.2297 | 33kV | Radial | None | Contingent (N-1)
Eastern Hills | MOUNT PLEASANT TEE - PALMER RURAL SD38100 | Emergency Rating | MVA | 2029 | 4.2297 | 33kV | Radial | None | Contingent (N-1)
Eastern Hills | MOUNT PLEASANT TEE - MOUNT PLEASANT SD38100 | Emergency Rating | MVA | 2029 | 4.2297 | 33kV | Radial | None | Contingent (N-1)
Eastern Hills | ANGAS CREEK - ANGAS CREEK TEE SD38200 | Emergency Rating | MVA | 2029 | 20.291 | 33kV | Radial | None | Contingent (N-1)
Eastern Hills | ANGAS CREEK TEE - LOBETHAL SD38200 | Emergency Rating | MVA | 2029 | 20.1767 | 33kV | Radial | None | Contingent (N-1)
Eastern Hills | LOBETHAL - WOODSIDE SD38200 | Emergency Rating | MVA | 2029 | 7.0304 | 33kV | Radial | None | Contingent (N-1)
Eastern Hills | ANGAS CREEK TEE - GUMERACHA WEIR SD38200 | Emergency Rating | MVA | 2029 | 7.0304 | 33kV | Radial | None | Contingent (N-1)
Eastern Hills | GUMERACHA WEIR - HOUGHTON SD38200 | Emergency Rating | MVA | 2029 | 6.9732 | 33kV | Radial | None | Contingent (N-1)
Eastern Hills | GUMERACHA WEIR - KERSBROOK SD38200 | Emergency Rating | MVA | 2029 | 7.0304 | 33kV | Radial | None | Contingent (N-1)
Eastern Hills | KERSBROOK - WILLIAMSTOWN SOUTH TEE SD38200 | Emergency Rating | MVA | 2029 | 6.9732 | 33kV | Radial | None | Contingent (N-1)
Eastern Hills | GUMERACHA WEIR - GUMERACHA RURAL SD38200 | Emergency Rating | MVA | 2029 | 4.2297 | 33kV | Radial | None | Contingent (N-1)
Eyre Peninsula | WHYALLA CENTRAL - WHYALLA CITY 1 SD56101 | Emergency Rating | MVA | 2029 | 26.6355 | 33kV | Radial | None | Contingent (N-1)
Eyre Peninsula | WHYALLA CENTRAL - WHYALLA CITY 2 SD56102 | Emergency Rating | MVA | 2029 | 27.7786 | 33kV | Radial | None | Contingent (N-1)
Eyre Peninsula | WHYALLA CENTRAL - WHYALLA STUART SD56201 | Emergency Rating | MVA | 2029 | 27.7786 | 33kV | Radial | None | Contingent (N-1)
Eyre Peninsula | WHYALLA CENTRAL - WHYALLA NORTH TEE SD56301 | Emergency Rating | MVA | 2029 | 27.1499 | 33kV | Radial | None | Contingent (N-1)
Eyre Peninsula | WHYALLA NORTH TEE - WHYALLA TERMINAL SD56301 | Emergency Rating | MVA | 2029 | 25.1494 | 33kV | Radial | None | Contingent (N-1)
Eyre Peninsula | WHYALLA NORTH TEE - WHYALLA SOLAR SD56301 | Emergency Rating | MVA | 2029 | 26.6355 | 33kV | Radial | None | Contingent (N-1)
Eyre Peninsula | WHYALLA SOLAR - WHYALLA NORTH SD56301 | Emergency Rating | MVA | 2029 | 13.2034 | 33kV | Radial | None | Contingent (N-1)
Eyre Peninsula | PORT LINCOLN TERMINAL - PORT LINCOLN CITY TEE PL32 | Emergency Rating | MVA | 2029 | 20.5768 | 33kV | Radial | None | Contingent (N-1)
Eyre Peninsula | PORT LINCOLN CITY TEE - PORT LINCOLN CITY PL32 | Emergency Rating | MVA | 2029 | 20.5768 | 33kV | Radial | None | Contingent (N-1)
Eyre Peninsula | PORT LINCOLN CITY TEE - PORT LINCOLN MARINA TEE PL32 | Emergency Rating | MVA | 2029 | 20.5768 | 33kV | Radial | None | Contingent (N-1)
Eyre Peninsula | PORT LINCOLN MARINA TEE - PORT LINCOLN DOCKS PL32 | Emergency Rating | MVA | 2029 | 24.292 | 33kV | Radial | None | Contingent (N-1)
Eyre Peninsula | PORT LINCOLN MARINA TEE - PORT LINCOLN MARINA PL32 | Emergency Rating | MVA | 2029 | 27.1499 | 33kV | Radial | None | Contingent (N-1)
Eyre Peninsula | PORT LINCOLN TERMINAL - PORT LINCOLN CITY SD61101 | Emergency Rating | MVA | 2029 | 28.0496 | 33kV | Radial | None | Contingent (N-1)
Eyre Peninsula | PORT LINCOLN TERMINAL - POONINDIE TEE PL34 | Emergency Rating | MVA | 2029 | 20.4053 | 33kV | Radial | None | Contingent (N-1)
Eyre Peninsula | POONINDIE TEE - POONINDIE PL34 | Emergency Rating | MVA | 2029 | 15.4897 | 33kV | Radial | None | Contingent (N-1)
Eyre Peninsula | POONINDIE - POINT BOSTON PL34 | Emergency Rating | MVA | 2029 | 15.4326 | 33kV | Radial | None | Contingent (N-1)
Eyre Peninsula | POONINDIE TEE - TOD RIVER PL34 | Emergency Rating | MVA | 2029 | 20.4053 | 33kV | Radial | None | Contingent (N-1)
Eyre Peninsula | TOD RIVER - CUMMINS CM36 | Emergency Rating | MVA | 2029 | 5.1442 | 33kV | Radial | None | Contingent (N-1)
Eyre Peninsula | TOD RIVER - TUMBY BAY CM35 | Emergency Rating | MVA | 2029 | 5.1442 | 33kV | Radial | None | Contingent (N-1)
Eyre Peninsula | PORT LINCOLN TERMINAL - ULEY SOUTH TEE PL33 | Emergency Rating | MVA | 2029 | 23.1489 | 33kV | Radial | None | Contingent (N-1)
Eyre Peninsula | ULEY SOUTH TEE - ULEY SOUTH PL33 | Emergency Rating | MVA | 2029 | 5.2585 | 33kV | Radial | None | Contingent (N-1)
Eyre Peninsula | ULEY SOUTH TEE - ULEY PL33 | Emergency Rating | MVA | 2029 | 15.4897 | 33kV | Radial | None | Contingent (N-1)
Eyre Peninsula | ULEY - COFFIN BAY PL33 | Emergency Rating | MVA | 2029 | 3.9439 | 33kV | Radial | None | Contingent (N-1)
Eyre Peninsula | CLEVE - COWELL SD53100 | Emergency Rating | MVA | 2029 | 15.4326 | 33kV | Radial | None | Contingent (N-1)
Eyre Peninsula | CLEVE - BOOTHBY SD55100 | Emergency Rating | MVA | 2029 | 15.0325 | 33kV | Radial | None | Contingent (N-1)
Eyre Peninsula | BOOTHBY - PUMPING STATION ROAD SD55100 | Emergency Rating | MVA | 2029 | 15.0325 | 33kV | Radial | None | Contingent (N-1)
Eyre Peninsula | PUMPING STATION ROAD - ARNO BAY SD55100 | Emergency Rating | MVA | 2029 | 15.0325 | 33kV | Radial | None | Contingent (N-1)
Mid North | BRINKWORTH - YACKA TEE SD33100 | Emergency Rating | MVA | 2029 | 6.173 | 33kV | Radial | None | Contingent (N-1)
Mid North | YACKA TEE - YACKA RURAL SD33100 | Emergency Rating | MVA | 2029 | 5.1442 | 33kV | Radial | None | Contingent (N-1)
Mid North | YACKA TEE - SPALDING TEE SD33100 | Emergency Rating | MVA | 2029 | 5.1442 | 33kV | Radial | None | Contingent (N-1)
Mid North | SPALDING TEE - GEORGETOWN SD33100 | Emergency Rating | MVA | 2029 | 5.1442 | 33kV | Radial | None | Contingent (N-1)
Mid North | GEORGETOWN - GLADSTONE SD33100 | Emergency Rating | MVA | 2029 | 3.9439 | 33kV | Radial | None | Contingent (N-1)
Mid North | SPALDING TEE - SPALDING SD33100 | Emergency Rating | MVA | 2029 | 3.9439 | 33kV | Radial | None | Contingent (N-1)
Mid North | BRINKWORTH - MERRITON SD33300 | Emergency Rating | MVA | 2029 | 6.173 | 33kV | Radial | None | Contingent (N-1)
Mid North | BRINKWORTH - BRINKWORTH TEE SD33200 | Emergency Rating | MVA | 2029 | 6.173 | 33kV | Radial | None | Contingent (N-1)
Mid North | BRINKWORTH TEE - YACKA RURAL SD33200 | Emergency Rating | MVA | 2029 | 5.1442 | 33kV | Radial | None | Contingent (N-1)
Mid North | BRINKWORTH TEE - BLYTH TOWNSHIP SD33200 | Emergency Rating | MVA | 2029 | 5.1442 | 33kV | Radial | None | Contingent (N-1)
Mid North | BLYTH TOWNSHIP - CLARE NORTH TEE SD33200 | Emergency Rating | MVA | 2029 | 5.1442 | 33kV | Radial | None | Contingent (N-1)
Mid North | BLYTH TOWNSHIP - BALAKLAVA TOWNSHIP SD33200 | Emergency Rating | MVA | 2029 | 4.0582 | 33kV | Radial | None | Contingent (N-1)
Mid North | WATERLOO DISTRIBUTION - RIVERTON TEE SD36400 | Emergency Rating | MVA | 2029 | 6.173 | 33kV | Radial | N | Contingent (N-1)
Mid North | RIVERTON TEE - AUBURN TEE SD36400 | Emergency Rating | MVA | 2029 | 6.173 | 33kV | Radial | None | Contingent (N-1)
Mid North | AUBURN TEE - AUBURN SD36400 | Emergency Rating | MVA | 2029 | 6.173 | 33kV | Radial | None | Contingent (N-1)
Mid North | RIVERTON TEE - RIVERTON SD36400 | Emergency Rating | MVA | 2029 | 6.173 | 33kV | Radial | None | Contingent (N-1)
Mid North | WATERLOO DISTRIBUTION - WATERLOO RURAL SD36201 | Emergency Rating | MVA | 2029 | 7.0304 | 33kV | Radial | None | Contingent (N-1)
Mid North | WATERLOO RURAL - ROBERTSTOWN SD36201 | Emergency Rating | MVA | 2029 | 7.0304 | 33kV | Radial | None | Contingent (N-1)
Mid North | WATERLOO DISTRIBUTION - PORTERS LAGOON SD36101 | Emergency Rating | MVA | 2029 | 21.377 | 33kV | Radial | None | Contingent (N-1)
Mid North | PORTERS LAGOON - HANSON SD36101 | Emergency Rating | MVA | 2029 | 20.291 | 33kV | Radial | None | Contingent (N-1)
Mid North | WATERLOO DISTRIBUTION - WATERLOO TOWN SD36300 | Emergency Rating | MVA | 2029 | 20.291 | 33kV | Radial | None | Contingent (N-1)
Mid North | WATERLOO TOWN - EUDUNDA TEE SD36300 | Emergency Rating | MVA | 2029 | 7.0304 | 33kV | Radial | None | Contingent (N-1)
Mid North | EUDUNDA TEE - EUDUNDA SD36300 | Emergency Rating | MVA | 2029 | 5.1442 | 33kV | Radial | None | Contingent (N-1)
Mid North | EUDUNDA TEE - KAPUNDA RURAL SD36300 | Emergency Rating | MVA | 2029 | 7.0304 | 33kV | Radial | None | Contingent (N-1)
Mid North | TEMPLERS - WASLEYS SD37402 | Emergency Rating | MVA | 2029 | 13.032 | 33kV | Radial | None | Contingent (N-1)
Mid North | WASLEYS - MALLALA SD37402 | Emergency Rating | MVA | 2029 | 9.8311 | 33kV | Radial | None | Contingent (N-1)
Mid North | TEMPLERS - HAMLEY BRIDGE SD37101 | Emergency Rating | MVA | 2029 | 9.8311 | 33kV | Radial | None | Contingent (N-1)
Mid North | HAMLEY BRIDGE - BALAKLAVA RURAL SD37102 | Emergency Rating | MVA | 2029 | 5.1442 | 33kV | Radial | None | Contingent (N-1)
Mid North | TEMPLERS - FREELING NORTH TEE SD37200 | Emergency Rating | MVA | 2029 | 13.2606 | 33kV | Radial | None | Contingent (N-1)
Mid North | FREELING NORTH TEE - KAPUNDA RURAL SD37200 | Emergency Rating | MVA | 2029 | 7.0304 | 33kV | Radial | N | Contingent (N-1)
Mid North | TEMPLERS - DAVEYSTON TOWNSHIP SD37301 | Emergency Rating | MVA | 2029 | 21.377 | 33kV | Radial | None | Contingent (N-1)
Mid North | TEMPLERS - GAWLER BELT TEE SD37501 | Emergency Rating | MVA | 2029 | 20.1767 | 33kV | Radial | None | Contingent (N-1)
Mid North | GAWLER BELT TEE - EVANSTON SD60101 | Emergency Rating | MVA | 2029 | 6.5731 | 33kV | Radial | None | Contingent (N-1)
Mid North | DORRIEN - NURIOOTPA TEE SD52100 | Emergency Rating | MVA | 2029 | 20.291 | 33kV | Radial | N | Contingent (N-1)
Mid North | NURIOOTPA TEE - NURIOOTPA SD52100 | Emergency Rating | MVA | 2029 | 20.291 | 33kV | Radial | None | Contingent (N-1)
Mid North | NURIOOTPA TEE - STOCKWELL SD52100 | Emergency Rating | MVA | 2029 | 15.4326 | 33kV | Radial | None | Contingent (N-1)
Mid North | DORRIEN - ANGASTON NO 1 SD52201 | Emergency Rating | MVA | 2029 | 27.1499 | 33kV | Meshed | None | Contingent (N-1)
Mid North | DORRIEN - ANGASTON NO 2 SD52202 | Emergency Rating | MVA | 2029 | 27.1499 | 33kV | Meshed | None | Contingent (N-1)
Mid North | DORRIEN - BAROSSA SOUTH SD52300 | Emergency Rating | MVA | 2029 | 26.6355 | 33kV | Radial | None | Contingent (N-1)
Mid North | BAROSSA SOUTH TEE - LYNDOCH TEE SD52300 | Emergency Rating | MVA | 2029 | 26.6355 | 33kV | Radial | None | Contingent (N-1)
Mid North | LYNDOCH TEE - LYNDOCH SD52300 | Emergency Rating | MVA | 2029 | 15.0325 | 33kV | Radial | None | Contingent (N-1)
Mid North | LYNDOCH TEE - SANDY CREEK TEE SD52300 | Emergency Rating | MVA | 2029 | 3.9439 | 33kV | Radial | None | Contingent (N-1)
Mid North | SANDY CREEK TEE - SANDY CREEK SD52300 | Emergency Rating | MVA | 2029 | 3.9439 | 33kV | Radial | None | Contingent (N-1)
Mid North | SANDY CREEK TEE - EVANSTON TEE SD52300 | Emergency Rating | MVA | 2029 | 3.9439 | 33kV | Radial | None | Contingent (N-1)
Mid North | LYNDOCH - WILLIAMSTOWN SD52300 | Emergency Rating | MVA | 2029 | 8.1164 | 33kV | Radial | None | Contingent (N-1)
Mid North | WILLIAMSTOWN - WILLIAMSTOWN SOUTH TEE SD52300 | Emergency Rating | MVA | 2029 | 6.9732 | 33kV | Radial | None | Contingent (N-1)
Mid North | WILLIAMSTOWN SOUTH TEE - WILLIAMSTOWN SOUTH SD52300 | Emergency Rating | MVA | 2029 | 6.9732 | 33kV | Radial | None | Contingent (N-1)
Mid North | WILLIAMSTOWN SOUTH TEE - ANGAS CREEK TIE SD52300 | Emergency Rating | MVA | 2029 | 6.9732 | 33kV | Radial | None | Contingent (N-1)
Mid North | CLARE NORTH - CLARE NO 1 SD57101 | Emergency Rating | MVA | 2029 | 45.8976 | 33kV | Meshed | None | Contingent (N-1)
Mid North | CLARE NORTH - CLARE NORTH TEE SD57102 | Emergency Rating | MVA | 2029 | 45.8976 | 33kV | Meshed | None | Contingent (N-1)
Mid North | CLARE NORTH TEE - CLARE NO 2 SD57102 | Emergency Rating | MVA | 2029 | 45.8976 | 33kV | Meshed | None | Contingent (N-1)
Mid North | CLARE - FARRELL FLAT SD57100 | Emergency Rating | MVA | 2029 | 13.032 | 33kV | Radial | None | Contingent (N-1)
Mid North | FARRELL FLAT - WATERLOO TIE SD57100 | Emergency Rating | MVA | 2029 | 13.032 | 33kV | Radial | None | Contingent (N-1)
Mid North | FARRELL FLAT - BURRA SD57100 | Emergency Rating | MVA | 2029 | 3.9439 | 33kV | Radial | None | Contingent (N-1)
Murraylands | MANNUM - PALMER TEE SD39200 | Emergency Rating | MVA | 2029 | 4.2297 | 33kV | Radial | None | Contingent (N-1)
Murraylands | PALMER TEE - MANNUM ROAD RANDELL ROAD INT SD39200 | Emergency Rating | MVA | 2029 | 4.2297 | 33kV | Radial | None | Contingent (N-1)
Murraylands | PALMER TEE - CAMBRAI TEE SD39200 | Emergency Rating | MVA | 2029 | 4.2297 | 33kV | Radial | None | Contingent (N-1)
Murraylands | CAMBRAI TEE - CAMBRAI SD39200 | Emergency Rating | MVA | 2029 | 3.9439 | 33kV | Radial | None | Contingent (N-1)
Murraylands | CAMBRAI TEE - PALMER RURAL SD39200 | Emergency Rating | MVA | 2029 | 4.2297 | 33kV | Radial | None | Contingent (N-1)
Murraylands | MANNUM - TEAL FLAT TEE SD39100 | Emergency Rating | MVA | 2029 | 9.8311 | 33kV | Radial | None | Contingent (N-1)
Murraylands | TEAL FLAT TEE - TEAL FLAT SD39100 | Emergency Rating | MVA | 2029 | 5.1442 | 33kV | Radial | None | Contingent (N-1)
Murraylands | TEAL FLAT TEE - SWAN REACH SD39100 | Emergency Rating | MVA | 2029 | 5.1442 | 33kV | Radial | None | Contingent (N-1)
Murraylands | MANNUM - CALOOTE TEE SD39300 | Emergency Rating | MVA | 2029 | 13.775 | 33kV | Radial | None | Contingent (N-1)
Murraylands | CALOOTE TEE - CALOOTE SD39300 | Emergency Rating | MVA | 2029 | 6.5731 | 33kV | Radial | None | Contingent (N-1)
Murraylands | CALOOTE TEE - MOBILONG TIE SD39300 | Emergency Rating | MVA | 2029 | 6.5731 | 33kV | Radial | None | Contingent (N-1)
Murraylands | MANNUM - MANNUM RURAL SD39300 | Emergency Rating | MVA | 2029 | 13.0891 | 33kV | Radial | None | Contingent (N-1)
Murraylands | MANNUM RURAL - MANNUM TOWN TEE SD39300 | Emergency Rating | MVA | 2029 | 7.1447 | 33kV | Radial | None | Contingent (N-1)
Murraylands | MANNUM TOWN TEE - MANNUM ROAD RANDELL ROAD INT SD39300 | Emergency Rating | MVA | 2029 | 4.2297 | 33kV | Radial | None | Contingent (N-1)
Murraylands | MANNUM TOWN TEE - PELLARING FLAT TEE SD39300 | Emergency Rating | MVA | 2029 | 7.1447 | 33kV | Radial | None | Contingent (N-1)
Murraylands | PELLARING FLAT TEE - MANNUM TOWN SD39300 | Emergency Rating | MVA | 2029 | 6.173 | 33kV | Radial | None | Contingent (N-1)
Murraylands | MOBILONG DISTRIBUTION - MOBILONG SD43100 | Emergency Rating | MVA | 2029 | 59.3297 | 33kV | Radial | None | Contingent (N-1)
Murraylands | MOBILONG - MOBILONG TEE SD43100 | Emergency Rating | MVA | 2029 | 21.377 | 33kV | Radial | None | Contingent (N-1)
Murraylands | MOBILONG TEE - MYPOLONGA TIE SD43100 | Emergency Rating | MVA | 2029 | 21.377 | 33kV | Radial | None | Contingent (N-1)
Murraylands | MOBILONG TEE - MURRAY BRIDGE NORTH TEE SD43100 | Emergency Rating | MVA | 2029 | 21.377 | 33kV | Radial | None | Contingent (N-1)
Murraylands | MURRAY BRIDGE NORTH TEE - MURRAY BRIDGE NORTH SD43100 | Emergency Rating | MVA | 2029 | 21.377 | 33kV | Radial | None | Contingent (N-1)
Murraylands | MURRAY BRIDGE NORTH TEE - MURRAY BRIDGE SOUTH TEE SD43100 | Emergency Rating | MVA | 2029 | 21.377 | 33kV | Radial | None | Contingent (N-1)
Murraylands | MURRAY BRIDGE SOUTH TEE - MURRAY BRIDGE SOUTH SD43100 | Emergency Rating | MVA | 2029 | 21.377 | 33kV | Radial | None | Contingent (N-1)
Murraylands | MURRAY BRIDGE SOUTH TEE - MURRAY BRIDGE TOWNSHIP SD43100 | Emergency Rating | MVA | 2029 | 6.5731 | 33kV | Radial | None | Contingent (N-1)
Murraylands | MOBILONG DISTRIBUTION - MOBILONG SD43200 | Emergency Rating | MVA | 2029 | 54.9857 | 33kV | Radial | None | Contingent (N-1)
Murraylands | MOBILONG - MONARTO TEE SD43200 | Emergency Rating | MVA | 2029 | 54.9857 | 33kV | Radial | None | Contingent (N-1)
Murraylands | MONARTO TEE - MURRAY BRIDGE NORTH SD43200 | Emergency Rating | MVA | 2029 | 54.9857 | 33kV | Radial | None | Contingent (N-1)
Murraylands | MONARTO TEE - MONARTO SOUTH TEE SD43200 | Emergency Rating | MVA | 2029 | 20.4053 | 33kV | Radial | None | Contingent (N-1)
Murraylands | MONARTO SOUTH TEE - MONARTO SOUTH SD43200 | Emergency Rating | MVA | 2029 | 15.4326 | 33kV | Radial | None | Contingent (N-1)
Murraylands | MONARTO SOUTH TEE - MONARTO CENTRAL SD43200 | Emergency Rating | MVA | 2029 | 15.4326 | 33kV | Radial | None | Contingent (N-1)
Murraylands | MOBILONG DISTRIBUTION - MOBILONG SD43300 | Emergency Rating | MVA | 2029 | 21.377 | 33kV | Radial | None | Contingent (N-1)
Murraylands | MOBILONG - PALLAMANA TEE SD43300 | Emergency Rating | MVA | 2029 | 21.377 | 33kV | Radial | None | Contingent (N-1)
Murraylands | PALLAMANA TEE - MYPOLONGA TEE SD43300 | Emergency Rating | MVA | 2029 | 6.5731 | 33kV | Radial | None | Contingent (N-1)
Murraylands | MYPOLONGA TEE - MYPOLONGA SD43300 | Emergency Rating | MVA | 2029 | 6.5731 | 33kV | Radial | None | Contingent (N-1)
Murraylands | MYPOLONGA - MYPOLONGA EOL SD43300 | Emergency Rating | MVA | 2029 | 6.173 | 33kV | Radial | None | Contingent (N-1)
Murraylands | MYPOLONGA TEE - CALOOTE TEE SD43300 | Emergency Rating | MVA | 2029 | 6.5731 | 33kV | Radial | None | Contingent (N-1)
Murraylands | TAILEM BEND - PUMP STATION TEE SD40101 | Emergency Rating | MVA | 2029 | 21.377 | 33kV | Radial | None | Contingent (N-1)
Murraylands | PUMP STATION TEE - TAILEM BEND RURAL SD40101 | Emergency Rating | MVA | 2029 | 5.1442 | 33kV | Radial | None | Contingent (N-1)
Murraylands | TAILEM BEND RURAL - TAILEM BEND EOL SD40101 | Emergency Rating | MVA | 2029 | 5.1442 | 33kV | Radial | None | Contingent (N-1)
Murraylands | PUMP STATION TEE - TAILEM BEND TOWN TEE SD40101 | Emergency Rating | MVA | 2029 | 21.377 | 33kV | Radial | None | Contingent (N-1)
Murraylands | TAILEM BEND TOWN TEE - TAILEM BEND TOWN SD40101 | Emergency Rating | MVA | 2029 | 6.5731 | 33kV | Radial | None | Contingent (N-1)
Murraylands | TAILEM BEND TOWN TEE - JERVOIS SD40101 | Emergency Rating | MVA | 2029 | 21.377 | 33kV | Radial | None | Contingent (N-1)
Murraylands | JERVOIS - JERVOIS FLAT 1 TEE SD40102 | Emergency Rating | MVA | 2029 | 21.377 | 33kV | Radial | None | Contingent (N-1)
Murraylands | JERVOIS FLAT 1 TEE - JERVOIS FLAT 2 TEE SD40102 | Emergency Rating | MVA | 2029 | 21.377 | 33kV | Radial | None | Contingent (N-1)
Murraylands | JERVOIS FLAT 2 TEE - WOODS POINT SD40102 | Emergency Rating | MVA | 2029 | 21.377 | 33kV | Radial | None | Contingent (N-1)
Murraylands | WOODS POINT - WHITE SANDS TEE SD40103 | Emergency Rating | MVA | 2029 | 21.377 | 33kV | Radial | None | Contingent (N-1)
Murraylands | WHITE SANDS TEE - WHITE SANDS SD40103 | Emergency Rating | MVA | 2029 | 15.4326 | 33kV | Radial | None | Contingent (N-1)
Murraylands | WHITE SANDS TEE - MURRAY BRIDGE TOWNSHIP SD40103 | Emergency Rating | MVA | 2029 | 21.377 | 33kV | Radial | None | Contingent (N-1)
Murraylands | TAILEM BEND - SUBSTATION ROAD TEE SD40200 | Emergency Rating | MVA | 2029 | 15.7184 | 33kV | Radial | None | Contingent (N-1)
Murraylands | SUBSTATION ROAD TEE - SUBSTATION ROAD SD40200 | Emergency Rating | MVA | 2029 | 15.7184 | 33kV | Radial | None | Contingent (N-1)
Murraylands | SUBSTATION ROAD TEE - MALLEE HWY SD40200 | Emergency Rating | MVA | 2029 | 15.7184 | 33kV | Radial | None | Contingent (N-1)
Murraylands | MALLEE HWY - MOORLANDS SWER SD40200 | Emergency Rating | MVA | 2029 | 15.7184 | 33kV | Radial | None | Contingent (N-1)
Murraylands | MALLEE HWY - ELWOMPLE SD40200 | Emergency Rating | MVA | 2029 | 10.1169 | 33kV | Radial | None | Contingent (N-1)
Murraylands | MOORLANDS SWER - COOMANDOOK SD40200 | Emergency Rating | MVA | 2029 | 15.7184 | 33kV | Radial | None | Contingent (N-1)
Murraylands | COOMANDOOK - COONALPYN SD40200 | Emergency Rating | MVA | 2029 | 12.1746 | 33kV | Radial | None | Contingent (N-1)
Murraylands | COONALPYN - BINNIES TEE SD40300 | Emergency Rating | MVA | 2029 | 6.173 | 33kV | Radial | N | Contingent (N-1)
Murraylands | BINNIES TEE - BINNIES SD40300 | Emergency Rating | MVA | 2029 | 6.173 | 33kV | Radial | None | Contingent (N-1)
Murraylands | BINNIES TEE - MENINGIE SD40300 | Emergency Rating | MVA | 2029 | 6.173 | 33kV | Radial | None | Contingent (N-1)
Murraylands | MENINGIE - CAMPBELL PARK TEE SD40400 | Emergency Rating | MVA | 2029 | 6.173 | 33kV | Radial | None | Contingent (N-1)
Murraylands | CAMPBELL PARK TEE - CAMPBELL PARK SD40400 | Emergency Rating | MVA | 2029 | 6.173 | 33kV | Radial | None | Contingent (N-1)
Murraylands | CAMPBELL PARK TEE - NARRUNG SD40400 | Emergency Rating | MVA | 2029 | 6.173 | 33kV | Radial | None | Contingent (N-1)
Murraylands | TAILEM BEND - SHERLOCK SD40501 | Emergency Rating | MVA | 2029 | 13.775 | 33kV | Radial | None | Contingent (N-1)
Murraylands | SHERLOCK - KAROONDA SD40502 | Emergency Rating | MVA | 2029 | 3.9439 | 33kV | Radial | None | Contingent (N-1)
Murraylands | SHERLOCK - GERANIUM SD40600 | Emergency Rating | MVA | 2029 | 9.8311 | 33kV | Radial | N | Contingent (N-1)
Murraylands | GERANIUM - LAMEROO SD40700 | Emergency Rating | MVA | 2029 | 9.8311 | 33kV | Radial | N | Contingent (N-1)
Murraylands | LAMEROO - LAMEROO RURAL SD40800 | Emergency Rating | MVA | 2029 | 6.9161 | 33kV | Radial | N | Contingent (N-1)
Murraylands | LAMEROO RURAL - PARILLA TEE SD40800 | Emergency Rating | MVA | 2029 | 5.6586 | 33kV | Radial | N | Contingent (N-1)
Murraylands | PARILLA TEE - PARILLA SD40800 | Emergency Rating | MVA | 2029 | 4.8012 | 33kV | Radial | None | Contingent (N-1)
Murraylands | PARILLA TEE - PINNAROO SD40800 | Emergency Rating | MVA | 2029 | 3.9439 | 33kV | Radial | None | Contingent (N-1)
Riverland | PARINGA - MURTHO LX21 | Emergency Rating | MVA | 2029 | 15.0325 | 33kV | Radial | N | Contingent (N-1)
Riverland | MURTHO - LINDSAY PT TEE LX21 | Emergency Rating | MVA | 2029 | 10.7456 | 33kV | Radial | None | Contingent (N-1)
Riverland | LINDSAY PT TEE - BORDER CLIFFS LX21 | Emergency Rating | MVA | 2029 | 10.7456 | 33kV | Radial | None | Contingent (N-1)
Riverland | LINDSAY PT TEE - VIC BORDER LX21 | Emergency Rating | MVA | 2029 | 10.7456 | 33kV | Radial | None | Contingent (N-1)
Riverland | SWAN REACH - SWAN REACH FILTRATION TEE SD39400 | Emergency Rating | MVA | 2029 | 5.1442 | 33kV | Radial | None | Contingent (N-1)
Riverland | SWAN REACH FILTRATION TEE - SWAN REACH TOWN SD39400 | Emergency Rating | MVA | 2029 | 5.1442 | 33kV | Radial | None | Contingent (N-1)
South East | KEITH - COONALPYN SD45101 | Emergency Rating | MVA | 2029 | 5.1442 | 33kV | Radial | None | Contingent (N-1)
South East | KEITH - PADTHAWAY SD45300 | Emergency Rating | MVA | 2029 | 7.0876 | 33kV | Radial | None | Contingent (N-1)
South East | KEITH - WIRREGA SD45201 | Emergency Rating | MVA | 2029 | 13.032 | 33kV | Radial | N | Contingent (N-1)
South East | WIRREGA - BORDERTOWN SD45202 | Emergency Rating | MVA | 2029 | 13.032 | 33kV | Radial | N | Contingent (N-1)
South East | SNUGGERY RURAL - MILLICENT SD49100 | Emergency Rating | MVA | 2029 | 20.291 | 33kV | Radial | None | Contingent (N-1)
South East | MILLICENT - SOUTH END TEE SD49100 | Emergency Rating | MVA | 2029 | 12.8033 | 33kV | Radial | None | Contingent (N-1)
South East | SOUTH END TEE - SOUTH END SD49100 | Emergency Rating | MVA | 2029 | 12.8033 | 33kV | Radial | None | Contingent (N-1)
South East | SOUTH END TEE - HATHERLEIGH TOWNSHIP TEE SD49100 | Emergency Rating | MVA | 2029 | 12.8033 | 33kV | Radial | None | Contingent (N-1)
South East | HATHERLEIGH TOWNSHIP TEE - HATHERLEIGH TOWNSHIP SD49100 | Emergency Rating | MVA | 2029 | 5.1442 | 33kV | Radial | None | Contingent (N-1)
South East | HATHERLEIGH TOWNSHIP TEE - HATHERLEIGH SD49100 | Emergency Rating | MVA | 2029 | 12.8033 | 33kV | Radial | None | Contingent (N-1)
South East | HATHERLEIGH - BEACHPORT TEE SD49200 | Emergency Rating | MVA | 2029 | 9.8311 | 33kV | Radial | None | Contingent (N-1)
South East | BEACHPORT TEE - BEACHPORT SD49200 | Emergency Rating | MVA | 2029 | 3.9439 | 33kV | Radial | None | Contingent (N-1)
South East | BEACHPORT TEE - ROBE SD49200 | Emergency Rating | MVA | 2029 | 5.1442 | 33kV | Radial | N | Contingent (N-1)
South East | SNUGGERY RURAL - MOUNT BURR SD49500 | Emergency Rating | MVA | 2029 | 27.7786 | 33kV | Radial | None | Contingent (N-1)
South East | MOUNT BURR - KALANGADOO TEE SD49500 | Emergency Rating | MVA | 2029 | 6.173 | 33kV | Radial | None | Contingent (N-1)
South East | KALANGADOO TEE - KALANGADOO SD49500 | Emergency Rating | MVA | 2029 | 5.1442 | 33kV | Radial | None | Contingent (N-1)
South East | KALANGADOO TEE - KALANGADOO RURAL SD49500 | Emergency Rating | MVA | 2029 | 6.173 | 33kV | Radial | None | Contingent (N-1)
South East | BLANCHE - MOUNT GAMBIER WEST SD48101 | Emergency Rating | MVA | 2029 | 32.4084 | 33kV | Radial | None | Contingent (N-1)
South East | BLUE LAKE TEE - MOUNT GAMBIER SD48104 | Emergency Rating | MVA | 2029 | 6.173 | 33kV | Radial | None | Contingent (N-1)
South East | BLANCHE - LAKESIDE TEE SD48100 | Emergency Rating | MVA | 2029 | 55.5573 | 33kV | Radial | None | Contingent (N-1)
South East | LAKESIDE TEE - GLENCOE TEE SD48100 | Emergency Rating | MVA | 2029 | 17.4331 | 33kV | Radial | None | Contingent (N-1)
South East | GLENCOE TEE - TANTANOOLA SD48100 | Emergency Rating | MVA | 2029 | 7.0876 | 33kV | Radial | None | Contingent (N-1)
South East | GLENCOE TEE - MOUNT GAMBIER SD48100 | Emergency Rating | MVA | 2029 | 17.4331 | 33kV | Radial | None | Contingent (N-1)
South East | BLANCHE - KONGORONG TEE SD48200 | Emergency Rating | MVA | 2029 | 15.0325 | 33kV | Radial | None | Contingent (N-1)
South East | KONGORONG TEE - KONGORONG SD48200 | Emergency Rating | MVA | 2029 | 5.1442 | 33kV | Radial | None | Contingent (N-1)
South East | KONGORONG TEE - MOUNT SCHANK SD48200 | Emergency Rating | MVA | 2029 | 12.8033 | 33kV | Radial | None | Contingent (N-1)
South East | MOUNT SCHANK - ALLENDALE EAST SD48200 | Emergency Rating | MVA | 2029 | 5.1442 | 33kV | Radial | None | Contingent (N-1)
South East | MOUNT GAMBIER - TARPEENA SOUTH TEE SD47101 | Emergency Rating | MVA | 2029 | 17.4331 | 33kV | Radial | None | Contingent (N-1)
South East | TARPEENA SOUTH TEE - MOUNT GAMBIER SD47101 | Emergency Rating | MVA | 2029 | 7.0876 | 33kV | Radial | None | Contingent (N-1)
South East | TARPEENA SOUTH TEE - TARPEENA SOUTH SD47101 | Emergency Rating | MVA | 2029 | 17.4331 | 33kV | Radial | None | Contingent (N-1)
South East | KINCRAIG - LUCINDALE SD46201 | Emergency Rating | MVA | 2029 | 13.032 | 33kV | Radial | None | Contingent (N-1)
South East | LUCINDALE - KINGSTON SE SD46201 | Emergency Rating | MVA | 2029 | 5.1442 | 33kV | Radial | None | Contingent (N-1)
South East | KINCRAIG - NARACOORTE SD46300 | Emergency Rating | MVA | 2029 | 29.9506 | 33kV | Radial | None | Contingent (N-1)
South East | NARACOORTE - NARACOORTE EAST TEE SD46100 | Emergency Rating | MVA | 2029 | 7.0876 | 33kV | Radial | None | Contingent (N-1)
South East | NARACOORTE EAST TEE - NARACOORTE EAST SD46100 | Emergency Rating | MVA | 2029 | 7.0876 | 33kV | Radial | None | Contingent (N-1)
South East | NARACOORTE EAST TEE - PADTHAWAY SD46100 | Emergency Rating | MVA | 2029 | 7.0876 | 33kV | Radial | None | Contingent (N-1)
South East | KINCRAIG - STRUAN RURAL SD46400 | Emergency Rating | MVA | 2029 | 27.7786 | 33kV | Radial | None | Contingent (N-1)
South East | STRUAN RURAL - GLENROY RURAL SD46400 | Emergency Rating | MVA | 2029 | 27.7786 | 33kV | Radial | None | Contingent (N-1)
South East | PENOLA WEST - PENOLA TEE SD58200 | Emergency Rating | MVA | 2029 | 20.4053 | 33kV | Radial | None | Contingent (N-1)
South East | PENOLA TEE - GLENROY RURAL SD58200 | Emergency Rating | MVA | 2029 | 6.173 | 33kV | Radial | N | Contingent (N-1)
South East | PENOLA WEST - PENOLA TEE SD58101 | Emergency Rating | MVA | 2029 | 20.4053 | 33kV | Radial | None | Contingent (N-1)
South East | PENOLA TEE - SAFRIES TEE SD58101 | Emergency Rating | MVA | 2029 | 6.173 | 33kV | Radial | None | Contingent (N-1)
South East | SAFRIES TEE - KALANGADOO NANGWARRY TEE SD58101 | Emergency Rating | MVA | 2029 | 6.173 | 33kV | Radial | None | Contingent (N-1)
South East | KALANGADOO NANGWARRY TEE - NANGWARRY TEE SD58101 | Emergency Rating | MVA | 2029 | 6.173 | 33kV | Radial | None | Contingent (N-1)
South East | NANGWARRY TEE - NANGWARRY SD58101 | Emergency Rating | MVA | 2029 | 6.173 | 33kV | Radial | None | Contingent (N-1)
South East | KALANGADOO NANGWARRY TEE - KALANGADOO RURAL SD58101 | Emergency Rating | MVA | 2029 | 6.173 | 33kV | Radial | None | Contingent (N-1)
South East | NANGWARRY TEE - MOUNT GAMBIER SD58101 | Emergency Rating | MVA | 2029 | 6.173 | 33kV | Radial | None | Contingent (N-1)
Metro South | WILLUNGA - MCLAREN VALE SD44400 | Emergency Rating | MVA | 2029 | 10.5742 | 33kV | Radial | None | Contingent (N-1)
Metro South | YANKALILLA - HAY FLAT SD44200 | Emergency Rating | MVA | 2029 | 16.9187 | 33kV | Radial | None | Contingent (N-1)
Metro South | HAY FLAT - RAPID BAY TEE SD44200 | Emergency Rating | MVA | 2029 | 5.1442 | 33kV | Radial | None | Contingent (N-1)
Metro South | RAPID BAY TEE - RAPID BAY SD44200 | Emergency Rating | MVA | 2029 | 5.1442 | 33kV | Radial | None | Contingent (N-1)
Metro South | RAPID BAY TEE - CAPE JERVIS SD44200 | Emergency Rating | MVA | 2029 | 5.1442 | 33kV | Radial | None | Contingent (N-1)
Metro South | CAPE JERVIS - CUTTLEFISH BAY SD44301 | Emergency Rating | MVA | 2029 | 13.032 | 33kV | Radial | None | Contingent (N-1)
Metro South | FISHERY BEACH BACKUP - CUTTLEFISH BAY BACKUP SD44301 | Emergency Rating | MVA | 2029 | 10.2312 | 33kV | Radial | None | Contingent (N-1)
Metro South | CUTTLEFISH BAY - PENNESHAW SD44301 | Emergency Rating | MVA | 2029 | 13.032 | 33kV | Radial | None | Contingent (N-1)
Metro South | PENNESHAW - AMERICAN RIVER SD44300 | Emergency Rating | MVA | 2029 | 13.032 | 33kV | Radial | None | Contingent (N-1)
Metro South | AMERICAN RIVER - KINGSCOTE TEE SD44300 | Emergency Rating | MVA | 2029 | 6.173 | 33kV | Radial | N | Contingent (N-1)
Metro South | KINGSCOTE TEE - MACGILLIVRAY SD44300 | Emergency Rating | MVA | 2029 | 6.173 | 33kV | Radial | None | Contingent (N-1)
Metro South | KINGSCOTE TEE - KINGSCOTE SD44300 | Emergency Rating | MVA | 2029 | 6.173 | 33kV | Radial | None | Contingent (N-1)
Upper North | DAVENPORT WEST - PORT AUGUSTA NO1 SD54101 | Emergency Rating | MVA | 2029 | 20.4053 | 33kV | Meshed | None | Contingent (N-1)
Upper North | DAVENPORT WEST - PORT AUGUSTA TEE SD54102 | Emergency Rating | MVA | 2029 | 20.1767 | 33kV | Meshed | None | Contingent (N-1)
Upper North | PORT AUGUSTA NO2 - PORT AUGUSTA TEE SD54102 | Emergency Rating | MVA | 2029 | 28.8646 | 33kV | Meshed | None | Contingent (N-1)
Upper North | PORT AUGUSTA TEE - PORT AUGUSTA WEST TEE SD54102 | Emergency Rating | MVA | 2029 | 14.9753 | 33kV | Radial | None | Contingent (N-1)
Upper North | PORT AUGUSTA WEST TEE - PORT AUGUSTA WEST SD54102 | Emergency Rating | MVA | 2029 | 14.9753 | 33kV | Radial | None | Contingent (N-1)
Upper North | PORT AUGUSTA WEST TEE - PANDURRA TEE SD54102 | Emergency Rating | MVA | 2029 | 3.9439 | 33kV | Radial | None | Contingent (N-1)
Upper North | PANDURRA TEE - BOOKALOO SD54102 | Emergency Rating | MVA | 2029 | 3.9439 | 33kV | Radial | None | Contingent (N-1)
Upper North | PANDURRA TEE - PANDURRA SD54102 | Emergency Rating | MVA | 2029 | 3.9439 | 33kV | Radial | None | Contingent (N-1)
Upper North | DAVENPORT WEST - AUGUSTA HWY SD54300 | Emergency Rating | MVA | 2029 | 20.4053 | 33kV | Radial | None | Contingent (N-1)
Upper North | AUGUSTA HWY - STIRLING NORTH SD54300 | Emergency Rating | MVA | 2029 | 10.4027 | 33kV | Radial | None | Contingent (N-1)
Upper North | STIRLING NORTH - QUORN SD54300 | Emergency Rating | MVA | 2029 | 3.9439 | 33kV | Radial | None | Contingent (N-1)
Upper North | DAVENPORT WEST - PT PATERSON SD54400 | Emergency Rating | MVA | 2029 | 15.4326 | 33kV | Radial | None | Contingent (N-1)
Upper North | BAROOTA - BAROOTA TOWN TEE SD31100 | Emergency Rating | MVA | 2029 | 20.291 | 33kV | Radial | None | Contingent (N-1)
Upper North | BAROOTA TOWN TEE - BAROOTA TOWN SD31100 | Emergency Rating | MVA | 2029 | 10.7456 | 33kV | Radial | None | Contingent (N-1)
Upper North | BAROOTA TOWN TEE - BAROOTA TEE SD31100 | Emergency Rating | MVA | 2029 | 20.291 | 33kV | Radial | None | Contingent (N-1)
Upper North | BAROOTA TEE - NAPPERBY BUNGAMA SD31100 | Emergency Rating | MVA | 2029 | 5.1442 | 33kV | Radial | None | Contingent (N-1)
Upper North | BAROOTA TEE - MURRAYTOWN SD31100 | Emergency Rating | MVA | 2029 | 9.8311 | 33kV | Radial | None | Contingent (N-1)
Upper North | MURRAYTOWN - WIRRABARA FOREST TEE SD31200 | Emergency Rating | MVA | 2029 | 3.3723 | 33kV | Radial | None | Contingent (N-1)
Upper North | WIRRABARA FOREST TEE - WIRRABARA FOREST SD31200 | Emergency Rating | MVA | 2029 | 3.3723 | 33kV | Radial | None | Contingent (N-1)
Upper North | WIRRABARA FOREST TEE - GLADSTONE SD31200 | Emergency Rating | MVA | 2029 | 3.3723 | 33kV | Radial | None | Contingent (N-1)
Upper North | MURRAYTOWN - ORROROO SD31300 | Emergency Rating | MVA | 2029 | 3.9439 | 33kV | Radial | None | Contingent (N-1)
Upper North | MURRAYTOWN - WILMINGTON SD31400 | Emergency Rating | MVA | 2029 | 3.3723 | 33kV | Radial | None | Contingent (N-1)
Upper North | BUNGAMA - PORT PIRIE SOUTH SD32101 | Emergency Rating | MVA | 2029 | 24.8064 | 33kV | Meshed | None | Contingent (N-1)
Upper North | PORT PIRIE SOUTH - PORT PIRIE SD32102 | Emergency Rating | MVA | 2029 | 24.8064 | 33kV | Meshed | None | Contingent (N-1)
Upper North | BUNGAMA - PORT PIRIE SD32103 | Emergency Rating | MVA | 2029 | 24.8064 | 33kV | Meshed | None | Contingent (N-1)
Upper North | BUNGAMA - HUGHES GAP SD32301 | Emergency Rating | MVA | 2029 | 21.377 | 33kV | Radial | Reverse N | Contingent (N-1)
Upper North | HUGHES GAP - CRYSTAL BROOK TEE SD32302 | Emergency Rating | MVA | 2029 | 21.377 | 33kV | Radial | None | Contingent (N-1)
Upper North | CRYSTAL BROOK TEE - GLADSTONE SD32302 | Emergency Rating | MVA | 2029 | 16.0613 | 33kV | Radial | None | Contingent (N-1)
Upper North | GLADSTONE - CALTOWIE TEE SD32200 | Emergency Rating | MVA | 2029 | 13.2034 | 33kV | Radial | None | Contingent (N-1)
Upper North | CALTOWIE TEE - CALTOWIE SD32200 | Emergency Rating | MVA | 2029 | 13.2034 | 33kV | Radial | None | Contingent (N-1)
Upper North | CALTOWIE TEE - PETERBOROUGH TEE SD32200 | Emergency Rating | MVA | 2029 | 13.2034 | 33kV | Radial | None | Contingent (N-1)
Upper North | PETERBOROUGH TEE - JAMESTOWN SD32200 | Emergency Rating | MVA | 2029 | 6.6874 | 33kV | Radial | None | Contingent (N-1)
Upper North | JAMESTOWN - TEROWIE TOWNSHIP SD32200 | Emergency Rating | MVA | 2029 | 3.4866 | 33kV | Radial | None | Contingent (N-1)
Upper North | PETERBOROUGH TEE - PETERBOROUGH SD32200 | Emergency Rating | MVA | 2029 | 6.173 | 33kV | Radial | None | Contingent (N-1)
Upper North | BUNGAMA - PORT BROUGHTON TEE SD32400 | Emergency Rating | MVA | 2029 | 13.2034 | 33kV | Radial | Reverse N | Contingent (N-1)
Upper North | PORT BROUGHTON TEE - PORT BROUGHTON SD32400 | Emergency Rating | MVA | 2029 | 5.1442 | 33kV | Radial | None | Contingent (N-1)
Upper North | PORT BROUGHTON TEE - BRINKWORTH TIE SD32400 | Emergency Rating | MVA | 2029 | 3.9439 | 33kV | Radial | None | Contingent (N-1)
Upper North | PORT BROUGHTON TEE - CRYSTAL BROOK TEE SD32400 | Emergency Rating | MVA | 2029 | 3.9439 | 33kV | Radial | None | Contingent (N-1)
Upper North | NEUROODLA - HAWKER SD59100 | Emergency Rating | MVA | 2029 | 5.1442 | 33kV | Radial | None | Contingent (N-1)
Yorke Peninsula | HUMMOCKS DISTRIBUTION - NINNES TEE SD34400 | Emergency Rating | MVA | 2029 | 18.0618 | 33kV | Radial | None | Contingent (N-1)
Yorke Peninsula | NINNES TEE - LOCHIEL SD34400 | Emergency Rating | MVA | 2029 | 3.9439 | 33kV | Radial | None | Contingent (N-1)
Yorke Peninsula | NINNES TEE - KAINTON TEE SD34400 | Emergency Rating | MVA | 2029 | 18.0618 | 33kV | Radial | None | Contingent (N-1)
Yorke Peninsula | KAINTON TEE - KAINTON SD34400 | Emergency Rating | MVA | 2029 | 5.2585 | 33kV | Radial | None | Contingent (N-1)
Yorke Peninsula | KAINTON TEE - PASKEVILLE SD34400 | Emergency Rating | MVA | 2029 | 18.0618 | 33kV | Radial | None | Contingent (N-1)
Yorke Peninsula | PASKEVILLE - KADINA EAST SD34405 | Emergency Rating | MVA | 2029 | 6.5731 | 33kV | Radial | None | Contingent (N-1)
Yorke Peninsula | HUMMOCKS DISTRIBUTION - PORT CLINTON SD34300 | Emergency Rating | MVA | 2029 | 7.0304 | 33kV | Radial | None | Contingent (N-1)
Yorke Peninsula | PORT CLINTON - ARDROSSAN SD34300 | Emergency Rating | MVA | 2029 | 5.8872 | 33kV | Radial | None | Contingent (N-1)
Yorke Peninsula | HUMMOCKS DISTRIBUTION - FEDERATION CORNER SD34201 | Emergency Rating | MVA | 2029 | 17.1473 | 33kV | Radial | None | Contingent (N-1)
Yorke Peninsula | FEDERATION CORNER - SWAMP ROAD SD34201 | Emergency Rating | MVA | 2029 | 5.2585 | 33kV | Radial | None | Contingent (N-1)
Yorke Peninsula | FEDERATION CORNER - PT WAKEFIELD TEE SD34201 | Emergency Rating | MVA | 2029 | 17.1473 | 33kV | Radial | None | Contingent (N-1)
Yorke Peninsula | PT WAKEFIELD TEE - SWAMP ROAD SD34201 | Emergency Rating | MVA | 2029 | 14.7467 | 33kV | Radial | None | Contingent (N-1)
Yorke Peninsula | SWAMP ROAD - PT WAKEFIELD FAR NORTH EAST SD34201 | Emergency Rating | MVA | 2029 | 9.2024 | 33kV | Radial | None | Contingent (N-1)
Yorke Peninsula | PT WAKEFIELD TEE - PT WAKEFIELD RURAL SD34201 | Emergency Rating | MVA | 2029 | 17.1473 | 33kV | Radial | None | Contingent (N-1)
Yorke Peninsula | PT WAKEFIELD RURAL - PT WAKEFIELD TOWN TEE SD34201 | Emergency Rating | MVA | 2029 | 8.9166 | 33kV | Radial | None | Contingent (N-1)
Yorke Peninsula | PT WAKEFIELD TOWN TEE - PT WAKEFIELD TOWN SD34201 | Emergency Rating | MVA | 2029 | 8.9166 | 33kV | Radial | None | Contingent (N-1)
Yorke Peninsula | PT WAKEFIELD TOWN TEE - PROOF RANGE SD34201 | Emergency Rating | MVA | 2029 | 8.9166 | 33kV | Radial | None | Contingent (N-1)
Yorke Peninsula | HUMMOCKS DISTRIBUTION - BOWMANS TEE SD34102 | Emergency Rating | MVA | 2029 | 26.6355 | 33kV | Radial | None | Contingent (N-1)
Yorke Peninsula | BOWMANS TEE - PT WAKEFIELD RURAL SD34102 | Emergency Rating | MVA | 2029 | 15.0325 | 33kV | Radial | None | Contingent (N-1)
Yorke Peninsula | BOWMANS TEE - SAINTS SD34102 | Emergency Rating | MVA | 2029 | 9.8311 | 33kV | Radial | None | Contingent (N-1)
Yorke Peninsula | SAINTS - BALAKLAVA SD34102 | Emergency Rating | MVA | 2029 | 5.1442 | 33kV | Radial | None | Contingent (N-1)
Yorke Peninsula | BALAKLAVA - BALAKLAVA RURAL SD34102 | Emergency Rating | MVA | 2029 | 5.1442 | 33kV | Radial | None | Contingent (N-1)
Yorke Peninsula | BALAKLAVA - BALAKLAVA TOWNSHIP SD34102 | Emergency Rating | MVA | 2029 | 5.1442 | 33kV | Radial | None | Contingent (N-1)
Yorke Peninsula | KADINA EAST DISTRIBUTION - KADINA SD51102 | Emergency Rating | MVA | 2029 | 26.6355 | 33kV | Radial | None | Contingent (N-1)
Yorke Peninsula | KADINA EAST DISTRIBUTION - MOONTA TEE SD51200 | Emergency Rating | MVA | 2029 | 27.1499 | 33kV | Radial | None | Contingent (N-1)
Yorke Peninsula | MOONTA TEE - KADINA SD51200 | Emergency Rating | MVA | 2029 | 13.775 | 33kV | Radial | None | Contingent (N-1)
Yorke Peninsula | MOONTA TEE - MOONTA SD51200 | Emergency Rating | MVA | 2029 | 13.775 | 33kV | Radial | N | Contingent (N-1)
Yorke Peninsula | KADINA EAST DISTRIBUTION - WALLAROO TEE SD51300 | Emergency Rating | MVA | 2029 | 27.1499 | 33kV | Radial | None | Contingent (N-1)
Yorke Peninsula | WALLAROO TEE - KADINA SD51300 | Emergency Rating | MVA | 2029 | 26.6355 | 33kV | Radial | None | Contingent (N-1)
Yorke Peninsula | WALLAROO TEE - WALLAROO SD51300 | Emergency Rating | MVA | 2029 | 13.775 | 33kV | Radial | None | Contingent (N-1)
Yorke Peninsula | ARDROSSAN WEST DISTRIBUTION - MAITLAND SD35100 | Emergency Rating | MVA | 2029 | 9.8311 | 33kV | Radial | None | Contingent (N-1)
Yorke Peninsula | ARDROSSAN WEST DISTRIBUTION - ARDROSSAN SD35201 | Emergency Rating | MVA | 2029 | 5.1442 | 33kV | Radial | None | Contingent (N-1)
Yorke Peninsula | ARDROSSAN WEST DISTRIBUTION - ARDROSSAN BHP SD35200 | Emergency Rating | MVA | 2029 | 27.7786 | 33kV | Radial | None | Contingent (N-1)
Yorke Peninsula | ARDROSSAN - ARDROSSAN BHP SD35200 | Emergency Rating | MVA | 2029 | 7.0304 | 33kV | Radial | None | Contingent (N-1)
Yorke Peninsula | ARDROSSAN BHP - PORT VINCENT SD35200 | Emergency Rating | MVA | 2029 | 20.1767 | 33kV | Radial | None | Contingent (N-1)
Yorke Peninsula | PORT VINCENT - MINLATON TEE SD35300 | Emergency Rating | MVA | 2029 | 7.0304 | 33kV | Radial | None | Contingent (N-1)
Yorke Peninsula | MINLATON TEE - CURRAMULKA TEE SD35300 | Emergency Rating | MVA | 2029 | 5.2585 | 33kV | Radial | None | Contingent (N-1)
Yorke Peninsula | CURRAMULKA TEE - CURRAMULKA SD35300 | Emergency Rating | MVA | 2029 | 4.2297 | 33kV | Radial | None | Contingent (N-1)
Yorke Peninsula | CURRAMULKA TEE - MINLATON SD35300 | Emergency Rating | MVA | 2029 | 4.2297 | 33kV | Radial | None | Contingent (N-1)
Yorke Peninsula | MINLATON TEE - PT VINCENT RURAL SD35300 | Emergency Rating | MVA | 2029 | 7.0304 | 33kV | Radial | None | Contingent (N-1)
Yorke Peninsula | DALRYMPLE - STANSBURY TEE SD35400 | Emergency Rating | MVA | 2029 | 20.1767 | 33kV | Radial | None | Contingent (N-1)
Yorke Peninsula | STANSBURY TEE - PORT GILES TEE SD35400 | Emergency Rating | MVA | 2029 | 20.1767 | 33kV | Radial | None | Contingent (N-1)
Yorke Peninsula | PORT GILES TEE - PORT GILES SD35400 | Emergency Rating | MVA | 2029 | 10.86 | 33kV | Radial | None | Contingent (N-1)
Yorke Peninsula | STANSBURY TEE - STANSBURY SD35400 | Emergency Rating | MVA | 2029 | 6.173 | 33kV | Radial | None | Contingent (N-1)
Yorke Peninsula | STANSBURY - PT VINCENT RURAL SD35403 | Emergency Rating | MVA | 2029 | 7.0304 | 33kV | Radial | None | Contingent (N-1)
Yorke Peninsula | DALRYMPLE - WOOL BAY RURAL SD35500 | Emergency Rating | MVA | 2029 | 20.4053 | 33kV | Radial | None | Contingent (N-1)
Yorke Peninsula | WOOL BAY RURAL - WOOL BAY SD35500 | Emergency Rating | MVA | 2029 | 9.8311 | 33kV | Radial | None | Contingent (N-1)
Yorke Peninsula | WOOL BAY RURAL - PORT GILES TEE SD35500 | Emergency Rating | MVA | 2029 | 10.1169 | 33kV | Radial | None | Contingent (N-1)
Yorke Peninsula | WOOL BAY - EDITHBURGH TEE SD35500 | Emergency Rating | MVA | 2029 | 9.8311 | 33kV | Radial | None | Contingent (N-1)
Yorke Peninsula | EDITHBURGH TEE - YORKETOWN SD35500 | Emergency Rating | MVA | 2029 | 9.8311 | 33kV | Radial | None | Contingent (N-1)
Yorke Peninsula | YORKETOWN - MARION BAY SD35500 | Emergency Rating | MVA | 2029 | 5.1442 | 33kV | Radial | None | Contingent (N-1)
Yorke Peninsula | EDITHBURGH TEE - EDITHBURGH SD35500 | Emergency Rating | MVA | 2029 | 9.8311 | 33kV | Radial | None | Contingent (N-1)
Metro West | ADELAIDE BRIGHTON CEMENT - PORT ADELAIDE SD1529 | 10% POE Forecast | MVA | 2025 | 65 | 66kV | Meshed | None | Normal (N)
Metro South | ALDINGA - WILLUNGA SD1674 | 10% POE Forecast | MVA | 2025 | 11.4 | 66kV | Meshed | None | Normal (N)
Metro North | ANGLE VALE - ANGLE VALE TEE SD1506A | 10% POE Forecast | MVA | 2025 | 11.1 | 66kV | Meshed | None | Normal (N)
Metro North | ANGLE VALE TEE - EVANSTON SD1506B | 10% POE Forecast | MVA | 2025 | 11.1 | 66kV | Meshed | None | Normal (N)
Metro North | ANGLE VALE TEE - VIRGINIA TEE SD2033 | 10% POE Forecast | MVA | 2025 | 0 | 66kV | Radial | None | Normal (N)
Metro West | ATHOL PARK - ATHOL PARK TEE SD1677A | 10% POE Forecast | MVA | 2025 | 16.9975 | 66kV | Radial | None | Normal (N)
Metro West | BLACKPOOL - FULHAM GARDENS SD1639 | 10% POE Forecast | MVA | 2025 | 86.3 | 66kV | Meshed | None | Normal (N)
Metro North | BOLIVAR - ST KILDA SD2034 | 10% POE Forecast | MVA | 2025 | 16 | 66kV | Radial | None | Normal (N)
Metro East | CAMPBELLTOWN - MAGILL SD1661 | 10% POE Forecast | MVA | 2025 | 47.2 | 66kV | Meshed | None | Normal (N)
Metro West | CHELTENHAM - CROYDON PARK TEE SD1655A | 10% POE Forecast | MVA | 2025 | 41.4 | 66kV | Meshed | None | Normal (N)
Metro South | CITY WEST - KESWICK SD2013 | 10% POE Forecast | MVA | 2025 | 186.7 | 66kV | Meshed | None | Normal (N)
Metro East | CITY WEST - WHITMORE SQUARE SD2016 | 10% POE Forecast | MVA | 2025 | 145.9 | 66kV | Meshed | None | Normal (N)
Metro East | COROMANDEL PLACE - WHITMORE SQUARE SD1681 | 10% POE Forecast | MVA | 2025 | 46.3 | 66kV | Meshed | None | Normal (N)
Metro East | CROYDON - HINDLEY STREET TEE SD1659B | 10% POE Forecast | MVA | 2025 | 40.7 | 66kV | Meshed | None | Normal (N)
Metro West | CROYDON - KILKENNY SD1523 | 10% POE Forecast | MVA | 2025 | 10 | 66kV | Meshed | None | Normal (N)
Metro West | CROYDON PARK - CROYDON PARK TEE SD1655B | 10% POE Forecast | MVA | 2025 | 48.4 | 66kV | Meshed | None | Normal (N)
Metro West | CROYDON PARK TEE - CROYDON SD1655C | 10% POE Forecast | MVA | 2025 | 69.5 | 66kV | Meshed | None | Normal (N)
Metro North | DIREK - PARALOWIE SD2004 | 10% POE Forecast | MVA | 2025 | 52.1 | 66kV | Meshed | None | Normal (N)
Metro East | DRY CREEK - KILBURN SOUTH TEE SD1658A | 10% POE Forecast | MVA | 2025 | 74.4 | 66kV | Meshed | None | Normal (N)
Metro East | EAST TERRACE - COROMANDEL PLACE SD1680 | 10% POE Forecast | MVA | 2025 | 28.4 | 66kV | Meshed | None | Normal (N)
Metro East | EAST TERRACE - NORTH ADELAIDE SD1560 | 10% POE Forecast | MVA | 2025 | 20.7 | 66kV | Meshed | None | Normal (N)
Metro North | EDINBURGH - SALISBURY SD1688 | 10% POE Forecast | MVA | 2025 | 18.9 | 66kV | Meshed | None | Normal (N)
Metro North | ELIZABETH DOWNS - PENFIELD SD1508 | 10% POE Forecast | MVA | 2025 | 19 | 66kV | Meshed | None | Normal (N)
Metro North | ELIZABETH DOWNS - SMITHFIELD WEST SD1686 | 10% POE Forecast | MVA | 2025 | 45.1 | 66kV | Meshed | N-1 | Normal (N)
Metro North | ELIZABETH HEIGHTS - ELIZABETH DOWNS SD1501 | 10% POE Forecast | MVA | 2025 | 46.6 | 66kV | Meshed | None | Normal (N)
Metro North | ELIZABETH SOUTH - EDINBURGH SD1511 | 10% POE Forecast | MVA | 2025 | 26.3 | 66kV | Meshed | None | Normal (N)
Metro West | FINDON - FINDON TEE SD1520A | 10% POE Forecast | MVA | 2025 | 18 | 66kV | Meshed | None | Normal (N)
Metro West | FINDON TEE - FLINDERS PARK SD1520B | 10% POE Forecast | MVA | 2025 | 32.1 | 66kV | Meshed | None | Normal (N)
Metro West | FLINDERS PARK - NEW RICHMOND SD1521 | 10% POE Forecast | MVA | 2025 | 15.9 | 66kV | Meshed | None | Normal (N)
Metro West | FULHAM GARDENS - FINDON TEE SD1520C | 10% POE Forecast | MVA | 2025 | 15.5 | 66kV | Meshed | None | Normal (N)
Metro West | FULHAM GARDENS - HENLEY SOUTH #1 SD1519 | 10% POE Forecast | MVA | 2025 | 17 | 66kV | Meshed | None | Normal (N)
Metro West | FULHAM GARDENS - HENLEY SOUTH #2 SD1691 | 10% POE Forecast | MVA | 2025 | 17 | 66kV | Meshed | None | Normal (N)
Metro South | GLENELG NORTH TEE - GLENELG NORTH SD1584A | 10% POE Forecast | MVA | 2025 | 0 | 66kV | Meshed | None | Normal (N)
Metro South | GLENELG NORTH TEE - PLYMPTON SD1584B | 10% POE Forecast | MVA | 2025 | 44.6 | 66kV | Meshed | None | Normal (N)
Metro East | GOLDEN GROVE - INGLE FARM SD1647 | 10% POE Forecast | MVA | 2025 | 54.4 | 66kV | Meshed | None | Normal (N)
Metro South | HACKHAM - PORT NOARLUNGA SD1694A | 10% POE Forecast | MVA | 2025 | 44.9 | 66kV | Meshed | None | Normal (N)
Metro South | HAPPY VALLEY - HV/SAW TEE SD1591A | 10% POE Forecast | MVA | 2025 | 39.4 | 66kV | Meshed | None | Normal (N)
Metro South | HAPPY VALLEY - PANORAMA #1 SD1665 | 10% POE Forecast | MVA | 2025 | 43.5 | 66kV | Meshed | None | Normal (N)
Metro South | HAPPY VALLEY - PANORAMA #2 SD1666 | 10% POE Forecast | MVA | 2025 | 43.7 | 66kV | Meshed | None | Normal (N)
Metro South | HAPPY VALLEY - SEACOMBE #1 SD1566 | 10% POE Forecast | MVA | 2025 | 59.2 | 66kV | Meshed | None | Normal (N)
Metro South | HAPPY VALLEY - SEACOMBE #2 SD1590 | 10% POE Forecast | MVA | 2025 | 50.5 | 66kV | Meshed | None | Normal (N)
Metro East | HILLCREST - HOLDEN HILL SD1692 | 10% POE Forecast | MVA | 2025 | 29.2 | 66kV | Meshed | None | Normal (N)
Metro East | HINDLEY STREET - WHITMORE SQUARE SD1664 | 10% POE Forecast | MVA | 2025 | 65.8 | 66kV | Meshed | None | Normal (N)
Metro East | HINDLEY STREET TEE - HINDLEY STREET SD1659C | 10% POE Forecast | MVA | 2025 | 22.4 | 66kV | Meshed | None | Normal (N)
Metro East | HOLDEN HILL - CAMPBELLTOWN SD1660 | 10% POE Forecast | MVA | 2025 | 24.8 | 66kV | Meshed | None | Normal (N)
Metro East | HOLDEN HILL - HOPE VALLEY SD1554A | 10% POE Forecast | MVA | 2025 | 47.5 | 66kV | Meshed | None | Normal (N)
Metro East | HOPE VALLEY - TEA TREE GULLY SD1554B | 10% POE Forecast | MVA | 2025 | 32.4 | 66kV | Meshed | None | Normal (N)
Metro South | HV/SAW TEE - MORPHETT VALE EAST SD1591C | 10% POE Forecast | MVA | 2025 | 30.9 | 66kV | Meshed | None | Normal (N)
Metro East | KENT TOWN - KENT TOWN TEE SD1690 | 10% POE Forecast | MVA | 2025 | 31.109 | 66kV | Meshed | None | Normal (N)
Metro South | KESWICK - CLARENCE GARDENS SD1671 | 10% POE Forecast | MVA | 2025 | 20.3 | 66kV | Radial | None | Normal (N)
Metro South | KESWICK - NEW RICHMOND TEE SD1670A | 10% POE Forecast | MVA | 2025 | 85.7 | 66kV | Meshed | N-1 | Normal (N)
Metro South | KESWICK - WHITMORE SQUARE TEE SD1669A | 10% POE Forecast | MVA | 2025 | 59.9 | 66kV | Meshed | None | Normal (N)
Metro West | KILBURN - CAVAN SD2014 | 10% POE Forecast | MVA | 2025 | 40.2068 | 66kV | Meshed | None | Normal (N)
Metro West | KILBURN - CROYDON PARK SD1531 | 10% POE Forecast | MVA | 2025 | 63.4 | 66kV | Meshed | None | Normal (N)
Metro East | KILBURN SOUTH TEE - KILBURN SOUTH SD1658B | 10% POE Forecast | MVA | 2025 | 16.9 | 66kV | Radial | None | Normal (N)
Metro East | KILBURN SOUTH TEE - PROSPECT SD1658C | 10% POE Forecast | MVA | 2025 | 63.3 | 66kV | Meshed | None | Normal (N)
Metro West | KILKENNY - WOODVILLE SD1675 | 10% POE Forecast | MVA | 2025 | 28.1 | 66kV | Meshed | None | Normal (N)
Metro South | KINGSWOOD - NORTH UNLEY SD1574 | 10% POE Forecast | MVA | 2025 | 43 | 66kV | Meshed | None | Normal (N)
Metro West | LARGS NORTH - ADELAIDE BRIGHTON CEMENT SD1654 | 10% POE Forecast | MVA | 2025 | 80.6 | 66kV | Meshed | None | Normal (N)
Metro West | LEFEVRE - BLACKPOOL SD1693 | 10% POE Forecast | MVA | 2025 | 58 | 66kV | Meshed | None | Normal (N)
Metro South | LINDEN PARK - LINDEN PARK TEE SD1662A | 10% POE Forecast | MVA | 2025 | 0 | 66kV | Meshed | None | Normal (N)
Metro South | LOWER MITCHAM - KINGSWOOD SD1563 | 10% POE Forecast | MVA | 2025 | 18.9 | 66kV | Meshed | None | Normal (N)
Metro East | MAGILL - BURNSIDE SD1556 | 10% POE Forecast | MVA | 2025 | 13.6141 | 66kV | Radial | None | Normal (N)
Metro East | MAGILL - KENT TOWN TEE SD1663A | 10% POE Forecast | MVA | 2025 | 31.109 | 66kV | Meshed | None | Normal (N)
Metro East | MAGILL - NORWOOD SD1543 | 10% POE Forecast | MVA | 2025 | 63.1 | 66kV | Meshed | None | Normal (N)
Metro South | MAGILL - URAIDLA TEE SD1662B | 10% POE Forecast | MVA | 2025 | 58 | 66kV | Meshed | None | Normal (N)
Metro East | MAGILL - WOODFORDE 2 SD1678 | 10% POE Forecast | MVA | 2025 | 18.8 | 66kV | Radial | None | Normal (N)
Metro East | MAGILL - WOODFORDE 3 SD1679 | 10% POE Forecast | MVA | 2025 | 18.9 | 66kV | Radial | None | Normal (N)
Metro South | MCLAREN FLAT - WILLUNGA SD1594A | 10% POE Forecast | MVA | 2025 | 56.8 | 66kV | Meshed | N-1 | Normal (N)
Metro South | MORPHETT VALE EAST - CLARENDON SD1592 | 10% POE Forecast | MVA | 2025 | 3.3129 | 66kV | Radial | None | Normal (N)
Metro South | MORPHETT VALE EAST - HACKHAM SD1694B | 10% POE Forecast | MVA | 2025 | 61.3 | 66kV | Meshed | None | Normal (N)
Metro South | MORPHETT VALE EAST - MCLAREN FLAT SD1594B | 10% POE Forecast | MVA | 2025 | 68.6 | 66kV | Meshed | N-1 | Normal (N)
Metro South | MORPHETT VALE EAST - PORT STANVAC #1 SD1593 | 10% POE Forecast | MVA | 2025 | 55.7 | 66kV | Meshed | None | Normal (N)
Metro South | MORPHETT VALE EAST - PORT STANVAC #2 SD2010 | 10% POE Forecast | MVA | 2025 | 60.8 | 66kV | Meshed | None | Normal (N)
Metro South | MORPHETTVILLE - ASCOT PARK SD1586 | 10% POE Forecast | MVA | 2025 | 10 | 66kV | Meshed | None | Normal (N)
Metro South | MORPHETTVILLE - GLENELG NORTH TEE SD1584C | 10% POE Forecast | MVA | 2025 | 44.5 | 66kV | Meshed | None | Normal (N)
Metro South | MORPHETTVILLE - OAKLANDS SD1585 | 10% POE Forecast | MVA | 2025 | 20.8 | 66kV | Meshed | None | Normal (N)
Metro North | MUNNO PARA - ELIZABETH DOWNS SD2023 | 10% POE Forecast | MVA | 2025 | 37.4 | 66kV | Meshed | None | Normal (N)
Metro North | MUNNO PARA - EVANSTON SD1652 | 10% POE Forecast | MVA | 2025 | 54.6 | 66kV | Meshed | N-1 | Normal (N)
Metro West | NEW OSBORNE - BLACKPOOL SD1518 | 10% POE Forecast | MVA | 2025 | 73.2 | 66kV | Meshed | None | Normal (N)
Metro West | NEW OSBORNE - GLANVILLE SD1527 | 10% POE Forecast | MVA | 2025 | 101.1 | 66kV | Meshed | N-1 | Normal (N)
Metro West | NEW OSBORNE - LARGS NORTH SD1653 | 10% POE Forecast | MVA | 2025 | 95.4 | 66kV | Meshed | None | Normal (N)
Metro West | NEW OSBORNE - SMORGON STEEL RECYCLING SD1532A | 10% POE Forecast | MVA | 2025 | 10.2 | 66kV | Meshed | None | Normal (N)
Metro West | NEW RICHMOND - THEBARTON SD1516 | 10% POE Forecast | MVA | 2025 | 27.3 | 66kV | Meshed | None | Normal (N)
Metro South | NEW RICHMOND TEE - NEW RICHMOND SD1670B | 10% POE Forecast | MVA | 2025 | 0 | 66kV | Meshed | None | Normal (N)
Metro South | NEW RICHMOND TEE - PLYMPTON SD1670C | 10% POE Forecast | MVA | 2025 | 85.7 | 66kV | Meshed | None | Normal (N)
Metro South | NOARLUNGA CENTRE - PORT NOARLUNGA SD1668 | 10% POE Forecast | MVA | 2025 | 41.6 | 66kV | Meshed | None | Normal (N)
Metro East | NORTH ADELAIDE - HINDLEY STREET TEE SD1659A | 10% POE Forecast | MVA | 2025 | 18.2 | 66kV | Meshed | None | Normal (N)
Metro South | NORTH UNLEY - WHITMORE SQUARE TEE SD1669B | 10% POE Forecast | MVA | 2025 | 59.5 | 66kV | Meshed | N-1 | Normal (N)
Metro East | NORTHFIELD - CLEARVIEW SD1549 | 10% POE Forecast | MVA | 2025 | 27.3671 | 66kV | Radial | None | Normal (N)
Metro East | NORTHFIELD - DRY CREEK SD1657 | 10% POE Forecast | MVA | 2025 | 45.9 | 66kV | Meshed | None | Normal (N)
Metro East | NORTHFIELD - HARROW SD1535 | 10% POE Forecast | MVA | 2025 | 21.998 | 66kV | Radial | None | Normal (N)
Metro East | NORTHFIELD - HILLCREST SD1534 | 10% POE Forecast | MVA | 2025 | 66.2 | 66kV | Meshed | None | Normal (N)
Metro East | NORTHFIELD - HOLDEN HILL SD1539 | 10% POE Forecast | MVA | 2025 | 71.7 | 66kV | Meshed | None | Normal (N)
Metro East | NORTHFIELD - INGLE FARM #1 SD1548 | 10% POE Forecast | MVA | 2025 | 41.5 | 66kV | Meshed | None | Normal (N)
Metro East | NORTHFIELD - INGLE FARM #2 SD2019 | 10% POE Forecast | MVA | 2025 | 43.2 | 66kV | Meshed | None | Normal (N)
Metro East | NORWOOD - EAST TERRACE SD1545 | 10% POE Forecast | MVA | 2025 | 48.2 | 66kV | Meshed | N-1 | Normal (N)
Metro East | NORWOOD - KENT TOWN SD1559 | 10% POE Forecast | MVA | 2025 | 0 | 66kV | Meshed | None | Normal (N)
Metro East | NORWOOD - LINDEN PARK SD1544 | 10% POE Forecast | MVA | 2025 | 41.4 | 66kV | Meshed | None | Normal (N)
Metro South | PANORAMA - ASCOT PARK SD1587 | 10% POE Forecast | MVA | 2025 | 21.5 | 66kV | Meshed | None | Normal (N)
Metro South | PANORAMA - BLACKWOOD SD1572 | 10% POE Forecast | MVA | 2025 | 30.8 | 66kV | Radial | None | Normal (N)
Metro South | PANORAMA - CUDMORE PARK SD1573 | 10% POE Forecast | MVA | 2025 | 10.93 | 66kV | Radial | None | Normal (N)
Metro South | PANORAMA - LINDEN PARK TEE SD1662C | 10% POE Forecast | MVA | 2025 | 57.9 | 66kV | Meshed | None | Normal (N)
Metro South | PANORAMA - LOWER MITCHAM SD1562 | 10% POE Forecast | MVA | 2025 | 39.4 | 66kV | Meshed | None | Normal (N)
Metro South | PANORAMA - TONSLEY EAST SD2035 | 10% POE Forecast | MVA | 2025 | 20.5 | 66kV | Meshed | None | Normal (N)
Metro North | PARA - ELIZABETH HEIGHTS SD1504 | 10% POE Forecast | MVA | 2025 | 65.3 | 66kV | Meshed | None | Normal (N)
Metro North | PARA - ELIZABETH SOUTH SD1503 | 10% POE Forecast | MVA | 2025 | 51.3 | 66kV | Meshed | None | Normal (N)
Metro North | PARAFIELD GARDENS - CAVAN SD1687 | 10% POE Forecast | MVA | 2025 | 0 | 66kV | Meshed | None | Normal (N)
Metro North | PARAFIELD GARDENS - SALISBURY SD1502 | 10% POE Forecast | MVA | 2025 | 69 | 66kV | Meshed | None | Normal (N)
Metro North | PARAFIELD GARDENS WEST - BOLIVAR SD1683 | 10% POE Forecast | MVA | 2025 | 15.5 | 66kV | Radial | None | Normal (N)
Metro North | PARAFIELD GARDENS WEST - PARAFIELD GARDENS SD1682 | 10% POE Forecast | MVA | 2025 | 103.1 | 66kV | Meshed | N-1 | Normal (N)
Metro North | PARAFIELD GARDENS WEST - PARALOWIE SD1510 | 10% POE Forecast | MVA | 2025 | 71.5 | 66kV | Meshed | None | Normal (N)
Metro North | PENFIELD - DIREK SD1685 | 10% POE Forecast | MVA | 2025 | 23 | 66kV | Meshed | None | Normal (N)
Metro North | PENFIELD - ELIZABETH SOUTH SD1509 | 10% POE Forecast | MVA | 2025 | 23 | 66kV | Meshed | None | Normal (N)
Metro South | PLYMPTON - GLENELG NORTH SD1583 | 10% POE Forecast | MVA | 2025 | 20.7 | 66kV | Meshed | None | Normal (N)
Metro West | PORT ADELAIDE - CHELTENHAM SD1646 | 10% POE Forecast | MVA | 2025 | 53.8 | 66kV | Meshed | None | Normal (N)
Metro West | PORT ADELAIDE NORTH - ATHOL PARK TEE SD1677B | 10% POE Forecast | MVA | 2025 | 15.7 | 66kV | Meshed | None | Normal (N)
Metro South | PORT NOARLUNGA - SEAFORD SD1676A | 10% POE Forecast | MVA | 2025 | 41.3 | 66kV | Meshed | N-1 | Normal (N)
Metro South | PORT STANVAC - LONSDALE SD1673 | 10% POE Forecast | MVA | 2025 | 43.9 | 66kV | Meshed | None | Normal (N)
Metro South | PORT STANVAC - NOARLUNGA CENTRE SD1667 | 10% POE Forecast | MVA | 2025 | 56.7 | 66kV | Meshed | None | Normal (N)
Metro East | PROSPECT - CROYDON SD2024 | 10% POE Forecast | MVA | 2025 | 40.8 | 66kV | Meshed | None | Normal (N)
Metro West | QUEENSTOWN - GLANVILLE SD1526 | 10% POE Forecast | MVA | 2025 | 87 | 66kV | Meshed | None | Normal (N)
Metro South | SEACOMBE - OAKLANDS SD1565 | 10% POE Forecast | MVA | 2025 | 37.2 | 66kV | Meshed | None | Normal (N)
Metro South | SEACOMBE - SHEIDOW PARK SD1672 | 10% POE Forecast | MVA | 2025 | 42.9 | 66kV | Meshed | None | Normal (N)
Metro South | SEAFORD - ALDINGA SD1676B | 10% POE Forecast | MVA | 2025 | 30.4 | 66kV | Meshed | N-1 | Normal (N)
Metro South | SHEIDOW PARK - LONSDALE SD2009 | 10% POE Forecast | MVA | 2025 | 19.3 | 66kV | Meshed | None | Normal (N)
Metro North | SMITHFIELD WEST - ANGLE VALE SD1650 | 10% POE Forecast | MVA | 2025 | 16.1 | 66kV | Meshed | None | Normal (N)
Metro West | SMORGON STEEL RECYCLING - PORT ADELAIDE NORTH SD1532B | 10% POE Forecast | MVA | 2025 | 10.2 | 66kV | Meshed | None | Normal (N)
Metro North | ST KILDA - VIRGINIA SD1684 | 10% POE Forecast | MVA | 2025 | 15.8 | 66kV | Radial | None | Normal (N)
Metro East | TEA TREE GULLY - GOLDEN GROVE SD1638 | 10% POE Forecast | MVA | 2025 | 24.6 | 66kV | Meshed | None | Normal (N)
Metro West | THEBARTON - CROYDON SD1522 | 10% POE Forecast | MVA | 2025 | 44.9 | 66kV | Meshed | None | Normal (N)
Metro South | TONSLEY EAST - TONSLEY PARK SD1588 | 10% POE Forecast | MVA | 2025 | 20.4 | 66kV | Meshed | None | Normal (N)
Metro South | TONSLEY PARK - SEACOMBE SD1564 | 10% POE Forecast | MVA | 2025 | 10 | 66kV | Meshed | None | Normal (N)
Metro West | TORRENS ISLAND - ATHOL PARK TEE SD1677C | 10% POE Forecast | MVA | 2025 | 31.8 | 66kV | Meshed | None | Normal (N)
Metro West | TORRENS ISLAND - KILBURN SD1656 | 10% POE Forecast | MVA | 2025 | 64.8 | 66kV | Meshed | None | Normal (N)
Metro South | URAIDLA TEE - LINDEN PARK TEE SD1662D | 10% POE Forecast | MVA | 2025 | 58 | 66kV | Meshed | None | Normal (N)
Metro North | VIRGINIA - VIRGINIA TEE SD2022A | 10% POE Forecast | MVA | 2025 | 9.12 | 66kV | Radial | None | Normal (N)
Metro North | VIRGINIA TEE - TWO WELLS SD2022B | 10% POE Forecast | MVA | 2025 | 9.12 | 66kV | Radial | None | Normal (N)
Metro East | WHITMORE SQUARE - KENT TOWN TEE SD1663B | 10% POE Forecast | MVA | 2025 | 0 | 66kV | Meshed | None | Normal (N)
Metro East | WHITMORE SQUARE - WHITMORE SQUARE TEE SD1669C | 10% POE Forecast | MVA | 2025 | 0 | 66kV | Meshed | None | Normal (N)
Metro West | WOODVILLE - FINDON SD1524 | 10% POE Forecast | MVA | 2025 | 35.4 | 66kV | Meshed | None | Normal (N)
Metro West | WOODVILLE - QUEENSTOWN SD1525 | 10% POE Forecast | MVA | 2025 | 72.2 | 66kV | Meshed | None | Normal (N)
Eastern Hills | MOUNT BARKER DISTRIBUTION - MOUNT BARKER SOUTH SD2012 | 10% POE Forecast | MVA | 2025 | 41.25 | 66kV | Meshed | None | Normal (N)
Eastern Hills | MOUNT BARKER DISTRIBUTION - BALHANNAH SD1598 | 10% POE Forecast | MVA | 2025 | 42.12 | 66kV | Radial | None | Normal (N)
Eastern Hills | BALHANNAH - URAIDLA SD1599 | 10% POE Forecast | MVA | 2025 | 20.75 | 66kV | Radial | None | Normal (N)
Eastern Hills | URAIDLA - MAGILL (METRO SOUTH TIE) SD1662E | 10% POE Forecast | MVA | 2025 | 0 | 66kV | Radial | None | Normal (N)
Eastern Hills | MOUNT BARKER DISTRIBUTION - HAHNDORF SD1596 | 10% POE Forecast | MVA | 2025 | 5.03 | 66kV | Radial | None | Normal (N)
Eastern Hills | MOUNT BARKER SOUTH - MEADOWS SD1597 | 10% POE Forecast | MVA | 2025 | 5.86 | 66kV | Radial | None | Normal (N)
Eastern Hills | MOUNT BARKER SOUTH - STRATHALBYN EAST TEE SD1601A | 10% POE Forecast | MVA | 2025 | 19.35 | 66kV | Radial | None | Normal (N)
Eastern Hills | STRATHALBYN EAST TEE - STRATHALBYN SD1601B | 10% POE Forecast | MVA | 2025 | 18.97 | 66kV | Radial | None | Normal (N)
Eastern Hills | STRATHALBYN - BELVIDERE SD1602 | 10% POE Forecast | MVA | 2025 | 7.7 | 66kV | Radial | None | Normal (N)
Eastern Hills | BELVIDERE - MILANG SD1603 | 10% POE Forecast | MVA | 2025 | 3.89 | 66kV | Radial | None | Normal (N)
Eastern Hills | BELVIDERE - LANGHORNE CREEK SD1604 | 10% POE Forecast | MVA | 2025 | 3.81 | 66kV | Radial | None | Normal (N)
Eyre Peninsula | YADNARIE - CLEVE SD1609 | 10% POE Forecast | MVA | 2025 | 8.66 | 66kV | Radial | None | Normal (N)
Eyre Peninsula | YADNARIE - RUDALL SD1610 | 10% POE Forecast | MVA | 2025 | 3.89 | 66kV | Radial | None | Normal (N)
Eyre Peninsula | RUDALL - DARKE PEAK SD1611 | 10% POE Forecast | MVA | 2025 | 2.81 | 66kV | Radial | None | Normal (N)
Eyre Peninsula | DARKE PEAK - CARALUE SD1612 | 10% POE Forecast | MVA | 2025 | 2.54 | 66kV | Radial | None | Normal (N)
Eyre Peninsula | RUDALL - LOCK SD1613 | 10% POE Forecast | MVA | 2025 | 0.85 | 66kV | Radial | None | Normal (N)
Eyre Peninsula | LOCK - POLDA SD1614 | 10% POE Forecast | MVA | 2025 | 0 | 66kV | Radial | None | Normal (N)
Eyre Peninsula | WUDINNA - POLDA SD1615 | 10% POE Forecast | MVA | 2025 | 1.03 | 66kV | Radial | None | Normal (N)
Eyre Peninsula | WUDINNA - MOORKITABIE SD1605 | 10% POE Forecast | MVA | 2025 | 13 | 66kV | Radial | None | Normal (N)
Eyre Peninsula | MOORKITABIE - TARLTON SD1606 | 10% POE Forecast | MVA | 2025 | 11.97 | 66kV | Radial | None | Normal (N)
Eyre Peninsula | TARLTON - STREAKY BAY SD1607 | 10% POE Forecast | MVA | 2025 | 3.51 | 66kV | Radial | None | Normal (N)
Eyre Peninsula | TARLTON - CEDUNA SD1608 | 10% POE Forecast | MVA | 2025 | 7.61 | 66kV | Radial | None | Normal (N)
Riverland | NORTH WEST BEND - MORGAN TEE SD1616 | 10% POE Forecast | MVA | 2025 | 11.06 | 66kV | Radial | None | Normal (N)
Riverland | MORGAN TEE - CORDOLA SD1617 | 10% POE Forecast | MVA | 2025 | 10.16 | 66kV | Radial | None | Normal (N)
Riverland | CORDOLA - ROONKA SD1618 | 10% POE Forecast | MVA | 2025 | 8.96 | 66kV | Radial | None | Normal (N)
Riverland | ROONKA - PORTEE SD1619 | 10% POE Forecast | MVA | 2025 | 6.56 | 66kV | Radial | None | Normal (N)
Riverland | PORTEE - SWAN REACH SD1620 | 10% POE Forecast | MVA | 2025 | 6.16 | 66kV | Radial | None | Normal (N)
Riverland | NORTH WEST BEND - CADELL SD1622 | 10% POE Forecast | MVA | 2025 | 15.88 | 66kV | Radial | None | Normal (N)
Riverland | CADELL - QUALCO SD1623 | 10% POE Forecast | MVA | 2025 | 14.95 | 66kV | Radial | None | Normal (N)
Riverland | QUALCO - RAMCO SD1624 | 10% POE Forecast | MVA | 2025 | 12.42 | 66kV | Radial | None | Normal (N)
Riverland | RAMCO - WAIKERIE SD1625 | 10% POE Forecast | MVA | 2025 | 7.98 | 66kV | Radial | None | Normal (N)
Riverland | BERRI - GLOSSOP SD1626 | 10% POE Forecast | MVA | 2025 | 31.12 | 66kV | Radial | None | Normal (N)
Riverland | GLOSSOP - LOVEDAY SD1627 | 10% POE Forecast | MVA | 2025 | 19.2 | 66kV | Radial | None | Normal (N)
Riverland | LOVEDAY - WOOLPUNDA SD1628 | 10% POE Forecast | MVA | 2025 | 8.28 | 66kV | Radial | None | Normal (N)
Riverland | WOOLPUNDA - WAIKERIE SD1629 | 10% POE Forecast | MVA | 2025 | 0 | 66kV | Radial | None | Normal (N)
Riverland | BERRI - LOXTON SD1630 | 10% POE Forecast | MVA | 2025 | 24.31 | 66kV | Radial | None | Normal (N)
Riverland | LOXTON - PYAP SD1631 | 10% POE Forecast | MVA | 2025 | 13.04 | 66kV | Radial | None | Normal (N)
Riverland | BERRI - RENMARK SD1632 | 10% POE Forecast | MVA | 2025 | 37.31 | 66kV | Radial | None | Normal (N)
Riverland | RENMARK - PARINGA SD1633 | 10% POE Forecast | MVA | 2025 | 20.01 | 66kV | Radial | None | Normal (N)
Riverland | BERRI - LYRUP SD1634 | 10% POE Forecast | MVA | 2025 | 5.23 | 66kV | Radial | None | Normal (N)
Metro South | WILLUNGA - MYPONGA SD1568 | 10% POE Forecast | MVA | 2025 | 28.18 | 66kV | Radial | None | Normal (N)
Metro South | MYPONGA - YANKALILLA SD1569 | 10% POE Forecast | MVA | 2025 | 23.16 | 66kV | Radial | None | Normal (N)
Metro South | YANKALILLA - CAPE JERVIS SD1689 | 10% POE Forecast | MVA | 2025 | 17.89 | 66kV | Radial | None | Normal (N)
Metro South | WILLUNGA - SQUARE WATER HOLE SD1570 | 10% POE Forecast | MVA | 2025 | 46.43 | 66kV | Radial | None | Normal (N)
Metro South | SQUARE WATER HOLE - VICTOR HARBOR SD1595 | 10% POE Forecast | MVA | 2025 | 25.23 | 66kV | Radial | None | Normal (N)
Metro South | SQUARE WATER HOLE - GOOLWA SD1571 | 10% POE Forecast | MVA | 2025 | 15.37 | 66kV | Radial | None | Normal (N)
Eastern Hills | BALHANNAH - WOODSIDE SD41100 | 10% POE Forecast | MVA | 2025 | 9.13 | 33kV | Radial | None | Normal (N)
Eastern Hills | BALHANNAH - VERDUN TEE SD41200 | 10% POE Forecast | MVA | 2025 | 3.62 | 33kV | Radial | None | Normal (N)
Eastern Hills | VERDUN TEE - ALDGATE TEE SD41200 | 10% POE Forecast | MVA | 2025 | 0 | 33kV | Radial | None | Normal (N)
Eastern Hills | VERDUN TEE - MYLOR SD41200 | 10% POE Forecast | MVA | 2025 | 2.21 | 33kV | Radial | None | Normal (N)
Eastern Hills | BALHANNAH - NAIRNE TEE SD41300 | 10% POE Forecast | MVA | 2025 | 8.8 | 33kV | Radial | None | Normal (N)
Eastern Hills | NAIRNE TEE - NAIRNE SD41300 | 10% POE Forecast | MVA | 2025 | 7.61 | 33kV | Radial | None | Normal (N)
Eastern Hills | NAIRNE TEE - BRUKUNGA SD41300 | 10% POE Forecast | MVA | 2025 | 0.42 | 33kV | Radial | None | Normal (N)
Eastern Hills | URAIDLA - PICCADILLY TEE SD42100 | 10% POE Forecast | MVA | 2025 | 16.03 | 33kV | Radial | None | Normal (N)
Eastern Hills | PICCADILLY TEE - PICCADILLY EOL SD42100 | 10% POE Forecast | MVA | 2025 | 1.61 | 33kV | Radial | None | Normal (N)
Eastern Hills | PICCADILLY TEE - ALDGATE TEE SD42100 | 10% POE Forecast | MVA | 2025 | 14.16 | 33kV | Radial | None | Normal (N)
Eastern Hills | ALDGATE TEE - ALDGATE SD42100 | 10% POE Forecast | MVA | 2025 | 7.14 | 33kV | Radial | None | Normal (N)
Eastern Hills | ANGAS CREEK - BIRDWOOD TEE SD38100 | 10% POE Forecast | MVA | 2025 | 7.25 | 33kV | Radial | None | Normal (N)
Eastern Hills | BIRDWOOD TEE - GUMERACHA RURAL SD38100 | 10% POE Forecast | MVA | 2025 | 1.09 | 33kV | Radial | None | Normal (N)
Eastern Hills | BIRDWOOD TEE - BIRDWOOD SD38100 | 10% POE Forecast | MVA | 2025 | 5.9 | 33kV | Radial | None | Normal (N)
Eastern Hills | BIRDWOOD - MOUNT PLEASANT TEE SD38100 | 10% POE Forecast | MVA | 2025 | 3 | 33kV | Radial | None | Normal (N)
Eastern Hills | MOUNT PLEASANT TEE - PALMER RURAL SD38100 | 10% POE Forecast | MVA | 2025 | 0.32 | 33kV | Radial | None | Normal (N)
Eastern Hills | MOUNT PLEASANT TEE - MOUNT PLEASANT SD38100 | 10% POE Forecast | MVA | 2025 | 2.25 | 33kV | Radial | None | Normal (N)
Eastern Hills | ANGAS CREEK - ANGAS CREEK TEE SD38200 | 10% POE Forecast | MVA | 2025 | 11.33 | 33kV | Radial | None | Normal (N)
Eastern Hills | ANGAS CREEK TEE - LOBETHAL SD38200 | 10% POE Forecast | MVA | 2025 | 7.67 | 33kV | Radial | None | Normal (N)
Eastern Hills | LOBETHAL - WOODSIDE SD38200 | 10% POE Forecast | MVA | 2025 | 0.1 | 33kV | Radial | None | Normal (N)
Eastern Hills | ANGAS CREEK TEE - GUMERACHA WEIR SD38200 | 10% POE Forecast | MVA | 2025 | 3.48 | 33kV | Radial | None | Normal (N)
Eastern Hills | GUMERACHA WEIR - HOUGHTON SD38200 | 10% POE Forecast | MVA | 2025 | 2.46 | 33kV | Radial | None | Normal (N)
Eastern Hills | GUMERACHA WEIR - KERSBROOK SD38200 | 10% POE Forecast | MVA | 2025 | 0.89 | 33kV | Radial | None | Normal (N)
Eastern Hills | KERSBROOK - WILLIAMSTOWN SOUTH TEE SD38200 | 10% POE Forecast | MVA | 2025 | 0.39 | 33kV | Radial | None | Normal (N)
Eastern Hills | GUMERACHA WEIR - GUMERACHA RURAL SD38200 | 10% POE Forecast | MVA | 2025 | 0 | 33kV | Radial | None | Normal (N)
Eyre Peninsula | WHYALLA CENTRAL - WHYALLA CITY 1 SD56101 | 10% POE Forecast | MVA | 2025 | 9.44 | 33kV | Radial | None | Normal (N)
Eyre Peninsula | WHYALLA CENTRAL - WHYALLA CITY 2 SD56102 | 10% POE Forecast | MVA | 2025 | 10.77 | 33kV | Radial | None | Normal (N)
Eyre Peninsula | WHYALLA CENTRAL - WHYALLA STUART SD56201 | 10% POE Forecast | MVA | 2025 | 18.99 | 33kV | Radial | None | Normal (N)
Eyre Peninsula | WHYALLA CENTRAL - WHYALLA NORTH TEE SD56301 | 10% POE Forecast | MVA | 2025 | 5.69 | 33kV | Radial | None | Normal (N)
Eyre Peninsula | WHYALLA NORTH TEE - WHYALLA TERMINAL SD56301 | 10% POE Forecast | MVA | 2025 | 0 | 33kV | Radial | None | Normal (N)
Eyre Peninsula | WHYALLA NORTH TEE - WHYALLA SOLAR SD56301 | 10% POE Forecast | MVA | 2025 | 5.5 | 33kV | Radial | None | Normal (N)
Eyre Peninsula | WHYALLA SOLAR - WHYALLA NORTH SD56301 | 10% POE Forecast | MVA | 2025 | 0.52 | 33kV | Radial | None | Normal (N)
Eyre Peninsula | PORT LINCOLN TERMINAL - PORT LINCOLN CITY TEE PL32 | 10% POE Forecast | MVA | 2025 | 12.31 | 33kV | Radial | None | Normal (N)
Eyre Peninsula | PORT LINCOLN CITY TEE - PORT LINCOLN CITY PL32 | 10% POE Forecast | MVA | 2025 | 0 | 33kV | Radial | None | Normal (N)
Eyre Peninsula | PORT LINCOLN CITY TEE - PORT LINCOLN MARINA TEE PL32 | 10% POE Forecast | MVA | 2025 | 11.98 | 33kV | Radial | None | Normal (N)
Eyre Peninsula | PORT LINCOLN MARINA TEE - PORT LINCOLN DOCKS PL32 | 10% POE Forecast | MVA | 2025 | 6.26 | 33kV | Radial | None | Normal (N)
Eyre Peninsula | PORT LINCOLN MARINA TEE - PORT LINCOLN MARINA PL32 | 10% POE Forecast | MVA | 2025 | 5.7 | 33kV | Radial | None | Normal (N)
Eyre Peninsula | PORT LINCOLN TERMINAL - PORT LINCOLN CITY SD61101 | 10% POE Forecast | MVA | 2025 | 9.94 | 33kV | Radial | None | Normal (N)
Eyre Peninsula | PORT LINCOLN TERMINAL - POONINDIE TEE PL34 | 10% POE Forecast | MVA | 2025 | 8.26 | 33kV | Radial | None | Normal (N)
Eyre Peninsula | POONINDIE TEE - POONINDIE PL34 | 10% POE Forecast | MVA | 2025 | 2.06 | 33kV | Radial | None | Normal (N)
Eyre Peninsula | POONINDIE - POINT BOSTON PL34 | 10% POE Forecast | MVA | 2025 | 1.24 | 33kV | Radial | None | Normal (N)
Eyre Peninsula | POONINDIE TEE - TOD RIVER PL34 | 10% POE Forecast | MVA | 2025 | 5.84 | 33kV | Radial | None | Normal (N)
Eyre Peninsula | TOD RIVER - CUMMINS CM36 | 10% POE Forecast | MVA | 2025 | 2.72 | 33kV | Radial | None | Normal (N)
Eyre Peninsula | TOD RIVER - TUMBY BAY CM35 | 10% POE Forecast | MVA | 2025 | 2.69 | 33kV | Radial | None | Normal (N)
Eyre Peninsula | PORT LINCOLN TERMINAL - ULEY SOUTH TEE PL33 | 10% POE Forecast | MVA | 2025 | 3.99 | 33kV | Radial | None | Normal (N)
Eyre Peninsula | ULEY SOUTH TEE - ULEY SOUTH PL33 | 10% POE Forecast | MVA | 2025 | 1.33 | 33kV | Radial | None | Normal (N)
Eyre Peninsula | ULEY SOUTH TEE - ULEY PL33 | 10% POE Forecast | MVA | 2025 | 2.47 | 33kV | Radial | None | Normal (N)
Eyre Peninsula | ULEY - COFFIN BAY PL33 | 10% POE Forecast | MVA | 2025 | 1.99 | 33kV | Radial | None | Normal (N)
Eyre Peninsula | CLEVE - COWELL SD53100 | 10% POE Forecast | MVA | 2025 | 2.52 | 33kV | Radial | None | Normal (N)
Eyre Peninsula | CLEVE - BOOTHBY SD55100 | 10% POE Forecast | MVA | 2025 | 5.86 | 33kV | Radial | None | Normal (N)
Eyre Peninsula | BOOTHBY - PUMPING STATION ROAD SD55100 | 10% POE Forecast | MVA | 2025 | 5.54 | 33kV | Radial | None | Normal (N)
Eyre Peninsula | PUMPING STATION ROAD - ARNO BAY SD55100 | 10% POE Forecast | MVA | 2025 | 0.9 | 33kV | Radial | None | Normal (N)
Mid North | BRINKWORTH - YACKA TEE SD33100 | 10% POE Forecast | MVA | 2025 | 2.16 | 33kV | Radial | None | Normal (N)
Mid North | YACKA TEE - YACKA RURAL SD33100 | 10% POE Forecast | MVA | 2025 | 0 | 33kV | Radial | None | Normal (N)
Mid North | YACKA TEE - SPALDING TEE SD33100 | 10% POE Forecast | MVA | 2025 | 2.15 | 33kV | Radial | None | Normal (N)
Mid North | SPALDING TEE - GEORGETOWN SD33100 | 10% POE Forecast | MVA | 2025 | 0.55 | 33kV | Radial | None | Normal (N)
Mid North | GEORGETOWN - GLADSTONE SD33100 | 10% POE Forecast | MVA | 2025 | 0.26 | 33kV | Radial | None | Normal (N)
Mid North | SPALDING TEE - SPALDING SD33100 | 10% POE Forecast | MVA | 2025 | 1.25 | 33kV | Radial | None | Normal (N)
Mid North | BRINKWORTH - MERRITON SD33300 | 10% POE Forecast | MVA | 2025 | 0.64 | 33kV | Radial | None | Normal (N)
Mid North | BRINKWORTH - BRINKWORTH TEE SD33200 | 10% POE Forecast | MVA | 2025 | 2.61 | 33kV | Radial | None | Normal (N)
Mid North | BRINKWORTH TEE - YACKA RURAL SD33200 | 10% POE Forecast | MVA | 2025 | 0.02 | 33kV | Radial | None | Normal (N)
Mid North | BRINKWORTH TEE - BLYTH TOWNSHIP SD33200 | 10% POE Forecast | MVA | 2025 | 2.59 | 33kV | Radial | None | Normal (N)
Mid North | BLYTH TOWNSHIP - CLARE NORTH TEE SD33200 | 10% POE Forecast | MVA | 2025 | 0 | 33kV | Radial | None | Normal (N)
Mid North | BLYTH TOWNSHIP - BALAKLAVA TOWNSHIP SD33200 | 10% POE Forecast | MVA | 2025 | 0.68 | 33kV | Radial | None | Normal (N)
Mid North | WATERLOO DISTRIBUTION - RIVERTON TEE SD36400 | 10% POE Forecast | MVA | 2025 | 6.1 | 33kV | Radial | N | Normal (N)
Mid North | RIVERTON TEE - AUBURN TEE SD36400 | 10% POE Forecast | MVA | 2025 | 4.1 | 33kV | Radial | None | Normal (N)
Mid North | AUBURN TEE - AUBURN SD36400 | 10% POE Forecast | MVA | 2025 | 3.15 | 33kV | Radial | None | Normal (N)
Mid North | RIVERTON TEE - RIVERTON SD36400 | 10% POE Forecast | MVA | 2025 | 1.92 | 33kV | Radial | None | Normal (N)
Mid North | WATERLOO DISTRIBUTION - WATERLOO RURAL SD36201 | 10% POE Forecast | MVA | 2025 | 1.02 | 33kV | Radial | None | Normal (N)
Mid North | WATERLOO RURAL - ROBERTSTOWN SD36201 | 10% POE Forecast | MVA | 2025 | 1.02 | 33kV | Radial | None | Normal (N)
Mid North | WATERLOO DISTRIBUTION - PORTERS LAGOON SD36101 | 10% POE Forecast | MVA | 2025 | 0.14 | 33kV | Radial | None | Normal (N)
Mid North | PORTERS LAGOON - HANSON SD36101 | 10% POE Forecast | MVA | 2025 | 0.02 | 33kV | Radial | None | Normal (N)
Mid North | WATERLOO DISTRIBUTION - WATERLOO TOWN SD36300 | 10% POE Forecast | MVA | 2025 | 2.77 | 33kV | Radial | None | Normal (N)
Mid North | WATERLOO TOWN - EUDUNDA TEE SD36300 | 10% POE Forecast | MVA | 2025 | 2.51 | 33kV | Radial | None | Normal (N)
Mid North | EUDUNDA TEE - EUDUNDA SD36300 | 10% POE Forecast | MVA | 2025 | 1.64 | 33kV | Radial | None | Normal (N)
Mid North | EUDUNDA TEE - KAPUNDA RURAL SD36300 | 10% POE Forecast | MVA | 2025 | 0.06 | 33kV | Radial | None | Normal (N)
Mid North | TEMPLERS - WASLEYS SD37402 | 10% POE Forecast | MVA | 2025 | 8.85 | 33kV | Radial | None | Normal (N)
Mid North | WASLEYS - MALLALA SD37402 | 10% POE Forecast | MVA | 2025 | 0 | 33kV | Radial | None | Normal (N)
Mid North | TEMPLERS - HAMLEY BRIDGE SD37101 | 10% POE Forecast | MVA | 2025 | 4.66 | 33kV | Radial | None | Normal (N)
Mid North | HAMLEY BRIDGE - BALAKLAVA RURAL SD37102 | 10% POE Forecast | MVA | 2025 | 1.55 | 33kV | Radial | None | Normal (N)
Mid North | TEMPLERS - FREELING NORTH TEE SD37200 | 10% POE Forecast | MVA | 2025 | 11 | 33kV | Radial | None | Normal (N)
Mid North | FREELING NORTH TEE - KAPUNDA RURAL SD37200 | 10% POE Forecast | MVA | 2025 | 7.2 | 33kV | Radial | N | Normal (N)
Mid North | TEMPLERS - DAVEYSTON TOWNSHIP SD37301 | 10% POE Forecast | MVA | 2025 | 1.89 | 33kV | Radial | None | Normal (N)
Mid North | TEMPLERS - GAWLER BELT TEE SD37501 | 10% POE Forecast | MVA | 2025 | 10.14 | 33kV | Radial | None | Normal (N)
Mid North | GAWLER BELT TEE - EVANSTON SD60101 | 10% POE Forecast | MVA | 2025 | 0.14 | 33kV | Radial | None | Normal (N)
Mid North | DORRIEN - NURIOOTPA TEE SD52100 | 10% POE Forecast | MVA | 2025 | 19.34 | 33kV | Radial | N | Normal (N)
Mid North | NURIOOTPA TEE - NURIOOTPA SD52100 | 10% POE Forecast | MVA | 2025 | 10.62 | 33kV | Radial | None | Normal (N)
Mid North | NURIOOTPA TEE - STOCKWELL SD52100 | 10% POE Forecast | MVA | 2025 | 8.22 | 33kV | Radial | None | Normal (N)
Mid North | DORRIEN - ANGASTON NO 1 SD52201 | 10% POE Forecast | MVA | 2025 | 8.28 | 33kV | Meshed | None | Normal (N)
Mid North | DORRIEN - ANGASTON NO 2 SD52202 | 10% POE Forecast | MVA | 2025 | 9.59 | 33kV | Meshed | None | Normal (N)
Mid North | DORRIEN - BAROSSA SOUTH SD52300 | 10% POE Forecast | MVA | 2025 | 19.3 | 33kV | Radial | None | Normal (N)
Mid North | BAROSSA SOUTH TEE - LYNDOCH TEE SD52300 | 10% POE Forecast | MVA | 2025 | 11.67 | 33kV | Radial | None | Normal (N)
Mid North | LYNDOCH TEE - LYNDOCH SD52300 | 10% POE Forecast | MVA | 2025 | 8.1 | 33kV | Radial | None | Normal (N)
Mid North | LYNDOCH TEE - SANDY CREEK TEE SD52300 | 10% POE Forecast | MVA | 2025 | 3.22 | 33kV | Radial | None | Normal (N)
Mid North | SANDY CREEK TEE - SANDY CREEK SD52300 | 10% POE Forecast | MVA | 2025 | 2.6 | 33kV | Radial | None | Normal (N)
Mid North | SANDY CREEK TEE - EVANSTON TEE SD52300 | 10% POE Forecast | MVA | 2025 | 0.59 | 33kV | Radial | None | Normal (N)
Mid North | LYNDOCH - WILLIAMSTOWN SD52300 | 10% POE Forecast | MVA | 2025 | 4.63 | 33kV | Radial | None | Normal (N)
Mid North | WILLIAMSTOWN - WILLIAMSTOWN SOUTH TEE SD52300 | 10% POE Forecast | MVA | 2025 | 2.66 | 33kV | Radial | None | Normal (N)
Mid North | WILLIAMSTOWN SOUTH TEE - WILLIAMSTOWN SOUTH SD52300 | 10% POE Forecast | MVA | 2025 | 2.65 | 33kV | Radial | None | Normal (N)
Mid North | WILLIAMSTOWN SOUTH TEE - ANGAS CREEK TIE SD52300 | 10% POE Forecast | MVA | 2025 | 0 | 33kV | Radial | None | Normal (N)
Mid North | CLARE NORTH - CLARE NO 1 SD57101 | 10% POE Forecast | MVA | 2025 | 6.78 | 33kV | Meshed | None | Normal (N)
Mid North | CLARE NORTH - CLARE NORTH TEE SD57102 | 10% POE Forecast | MVA | 2025 | 6.9 | 33kV | Meshed | None | Normal (N)
Mid North | CLARE NORTH TEE - CLARE NO 2 SD57102 | 10% POE Forecast | MVA | 2025 | 6.9 | 33kV | Meshed | None | Normal (N)
Mid North | CLARE - FARRELL FLAT SD57100 | 10% POE Forecast | MVA | 2025 | 3.44 | 33kV | Radial | None | Normal (N)
Mid North | FARRELL FLAT - WATERLOO TIE SD57100 | 10% POE Forecast | MVA | 2025 | 0 | 33kV | Radial | None | Normal (N)
Mid North | FARRELL FLAT - BURRA SD57100 | 10% POE Forecast | MVA | 2025 | 3.37 | 33kV | Radial | None | Normal (N)
Murraylands | MANNUM - PALMER TEE SD39200 | 10% POE Forecast | MVA | 2025 | 1.58 | 33kV | Radial | None | Normal (N)
Murraylands | PALMER TEE - MANNUM ROAD RANDELL ROAD INT SD39200 | 10% POE Forecast | MVA | 2025 | 0 | 33kV | Radial | None | Normal (N)
Murraylands | PALMER TEE - CAMBRAI TEE SD39200 | 10% POE Forecast | MVA | 2025 | 1.58 | 33kV | Radial | None | Normal (N)
Murraylands | CAMBRAI TEE - CAMBRAI SD39200 | 10% POE Forecast | MVA | 2025 | 1.54 | 33kV | Radial | None | Normal (N)
Murraylands | CAMBRAI TEE - PALMER RURAL SD39200 | 10% POE Forecast | MVA | 2025 | 0.03 | 33kV | Radial | None | Normal (N)
Murraylands | MANNUM - TEAL FLAT TEE SD39100 | 10% POE Forecast | MVA | 2025 | 7.9 | 33kV | Radial | None | Normal (N)
Murraylands | TEAL FLAT TEE - TEAL FLAT SD39100 | 10% POE Forecast | MVA | 2025 | 3.08 | 33kV | Radial | None | Normal (N)
Murraylands | TEAL FLAT TEE - SWAN REACH SD39100 | 10% POE Forecast | MVA | 2025 | 3.82 | 33kV | Radial | None | Normal (N)
Murraylands | MANNUM - CALOOTE TEE SD39300 | 10% POE Forecast | MVA | 2025 | 1.95 | 33kV | Radial | None | Normal (N)
Murraylands | CALOOTE TEE - CALOOTE SD39300 | 10% POE Forecast | MVA | 2025 | 1.84 | 33kV | Radial | None | Normal (N)
Murraylands | CALOOTE TEE - MOBILONG TIE SD39300 | 10% POE Forecast | MVA | 2025 | 0 | 33kV | Radial | None | Normal (N)
Murraylands | MANNUM - MANNUM RURAL SD39300 | 10% POE Forecast | MVA | 2025 | 5.18 | 33kV | Radial | None | Normal (N)
Murraylands | MANNUM RURAL - MANNUM TOWN TEE SD39300 | 10% POE Forecast | MVA | 2025 | 5.17 | 33kV | Radial | None | Normal (N)
Murraylands | MANNUM TOWN TEE - MANNUM ROAD RANDELL ROAD INT SD39300 | 10% POE Forecast | MVA | 2025 | 0 | 33kV | Radial | None | Normal (N)
Murraylands | MANNUM TOWN TEE - PELLARING FLAT TEE SD39300 | 10% POE Forecast | MVA | 2025 | 5.14 | 33kV | Radial | None | Normal (N)
Murraylands | PELLARING FLAT TEE - MANNUM TOWN SD39300 | 10% POE Forecast | MVA | 2025 | 5.13 | 33kV | Radial | None | Normal (N)
Murraylands | MOBILONG DISTRIBUTION - MOBILONG SD43100 | 10% POE Forecast | MVA | 2025 | 17.11 | 33kV | Radial | None | Normal (N)
Murraylands | MOBILONG - MOBILONG TEE SD43100 | 10% POE Forecast | MVA | 2025 | 17.11 | 33kV | Radial | None | Normal (N)
Murraylands | MOBILONG TEE - MYPOLONGA TIE SD43100 | 10% POE Forecast | MVA | 2025 | 0 | 33kV | Radial | None | Normal (N)
Murraylands | MOBILONG TEE - MURRAY BRIDGE NORTH TEE SD43100 | 10% POE Forecast | MVA | 2025 | 17.11 | 33kV | Radial | None | Normal (N)
Murraylands | MURRAY BRIDGE NORTH TEE - MURRAY BRIDGE NORTH SD43100 | 10% POE Forecast | MVA | 2025 | 0 | 33kV | Radial | None | Normal (N)
Murraylands | MURRAY BRIDGE NORTH TEE - MURRAY BRIDGE SOUTH TEE SD43100 | 10% POE Forecast | MVA | 2025 | 16.28 | 33kV | Radial | None | Normal (N)
Murraylands | MURRAY BRIDGE SOUTH TEE - MURRAY BRIDGE SOUTH SD43100 | 10% POE Forecast | MVA | 2025 | 16.02 | 33kV | Radial | None | Normal (N)
Murraylands | MURRAY BRIDGE SOUTH TEE - MURRAY BRIDGE TOWNSHIP SD43100 | 10% POE Forecast | MVA | 2025 | 0 | 33kV | Radial | None | Normal (N)
Murraylands | MOBILONG DISTRIBUTION - MOBILONG SD43200 | 10% POE Forecast | MVA | 2025 | 19.72 | 33kV | Radial | None | Normal (N)
Murraylands | MOBILONG - MONARTO TEE SD43200 | 10% POE Forecast | MVA | 2025 | 19.72 | 33kV | Radial | None | Normal (N)
Murraylands | MONARTO TEE - MURRAY BRIDGE NORTH SD43200 | 10% POE Forecast | MVA | 2025 | 13.05 | 33kV | Radial | None | Normal (N)
Murraylands | MONARTO TEE - MONARTO SOUTH TEE SD43200 | 10% POE Forecast | MVA | 2025 | 6.41 | 33kV | Radial | None | Normal (N)
Murraylands | MONARTO SOUTH TEE - MONARTO SOUTH SD43200 | 10% POE Forecast | MVA | 2025 | 4.3 | 33kV | Radial | None | Normal (N)
Murraylands | MONARTO SOUTH TEE - MONARTO CENTRAL SD43200 | 10% POE Forecast | MVA | 2025 | 1.99 | 33kV | Radial | None | Normal (N)
Murraylands | MOBILONG DISTRIBUTION - MOBILONG SD43300 | 10% POE Forecast | MVA | 2025 | 2.9 | 33kV | Radial | None | Normal (N)
Murraylands | MOBILONG - PALLAMANA TEE SD43300 | 10% POE Forecast | MVA | 2025 | 2.9 | 33kV | Radial | None | Normal (N)
Murraylands | PALLAMANA TEE - MYPOLONGA TEE SD43300 | 10% POE Forecast | MVA | 2025 | 2.9 | 33kV | Radial | None | Normal (N)
Murraylands | MYPOLONGA TEE - MYPOLONGA SD43300 | 10% POE Forecast | MVA | 2025 | 2.9 | 33kV | Radial | None | Normal (N)
Murraylands | MYPOLONGA - MYPOLONGA EOL SD43300 | 10% POE Forecast | MVA | 2025 | 0.05 | 33kV | Radial | None | Normal (N)
Murraylands | MYPOLONGA TEE - CALOOTE TEE SD43300 | 10% POE Forecast | MVA | 2025 | 0.02 | 33kV | Radial | None | Normal (N)
Murraylands | TAILEM BEND - PUMP STATION TEE SD40101 | 10% POE Forecast | MVA | 2025 | 17.71 | 33kV | Radial | None | Normal (N)
Murraylands | PUMP STATION TEE - TAILEM BEND RURAL SD40101 | 10% POE Forecast | MVA | 2025 | 0.49 | 33kV | Radial | None | Normal (N)
Murraylands | TAILEM BEND RURAL - TAILEM BEND EOL SD40101 | 10% POE Forecast | MVA | 2025 | 0 | 33kV | Radial | None | Normal (N)
Murraylands | PUMP STATION TEE - TAILEM BEND TOWN TEE SD40101 | 10% POE Forecast | MVA | 2025 | 16.93 | 33kV | Radial | None | Normal (N)
Murraylands | TAILEM BEND TOWN TEE - TAILEM BEND TOWN SD40101 | 10% POE Forecast | MVA | 2025 | 3.03 | 33kV | Radial | None | Normal (N)
Murraylands | TAILEM BEND TOWN TEE - JERVOIS SD40101 | 10% POE Forecast | MVA | 2025 | 13.86 | 33kV | Radial | None | Normal (N)
Murraylands | JERVOIS - JERVOIS FLAT 1 TEE SD40102 | 10% POE Forecast | MVA | 2025 | 11.07 | 33kV | Radial | None | Normal (N)
Murraylands | JERVOIS FLAT 1 TEE - JERVOIS FLAT 2 TEE SD40102 | 10% POE Forecast | MVA | 2025 | 8.81 | 33kV | Radial | None | Normal (N)
Murraylands | JERVOIS FLAT 2 TEE - WOODS POINT SD40102 | 10% POE Forecast | MVA | 2025 | 6.63 | 33kV | Radial | None | Normal (N)
Murraylands | WOODS POINT - WHITE SANDS TEE SD40103 | 10% POE Forecast | MVA | 2025 | 4.42 | 33kV | Radial | None | Normal (N)
Murraylands | WHITE SANDS TEE - WHITE SANDS SD40103 | 10% POE Forecast | MVA | 2025 | 4.42 | 33kV | Radial | None | Normal (N)
Murraylands | WHITE SANDS TEE - MURRAY BRIDGE TOWNSHIP SD40103 | 10% POE Forecast | MVA | 2025 | 0.02 | 33kV | Radial | None | Normal (N)
Murraylands | TAILEM BEND - SUBSTATION ROAD TEE SD40200 | 10% POE Forecast | MVA | 2025 | 7.99 | 33kV | Radial | None | Normal (N)
Murraylands | SUBSTATION ROAD TEE - SUBSTATION ROAD SD40200 | 10% POE Forecast | MVA | 2025 | 0 | 33kV | Radial | None | Normal (N)
Murraylands | SUBSTATION ROAD TEE - MALLEE HWY SD40200 | 10% POE Forecast | MVA | 2025 | 7.99 | 33kV | Radial | None | Normal (N)
Murraylands | MALLEE HWY - MOORLANDS SWER SD40200 | 10% POE Forecast | MVA | 2025 | 7.95 | 33kV | Radial | None | Normal (N)
Murraylands | MALLEE HWY - ELWOMPLE SD40200 | 10% POE Forecast | MVA | 2025 | 0.01 | 33kV | Radial | None | Normal (N)
Murraylands | MOORLANDS SWER - COOMANDOOK SD40200 | 10% POE Forecast | MVA | 2025 | 7.49 | 33kV | Radial | None | Normal (N)
Murraylands | COOMANDOOK - COONALPYN SD40200 | 10% POE Forecast | MVA | 2025 | 6.95 | 33kV | Radial | None | Normal (N)
Murraylands | COONALPYN - BINNIES TEE SD40300 | 10% POE Forecast | MVA | 2025 | 6.05 | 33kV | Radial | N | Normal (N)
Murraylands | BINNIES TEE - BINNIES SD40300 | 10% POE Forecast | MVA | 2025 | 1.42 | 33kV | Radial | None | Normal (N)
Murraylands | BINNIES TEE - MENINGIE SD40300 | 10% POE Forecast | MVA | 2025 | 4.33 | 33kV | Radial | None | Normal (N)
Murraylands | MENINGIE - CAMPBELL PARK TEE SD40400 | 10% POE Forecast | MVA | 2025 | 2.13 | 33kV | Radial | None | Normal (N)
Murraylands | CAMPBELL PARK TEE - CAMPBELL PARK SD40400 | 10% POE Forecast | MVA | 2025 | 0.55 | 33kV | Radial | None | Normal (N)
Murraylands | CAMPBELL PARK TEE - NARRUNG SD40400 | 10% POE Forecast | MVA | 2025 | 1.56 | 33kV | Radial | None | Normal (N)
Murraylands | TAILEM BEND - SHERLOCK SD40501 | 10% POE Forecast | MVA | 2025 | 12.3281 | 33kV | Radial | None | Normal (N)
Murraylands | SHERLOCK - KAROONDA SD40502 | 10% POE Forecast | MVA | 2025 | 1.22 | 33kV | Radial | None | Normal (N)
Murraylands | SHERLOCK - GERANIUM SD40600 | 10% POE Forecast | MVA | 2025 | 9.6298 | 33kV | Radial | N | Normal (N)
Murraylands | GERANIUM - LAMEROO SD40700 | 10% POE Forecast | MVA | 2025 | 7.3388 | 33kV | Radial | N | Normal (N)
Murraylands | LAMEROO - LAMEROO RURAL SD40800 | 10% POE Forecast | MVA | 2025 | 5.0605 | 33kV | Radial | N | Normal (N)
Murraylands | LAMEROO RURAL - PARILLA TEE SD40800 | 10% POE Forecast | MVA | 2025 | 4.7873 | 33kV | Radial | N | Normal (N)
Murraylands | PARILLA TEE - PARILLA SD40800 | 10% POE Forecast | MVA | 2025 | 2.3867 | 33kV | Radial | None | Normal (N)
Murraylands | PARILLA TEE - PINNAROO SD40800 | 10% POE Forecast | MVA | 2025 | 2.15 | 33kV | Radial | None | Normal (N)
Riverland | PARINGA - MURTHO LX21 | 10% POE Forecast | MVA | 2025 | 14.689 | 33kV | Radial | N | Normal (N)
Riverland | MURTHO - LINDSAY PT TEE LX21 | 10% POE Forecast | MVA | 2025 | 4.744 | 33kV | Radial | None | Normal (N)
Riverland | LINDSAY PT TEE - BORDER CLIFFS LX21 | 10% POE Forecast | MVA | 2025 | 1.058 | 33kV | Radial | None | Normal (N)
Riverland | LINDSAY PT TEE - VIC BORDER LX21 | 10% POE Forecast | MVA | 2025 | 3.035 | 33kV | Radial | None | Normal (N)
Riverland | SWAN REACH - SWAN REACH FILTRATION TEE SD39400 | 10% POE Forecast | MVA | 2025 | 2.78 | 33kV | Radial | None | Normal (N)
Riverland | SWAN REACH FILTRATION TEE - SWAN REACH TOWN SD39400 | 10% POE Forecast | MVA | 2025 | 1.64 | 33kV | Radial | None | Normal (N)
South East | KEITH - COONALPYN SD45101 | 10% POE Forecast | MVA | 2025 | 1.92 | 33kV | Radial | None | Normal (N)
South East | KEITH - PADTHAWAY SD45300 | 10% POE Forecast | MVA | 2025 | 3.62 | 33kV | Radial | None | Normal (N)
South East | KEITH - WIRREGA SD45201 | 10% POE Forecast | MVA | 2025 | 15.75 | 33kV | Radial | N | Normal (N)
South East | WIRREGA - BORDERTOWN SD45202 | 10% POE Forecast | MVA | 2025 | 12.52 | 33kV | Radial | N | Normal (N)
South East | SNUGGERY RURAL - MILLICENT SD49100 | 10% POE Forecast | MVA | 2025 | 14.5 | 33kV | Radial | None | Normal (N)
South East | MILLICENT - SOUTH END TEE SD49100 | 10% POE Forecast | MVA | 2025 | 8.59 | 33kV | Radial | None | Normal (N)
South East | SOUTH END TEE - SOUTH END SD49100 | 10% POE Forecast | MVA | 2025 | 0.39 | 33kV | Radial | None | Normal (N)
South East | SOUTH END TEE - HATHERLEIGH TOWNSHIP TEE SD49100 | 10% POE Forecast | MVA | 2025 | 7.55 | 33kV | Radial | None | Normal (N)
South East | HATHERLEIGH TOWNSHIP TEE - HATHERLEIGH TOWNSHIP SD49100 | 10% POE Forecast | MVA | 2025 | 0.07 | 33kV | Radial | None | Normal (N)
South East | HATHERLEIGH TOWNSHIP TEE - HATHERLEIGH SD49100 | 10% POE Forecast | MVA | 2025 | 7.25 | 33kV | Radial | None | Normal (N)
South East | HATHERLEIGH - BEACHPORT TEE SD49200 | 10% POE Forecast | MVA | 2025 | 7.11 | 33kV | Radial | None | Normal (N)
South East | BEACHPORT TEE - BEACHPORT SD49200 | 10% POE Forecast | MVA | 2025 | 1.4 | 33kV | Radial | None | Normal (N)
South East | BEACHPORT TEE - ROBE SD49200 | 10% POE Forecast | MVA | 2025 | 5.89 | 33kV | Radial | N | Normal (N)
South East | SNUGGERY RURAL - MOUNT BURR SD49500 | 10% POE Forecast | MVA | 2025 | 2.1 | 33kV | Radial | None | Normal (N)
South East | MOUNT BURR - KALANGADOO TEE SD49500 | 10% POE Forecast | MVA | 2025 | 1.3 | 33kV | Radial | None | Normal (N)
South East | KALANGADOO TEE - KALANGADOO SD49500 | 10% POE Forecast | MVA | 2025 | 0.58 | 33kV | Radial | None | Normal (N)
South East | KALANGADOO TEE - KALANGADOO RURAL SD49500 | 10% POE Forecast | MVA | 2025 | 0 | 33kV | Radial | None | Normal (N)
South East | BLANCHE - MOUNT GAMBIER WEST SD48101 | 10% POE Forecast | MVA | 2025 | 15.3 | 33kV | Radial | None | Normal (N)
South East | BLUE LAKE TEE - MOUNT GAMBIER SD48104 | 10% POE Forecast | MVA | 2025 | 0 | 33kV | Radial | None | Normal (N)
South East | BLANCHE - LAKESIDE TEE SD48100 | 10% POE Forecast | MVA | 2025 | 20.05 | 33kV | Radial | None | Normal (N)
South East | LAKESIDE TEE - GLENCOE TEE SD48100 | 10% POE Forecast | MVA | 2025 | 13.86 | 33kV | Radial | None | Normal (N)
South East | GLENCOE TEE - TANTANOOLA SD48100 | 10% POE Forecast | MVA | 2025 | 2.81 | 33kV | Radial | None | Normal (N)
South East | GLENCOE TEE - MOUNT GAMBIER SD48100 | 10% POE Forecast | MVA | 2025 | 10.98 | 33kV | Radial | None | Normal (N)
South East | BLANCHE - KONGORONG TEE SD48200 | 10% POE Forecast | MVA | 2025 | 7.68 | 33kV | Radial | None | Normal (N)
South East | KONGORONG TEE - KONGORONG SD48200 | 10% POE Forecast | MVA | 2025 | 1.12 | 33kV | Radial | None | Normal (N)
South East | KONGORONG TEE - MOUNT SCHANK SD48200 | 10% POE Forecast | MVA | 2025 | 6.43 | 33kV | Radial | None | Normal (N)
South East | MOUNT SCHANK - ALLENDALE EAST SD48200 | 10% POE Forecast | MVA | 2025 | 4.52 | 33kV | Radial | None | Normal (N)
South East | MOUNT GAMBIER - TARPEENA SOUTH TEE SD47101 | 10% POE Forecast | MVA | 2025 | 7.93 | 33kV | Radial | None | Normal (N)
South East | TARPEENA SOUTH TEE - MOUNT GAMBIER SD47101 | 10% POE Forecast | MVA | 2025 | 0.02 | 33kV | Radial | None | Normal (N)
South East | TARPEENA SOUTH TEE - TARPEENA SOUTH SD47101 | 10% POE Forecast | MVA | 2025 | 7.42 | 33kV | Radial | None | Normal (N)
South East | KINCRAIG - LUCINDALE SD46201 | 10% POE Forecast | MVA | 2025 | 5.83 | 33kV | Radial | None | Normal (N)
South East | LUCINDALE - KINGSTON SE SD46201 | 10% POE Forecast | MVA | 2025 | 4.12 | 33kV | Radial | None | Normal (N)
South East | KINCRAIG - NARACOORTE SD46300 | 10% POE Forecast | MVA | 2025 | 17.16 | 33kV | Radial | None | Normal (N)
South East | NARACOORTE - NARACOORTE EAST TEE SD46100 | 10% POE Forecast | MVA | 2025 | 5.94 | 33kV | Radial | None | Normal (N)
South East | NARACOORTE EAST TEE - NARACOORTE EAST SD46100 | 10% POE Forecast | MVA | 2025 | 5.68 | 33kV | Radial | None | Normal (N)
South East | NARACOORTE EAST TEE - PADTHAWAY SD46100 | 10% POE Forecast | MVA | 2025 | 0.2 | 33kV | Radial | None | Normal (N)
South East | KINCRAIG - STRUAN RURAL SD46400 | 10% POE Forecast | MVA | 2025 | 0.78 | 33kV | Radial | None | Normal (N)
South East | STRUAN RURAL - GLENROY RURAL SD46400 | 10% POE Forecast | MVA | 2025 | 0.02 | 33kV | Radial | None | Normal (N)
South East | PENOLA WEST - PENOLA TEE SD58200 | 10% POE Forecast | MVA | 2025 | 6.52 | 33kV | Radial | None | Normal (N)
South East | PENOLA TEE - GLENROY RURAL SD58200 | 10% POE Forecast | MVA | 2025 | 6.49 | 33kV | Radial | N | Normal (N)
South East | PENOLA WEST - PENOLA TEE SD58101 | 10% POE Forecast | MVA | 2025 | 2.89 | 33kV | Radial | None | Normal (N)
South East | PENOLA TEE - SAFRIES TEE SD58101 | 10% POE Forecast | MVA | 2025 | 2.9 | 33kV | Radial | None | Normal (N)
South East | SAFRIES TEE - KALANGADOO NANGWARRY TEE SD58101 | 10% POE Forecast | MVA | 2025 | 0.61 | 33kV | Radial | None | Normal (N)
South East | KALANGADOO NANGWARRY TEE - NANGWARRY TEE SD58101 | 10% POE Forecast | MVA | 2025 | 0.52 | 33kV | Radial | None | Normal (N)
South East | NANGWARRY TEE - NANGWARRY SD58101 | 10% POE Forecast | MVA | 2025 | 0.53 | 33kV | Radial | None | Normal (N)
South East | KALANGADOO NANGWARRY TEE - KALANGADOO RURAL SD58101 | 10% POE Forecast | MVA | 2025 | 0.01 | 33kV | Radial | None | Normal (N)
South East | NANGWARRY TEE - MOUNT GAMBIER SD58101 | 10% POE Forecast | MVA | 2025 | 0 | 33kV | Radial | None | Normal (N)
Metro South | WILLUNGA - MCLAREN VALE SD44400 | 10% POE Forecast | MVA | 2025 | 0.212 | 33kV | Radial | None | Normal (N)
Metro South | YANKALILLA - HAY FLAT SD44200 | 10% POE Forecast | MVA | 2025 | 1.328 | 33kV | Radial | None | Normal (N)
Metro South | HAY FLAT - RAPID BAY TEE SD44200 | 10% POE Forecast | MVA | 2025 | 1.234 | 33kV | Radial | None | Normal (N)
Metro South | RAPID BAY TEE - RAPID BAY SD44200 | 10% POE Forecast | MVA | 2025 | 0.02 | 33kV | Radial | None | Normal (N)
Metro South | RAPID BAY TEE - CAPE JERVIS SD44200 | 10% POE Forecast | MVA | 2025 | 0.113 | 33kV | Radial | None | Normal (N)
Metro South | CAPE JERVIS - CUTTLEFISH BAY SD44301 | 10% POE Forecast | MVA | 2025 | 9.354 | 33kV | Radial | None | Normal (N)
Metro South | FISHERY BEACH BACKUP - CUTTLEFISH BAY BACKUP SD44301 | 10% POE Forecast | MVA | 2025 | 0.586 | 33kV | Radial | None | Normal (N)
Metro South | CUTTLEFISH BAY - PENNESHAW SD44301 | 10% POE Forecast | MVA | 2025 | 9.411 | 33kV | Radial | None | Normal (N)
Metro South | PENNESHAW - AMERICAN RIVER SD44300 | 10% POE Forecast | MVA | 2025 | 7.511 | 33kV | Radial | None | Normal (N)
Metro South | AMERICAN RIVER - KINGSCOTE TEE SD44300 | 10% POE Forecast | MVA | 2025 | 6.045 | 33kV | Radial | N | Normal (N)
Metro South | KINGSCOTE TEE - MACGILLIVRAY SD44300 | 10% POE Forecast | MVA | 2025 | 2.037 | 33kV | Radial | None | Normal (N)
Metro South | KINGSCOTE TEE - KINGSCOTE SD44300 | 10% POE Forecast | MVA | 2025 | 3.683 | 33kV | Radial | None | Normal (N)
Upper North | DAVENPORT WEST - PORT AUGUSTA NO1 SD54101 | 10% POE Forecast | MVA | 2025 | 13.27 | 33kV | Meshed | None | Normal (N)
Upper North | DAVENPORT WEST - PORT AUGUSTA TEE SD54102 | 10% POE Forecast | MVA | 2025 | 9.65 | 33kV | Meshed | None | Normal (N)
Upper North | PORT AUGUSTA NO2 - PORT AUGUSTA TEE SD54102 | 10% POE Forecast | MVA | 2025 | 1.27 | 33kV | Meshed | None | Normal (N)
Upper North | PORT AUGUSTA TEE - PORT AUGUSTA WEST TEE SD54102 | 10% POE Forecast | MVA | 2025 | 9.62 | 33kV | Radial | None | Normal (N)
Upper North | PORT AUGUSTA WEST TEE - PORT AUGUSTA WEST SD54102 | 10% POE Forecast | MVA | 2025 | 8.26 | 33kV | Radial | None | Normal (N)
Upper North | PORT AUGUSTA WEST TEE - PANDURRA TEE SD54102 | 10% POE Forecast | MVA | 2025 | 1.3 | 33kV | Radial | None | Normal (N)
Upper North | PANDURRA TEE - BOOKALOO SD54102 | 10% POE Forecast | MVA | 2025 | 0.17 | 33kV | Radial | None | Normal (N)
Upper North | PANDURRA TEE - PANDURRA SD54102 | 10% POE Forecast | MVA | 2025 | 1.15 | 33kV | Radial | None | Normal (N)
Upper North | DAVENPORT WEST - AUGUSTA HWY SD54300 | 10% POE Forecast | MVA | 2025 | 4.95 | 33kV | Radial | None | Normal (N)
Upper North | AUGUSTA HWY - STIRLING NORTH SD54300 | 10% POE Forecast | MVA | 2025 | 4.92 | 33kV | Radial | None | Normal (N)
Upper North | STIRLING NORTH - QUORN SD54300 | 10% POE Forecast | MVA | 2025 | 1.99 | 33kV | Radial | None | Normal (N)
Upper North | DAVENPORT WEST - PT PATERSON SD54400 | 10% POE Forecast | MVA | 2025 | 4.75 | 33kV | Radial | None | Normal (N)
Upper North | BAROOTA - BAROOTA TOWN TEE SD31100 | 10% POE Forecast | MVA | 2025 | 8.53 | 33kV | Radial | None | Normal (N)
Upper North | BAROOTA TOWN TEE - BAROOTA TOWN SD31100 | 10% POE Forecast | MVA | 2025 | 0.23 | 33kV | Radial | None | Normal (N)
Upper North | BAROOTA TOWN TEE - BAROOTA TEE SD31100 | 10% POE Forecast | MVA | 2025 | 8.27 | 33kV | Radial | None | Normal (N)
Upper North | BAROOTA TEE - NAPPERBY BUNGAMA SD31100 | 10% POE Forecast | MVA | 2025 | 2.94 | 33kV | Radial | None | Normal (N)
Upper North | BAROOTA TEE - MURRAYTOWN SD31100 | 10% POE Forecast | MVA | 2025 | 5.32 | 33kV | Radial | None | Normal (N)
Upper North | MURRAYTOWN - WIRRABARA FOREST TEE SD31200 | 10% POE Forecast | MVA | 2025 | 1.2 | 33kV | Radial | None | Normal (N)
Upper North | WIRRABARA FOREST TEE - WIRRABARA FOREST SD31200 | 10% POE Forecast | MVA | 2025 | 0.43 | 33kV | Radial | None | Normal (N)
Upper North | WIRRABARA FOREST TEE - GLADSTONE SD31200 | 10% POE Forecast | MVA | 2025 | 0.25 | 33kV | Radial | None | Normal (N)
Upper North | MURRAYTOWN - ORROROO SD31300 | 10% POE Forecast | MVA | 2025 | 2.3 | 33kV | Radial | None | Normal (N)
Upper North | MURRAYTOWN - WILMINGTON SD31400 | 10% POE Forecast | MVA | 2025 | 1.41 | 33kV | Radial | None | Normal (N)
Upper North | BUNGAMA - PORT PIRIE SOUTH SD32101 | 10% POE Forecast | MVA | 2025 | 11.86 | 33kV | Meshed | None | Normal (N)
Upper North | PORT PIRIE SOUTH - PORT PIRIE SD32102 | 10% POE Forecast | MVA | 2025 | 9.5 | 33kV | Meshed | None | Normal (N)
Upper North | BUNGAMA - PORT PIRIE SD32103 | 10% POE Forecast | MVA | 2025 | 9.05 | 33kV | Meshed | None | Normal (N)
Upper North | BUNGAMA - HUGHES GAP SD32301 | 10% POE Forecast | MVA | 2025 | 8.72 | 33kV | Radial | Reverse N | Normal (N)
Upper North | HUGHES GAP - CRYSTAL BROOK TEE SD32302 | 10% POE Forecast | MVA | 2025 | 8.25 | 33kV | Radial | None | Normal (N)
Upper North | CRYSTAL BROOK TEE - GLADSTONE SD32302 | 10% POE Forecast | MVA | 2025 | 8.23 | 33kV | Radial | None | Normal (N)
Upper North | GLADSTONE - CALTOWIE TEE SD32200 | 10% POE Forecast | MVA | 2025 | 5.94 | 33kV | Radial | None | Normal (N)
Upper North | CALTOWIE TEE - CALTOWIE SD32200 | 10% POE Forecast | MVA | 2025 | 0.1 | 33kV | Radial | None | Normal (N)
Upper North | CALTOWIE TEE - PETERBOROUGH TEE SD32200 | 10% POE Forecast | MVA | 2025 | 5.46 | 33kV | Radial | None | Normal (N)
Upper North | PETERBOROUGH TEE - JAMESTOWN SD32200 | 10% POE Forecast | MVA | 2025 | 2.96 | 33kV | Radial | None | Normal (N)
Upper North | JAMESTOWN - TEROWIE TOWNSHIP SD32200 | 10% POE Forecast | MVA | 2025 | 1.11 | 33kV | Radial | None | Normal (N)
Upper North | PETERBOROUGH TEE - PETERBOROUGH SD32200 | 10% POE Forecast | MVA | 2025 | 2.04 | 33kV | Radial | None | Normal (N)
Upper North | BUNGAMA - PORT BROUGHTON TEE SD32400 | 10% POE Forecast | MVA | 2025 | 7.08 | 33kV | Radial | Reverse N | Normal (N)
Upper North | PORT BROUGHTON TEE - PORT BROUGHTON SD32400 | 10% POE Forecast | MVA | 2025 | 4.07 | 33kV | Radial | None | Normal (N)
Upper North | PORT BROUGHTON TEE - BRINKWORTH TIE SD32400 | 10% POE Forecast | MVA | 2025 | 0 | 33kV | Radial | None | Normal (N)
Upper North | PORT BROUGHTON TEE - CRYSTAL BROOK TEE SD32400 | 10% POE Forecast | MVA | 2025 | 2.44 | 33kV | Radial | None | Normal (N)
Upper North | NEUROODLA - HAWKER SD59100 | 10% POE Forecast | MVA | 2025 | 1.05 | 33kV | Radial | None | Normal (N)
Yorke Peninsula | HUMMOCKS DISTRIBUTION - NINNES TEE SD34400 | 10% POE Forecast | MVA | 2025 | 3.61 | 33kV | Radial | None | Normal (N)
Yorke Peninsula | NINNES TEE - LOCHIEL SD34400 | 10% POE Forecast | MVA | 2025 | 1.49 | 33kV | Radial | None | Normal (N)
Yorke Peninsula | NINNES TEE - KAINTON TEE SD34400 | 10% POE Forecast | MVA | 2025 | 1.68 | 33kV | Radial | None | Normal (N)
Yorke Peninsula | KAINTON TEE - KAINTON SD34400 | 10% POE Forecast | MVA | 2025 | 0.25 | 33kV | Radial | None | Normal (N)
Yorke Peninsula | KAINTON TEE - PASKEVILLE SD34400 | 10% POE Forecast | MVA | 2025 | 1.23 | 33kV | Radial | None | Normal (N)
Yorke Peninsula | PASKEVILLE - KADINA EAST SD34405 | 10% POE Forecast | MVA | 2025 | 0.87 | 33kV | Radial | None | Normal (N)
Yorke Peninsula | HUMMOCKS DISTRIBUTION - PORT CLINTON SD34300 | 10% POE Forecast | MVA | 2025 | 0.82 | 33kV | Radial | None | Normal (N)
Yorke Peninsula | PORT CLINTON - ARDROSSAN SD34300 | 10% POE Forecast | MVA | 2025 | 0.42 | 33kV | Radial | None | Normal (N)
Yorke Peninsula | HUMMOCKS DISTRIBUTION - FEDERATION CORNER SD34201 | 10% POE Forecast | MVA | 2025 | 4.29 | 33kV | Radial | None | Normal (N)
Yorke Peninsula | FEDERATION CORNER - SWAMP ROAD SD34201 | 10% POE Forecast | MVA | 2025 | 1.21 | 33kV | Radial | None | Normal (N)
Yorke Peninsula | FEDERATION CORNER - PT WAKEFIELD TEE SD34201 | 10% POE Forecast | MVA | 2025 | 3 | 33kV | Radial | None | Normal (N)
Yorke Peninsula | PT WAKEFIELD TEE - SWAMP ROAD SD34201 | 10% POE Forecast | MVA | 2025 | 1.2 | 33kV | Radial | None | Normal (N)
Yorke Peninsula | SWAMP ROAD - PT WAKEFIELD FAR NORTH EAST SD34201 | 10% POE Forecast | MVA | 2025 | 0 | 33kV | Radial | None | Normal (N)
Yorke Peninsula | PT WAKEFIELD TEE - PT WAKEFIELD RURAL SD34201 | 10% POE Forecast | MVA | 2025 | 1.51 | 33kV | Radial | None | Normal (N)
Yorke Peninsula | PT WAKEFIELD RURAL - PT WAKEFIELD TOWN TEE SD34201 | 10% POE Forecast | MVA | 2025 | 1.39 | 33kV | Radial | None | Normal (N)
Yorke Peninsula | PT WAKEFIELD TOWN TEE - PT WAKEFIELD TOWN SD34201 | 10% POE Forecast | MVA | 2025 | 0.42 | 33kV | Radial | None | Normal (N)
Yorke Peninsula | PT WAKEFIELD TOWN TEE - PROOF RANGE SD34201 | 10% POE Forecast | MVA | 2025 | 0.93 | 33kV | Radial | None | Normal (N)
Yorke Peninsula | HUMMOCKS DISTRIBUTION - BOWMANS TEE SD34102 | 10% POE Forecast | MVA | 2025 | 5.65 | 33kV | Radial | None | Normal (N)
Yorke Peninsula | BOWMANS TEE - PT WAKEFIELD RURAL SD34102 | 10% POE Forecast | MVA | 2025 | 0 | 33kV | Radial | None | Normal (N)
Yorke Peninsula | BOWMANS TEE - SAINTS SD34102 | 10% POE Forecast | MVA | 2025 | 5.21 | 33kV | Radial | None | Normal (N)
Yorke Peninsula | SAINTS - BALAKLAVA SD34102 | 10% POE Forecast | MVA | 2025 | 3.31 | 33kV | Radial | None | Normal (N)
Yorke Peninsula | BALAKLAVA - BALAKLAVA RURAL SD34102 | 10% POE Forecast | MVA | 2025 | 0 | 33kV | Radial | None | Normal (N)
Yorke Peninsula | BALAKLAVA - BALAKLAVA TOWNSHIP SD34102 | 10% POE Forecast | MVA | 2025 | 0 | 33kV | Radial | None | Normal (N)
Yorke Peninsula | KADINA EAST DISTRIBUTION - KADINA SD51102 | 10% POE Forecast | MVA | 2025 | 9.95 | 33kV | Radial | None | Normal (N)
Yorke Peninsula | KADINA EAST DISTRIBUTION - MOONTA TEE SD51200 | 10% POE Forecast | MVA | 2025 | 12.49 | 33kV | Radial | None | Normal (N)
Yorke Peninsula | MOONTA TEE - KADINA SD51200 | 10% POE Forecast | MVA | 2025 | 0 | 33kV | Radial | None | Normal (N)
Yorke Peninsula | MOONTA TEE - MOONTA SD51200 | 10% POE Forecast | MVA | 2025 | 12.41 | 33kV | Radial | N | Normal (N)
Yorke Peninsula | KADINA EAST DISTRIBUTION - WALLAROO TEE SD51300 | 10% POE Forecast | MVA | 2025 | 11 | 33kV | Radial | None | Normal (N)
Yorke Peninsula | WALLAROO TEE - KADINA SD51300 | 10% POE Forecast | MVA | 2025 | 0 | 33kV | Radial | None | Normal (N)
Yorke Peninsula | WALLAROO TEE - WALLAROO SD51300 | 10% POE Forecast | MVA | 2025 | 10.94 | 33kV | Radial | None | Normal (N)
Yorke Peninsula | ARDROSSAN WEST DISTRIBUTION - MAITLAND SD35100 | 10% POE Forecast | MVA | 2025 | 4.36 | 33kV | Radial | None | Normal (N)
Yorke Peninsula | ARDROSSAN WEST DISTRIBUTION - ARDROSSAN SD35201 | 10% POE Forecast | MVA | 2025 | 2.18 | 33kV | Radial | None | Normal (N)
Yorke Peninsula | ARDROSSAN WEST DISTRIBUTION - ARDROSSAN BHP SD35200 | 10% POE Forecast | MVA | 2025 | 5.96 | 33kV | Radial | None | Normal (N)
Yorke Peninsula | ARDROSSAN - ARDROSSAN BHP SD35200 | 10% POE Forecast | MVA | 2025 | 0 | 33kV | Radial | None | Normal (N)
Yorke Peninsula | ARDROSSAN BHP - PORT VINCENT SD35200 | 10% POE Forecast | MVA | 2025 | 5.77 | 33kV | Radial | None | Normal (N)
Yorke Peninsula | PORT VINCENT - MINLATON TEE SD35300 | 10% POE Forecast | MVA | 2025 | 2.56 | 33kV | Radial | None | Normal (N)
Yorke Peninsula | MINLATON TEE - CURRAMULKA TEE SD35300 | 10% POE Forecast | MVA | 2025 | 2.56 | 33kV | Radial | None | Normal (N)
Yorke Peninsula | CURRAMULKA TEE - CURRAMULKA SD35300 | 10% POE Forecast | MVA | 2025 | 0.3 | 33kV | Radial | None | Normal (N)
Yorke Peninsula | CURRAMULKA TEE - MINLATON SD35300 | 10% POE Forecast | MVA | 2025 | 2.22 | 33kV | Radial | None | Normal (N)
Yorke Peninsula | MINLATON TEE - PT VINCENT RURAL SD35300 | 10% POE Forecast | MVA | 2025 | 0 | 33kV | Radial | None | Normal (N)
Yorke Peninsula | DALRYMPLE - STANSBURY TEE SD35400 | 10% POE Forecast | MVA | 2025 | 5.93 | 33kV | Radial | None | Normal (N)
Yorke Peninsula | STANSBURY TEE - PORT GILES TEE SD35400 | 10% POE Forecast | MVA | 2025 | 2.79 | 33kV | Radial | None | Normal (N)
Yorke Peninsula | PORT GILES TEE - PORT GILES SD35400 | 10% POE Forecast | MVA | 2025 | 1.57 | 33kV | Radial | None | Normal (N)
Yorke Peninsula | STANSBURY TEE - STANSBURY SD35400 | 10% POE Forecast | MVA | 2025 | 3.19 | 33kV | Radial | None | Normal (N)
Yorke Peninsula | STANSBURY - PT VINCENT RURAL SD35403 | 10% POE Forecast | MVA | 2025 | 1.29 | 33kV | Radial | None | Normal (N)
Yorke Peninsula | DALRYMPLE - WOOL BAY RURAL SD35500 | 10% POE Forecast | MVA | 2025 | 5.36 | 33kV | Radial | None | Normal (N)
Yorke Peninsula | WOOL BAY RURAL - WOOL BAY SD35500 | 10% POE Forecast | MVA | 2025 | 5.33 | 33kV | Radial | None | Normal (N)
Yorke Peninsula | WOOL BAY RURAL - PORT GILES TEE SD35500 | 10% POE Forecast | MVA | 2025 | 0 | 33kV | Radial | None | Normal (N)
Yorke Peninsula | WOOL BAY - EDITHBURGH TEE SD35500 | 10% POE Forecast | MVA | 2025 | 5.31 | 33kV | Radial | None | Normal (N)
Yorke Peninsula | EDITHBURGH TEE - YORKETOWN SD35500 | 10% POE Forecast | MVA | 2025 | 3.75 | 33kV | Radial | None | Normal (N)
Yorke Peninsula | YORKETOWN - MARION BAY SD35500 | 10% POE Forecast | MVA | 2025 | 2.56 | 33kV | Radial | None | Normal (N)
Yorke Peninsula | EDITHBURGH TEE - EDITHBURGH SD35500 | 10% POE Forecast | MVA | 2025 | 1.36 | 33kV | Radial | None | Normal (N)
Metro West | ADELAIDE BRIGHTON CEMENT - PORT ADELAIDE SD1529 | 10% POE Forecast | MVA | 2026 | 65.55 | 66kV | Meshed | None | Normal (N)
Metro South | ALDINGA - WILLUNGA SD1674 | 10% POE Forecast | MVA | 2026 | 11 | 66kV | Meshed | None | Normal (N)
Metro North | ANGLE VALE - ANGLE VALE TEE SD1506A | 10% POE Forecast | MVA | 2026 | 11.6 | 66kV | Meshed | None | Normal (N)
Metro North | ANGLE VALE TEE - EVANSTON SD1506B | 10% POE Forecast | MVA | 2026 | 11.6 | 66kV | Meshed | None | Normal (N)
Metro North | ANGLE VALE TEE - VIRGINIA TEE SD2033 | 10% POE Forecast | MVA | 2026 | 0 | 66kV | Radial | None | Normal (N)
Metro West | ATHOL PARK - ATHOL PARK TEE SD1677A | 10% POE Forecast | MVA | 2026 | 18.1976 | 66kV | Radial | None | Normal (N)
Metro West | BLACKPOOL - FULHAM GARDENS SD1639 | 10% POE Forecast | MVA | 2026 | 87.5 | 66kV | Meshed | None | Normal (N)
Metro North | BOLIVAR - ST KILDA SD2034 | 10% POE Forecast | MVA | 2026 | 16.4 | 66kV | Radial | None | Normal (N)
Metro East | CAMPBELLTOWN - MAGILL SD1661 | 10% POE Forecast | MVA | 2026 | 48.7 | 66kV | Meshed | None | Normal (N)
Metro West | CHELTENHAM - CROYDON PARK TEE SD1655A | 10% POE Forecast | MVA | 2026 | 42.05 | 66kV | Meshed | None | Normal (N)
Metro South | CITY WEST - KESWICK SD2013 | 10% POE Forecast | MVA | 2026 | 193.6 | 66kV | Meshed | None | Normal (N)
Metro East | CITY WEST - WHITMORE SQUARE SD2016 | 10% POE Forecast | MVA | 2026 | 147.7 | 66kV | Meshed | None | Normal (N)
Metro East | COROMANDEL PLACE - WHITMORE SQUARE SD1681 | 10% POE Forecast | MVA | 2026 | 46.85 | 66kV | Meshed | None | Normal (N)
Metro East | CROYDON - HINDLEY STREET TEE SD1659B | 10% POE Forecast | MVA | 2026 | 41.65 | 66kV | Meshed | None | Normal (N)
Metro West | CROYDON - KILKENNY SD1523 | 10% POE Forecast | MVA | 2026 | 10 | 66kV | Meshed | None | Normal (N)
Metro West | CROYDON PARK - CROYDON PARK TEE SD1655B | 10% POE Forecast | MVA | 2026 | 49.4 | 66kV | Meshed | None | Normal (N)
Metro West | CROYDON PARK TEE - CROYDON SD1655C | 10% POE Forecast | MVA | 2026 | 71.25 | 66kV | Meshed | None | Normal (N)
Metro North | DIREK - PARALOWIE SD2004 | 10% POE Forecast | MVA | 2026 | 53.8 | 66kV | Meshed | None | Normal (N)
Metro East | DRY CREEK - KILBURN SOUTH TEE SD1658A | 10% POE Forecast | MVA | 2026 | 75.55 | 66kV | Meshed | None | Normal (N)
Metro East | EAST TERRACE - COROMANDEL PLACE SD1680 | 10% POE Forecast | MVA | 2026 | 30.3 | 66kV | Meshed | None | Normal (N)
Metro East | EAST TERRACE - NORTH ADELAIDE SD1560 | 10% POE Forecast | MVA | 2026 | 21.05 | 66kV | Meshed | None | Normal (N)
Metro North | EDINBURGH - SALISBURY SD1688 | 10% POE Forecast | MVA | 2026 | 19.1 | 66kV | Meshed | None | Normal (N)
Metro North | ELIZABETH DOWNS - PENFIELD SD1508 | 10% POE Forecast | MVA | 2026 | 18 | 66kV | Meshed | None | Normal (N)
Metro North | ELIZABETH DOWNS - SMITHFIELD WEST SD1686 | 10% POE Forecast | MVA | 2026 | 45.5 | 66kV | Meshed | N-1 | Normal (N)
Metro North | ELIZABETH HEIGHTS - ELIZABETH DOWNS SD1501 | 10% POE Forecast | MVA | 2026 | 47.8 | 66kV | Meshed | None | Normal (N)
Metro North | ELIZABETH SOUTH - EDINBURGH SD1511 | 10% POE Forecast | MVA | 2026 | 26.3 | 66kV | Meshed | None | Normal (N)
Metro West | FINDON - FINDON TEE SD1520A | 10% POE Forecast | MVA | 2026 | 18.15 | 66kV | Meshed | None | Normal (N)
Metro West | FINDON TEE - FLINDERS PARK SD1520B | 10% POE Forecast | MVA | 2026 | 32.3 | 66kV | Meshed | None | Normal (N)
Metro West | FLINDERS PARK - NEW RICHMOND SD1521 | 10% POE Forecast | MVA | 2026 | 16 | 66kV | Meshed | None | Normal (N)
Metro West | FULHAM GARDENS - FINDON TEE SD1520C | 10% POE Forecast | MVA | 2026 | 15.55 | 66kV | Meshed | None | Normal (N)
Metro West | FULHAM GARDENS - HENLEY SOUTH #1 SD1519 | 10% POE Forecast | MVA | 2026 | 17.3 | 66kV | Meshed | None | Normal (N)
Metro West | FULHAM GARDENS - HENLEY SOUTH #2 SD1691 | 10% POE Forecast | MVA | 2026 | 17.3 | 66kV | Meshed | None | Normal (N)
Metro South | GLENELG NORTH TEE - GLENELG NORTH SD1584A | 10% POE Forecast | MVA | 2026 | 0 | 66kV | Meshed | None | Normal (N)
Metro South | GLENELG NORTH TEE - PLYMPTON SD1584B | 10% POE Forecast | MVA | 2026 | 46 | 66kV | Meshed | None | Normal (N)
Metro East | GOLDEN GROVE - INGLE FARM SD1647 | 10% POE Forecast | MVA | 2026 | 54.85 | 66kV | Meshed | None | Normal (N)
Metro South | HACKHAM - PORT NOARLUNGA SD1694A | 10% POE Forecast | MVA | 2026 | 46.3 | 66kV | Meshed | None | Normal (N)
Metro South | HAPPY VALLEY - HV/SAW TEE SD1591A | 10% POE Forecast | MVA | 2026 | 39.9 | 66kV | Meshed | None | Normal (N)
Metro South | HAPPY VALLEY - PANORAMA #1 SD1665 | 10% POE Forecast | MVA | 2026 | 45.1 | 66kV | Meshed | None | Normal (N)
Metro South | HAPPY VALLEY - PANORAMA #2 SD1666 | 10% POE Forecast | MVA | 2026 | 45.3 | 66kV | Meshed | None | Normal (N)
Metro South | HAPPY VALLEY - SEACOMBE #1 SD1566 | 10% POE Forecast | MVA | 2026 | 61.1 | 66kV | Meshed | None | Normal (N)
Metro South | HAPPY VALLEY - SEACOMBE #2 SD1590 | 10% POE Forecast | MVA | 2026 | 52 | 66kV | Meshed | None | Normal (N)
Metro East | HILLCREST - HOLDEN HILL SD1692 | 10% POE Forecast | MVA | 2026 | 29.3 | 66kV | Meshed | None | Normal (N)
Metro East | HINDLEY STREET - WHITMORE SQUARE SD1664 | 10% POE Forecast | MVA | 2026 | 66.6 | 66kV | Meshed | None | Normal (N)
Metro East | HINDLEY STREET TEE - HINDLEY STREET SD1659C | 10% POE Forecast | MVA | 2026 | 23.3 | 66kV | Meshed | None | Normal (N)
Metro East | HOLDEN HILL - CAMPBELLTOWN SD1660 | 10% POE Forecast | MVA | 2026 | 25.15 | 66kV | Meshed | None | Normal (N)
Metro East | HOLDEN HILL - HOPE VALLEY SD1554A | 10% POE Forecast | MVA | 2026 | 48.1 | 66kV | Meshed | None | Normal (N)
Metro East | HOPE VALLEY - TEA TREE GULLY SD1554B | 10% POE Forecast | MVA | 2026 | 32.7 | 66kV | Meshed | None | Normal (N)
Metro South | HV/SAW TEE - MORPHETT VALE EAST SD1591C | 10% POE Forecast | MVA | 2026 | 31.6 | 66kV | Meshed | None | Normal (N)
Metro East | KENT TOWN - KENT TOWN TEE SD1690 | 10% POE Forecast | MVA | 2026 | 30.8566 | 66kV | Meshed | None | Normal (N)
Metro South | KESWICK - CLARENCE GARDENS SD1671 | 10% POE Forecast | MVA | 2026 | 21.1 | 66kV | Radial | None | Normal (N)
Metro South | KESWICK - NEW RICHMOND TEE SD1670A | 10% POE Forecast | MVA | 2026 | 88.9 | 66kV | Meshed | N-1 | Normal (N)
Metro South | KESWICK - WHITMORE SQUARE TEE SD1669A | 10% POE Forecast | MVA | 2026 | 62.2 | 66kV | Meshed | None | Normal (N)
Metro West | KILBURN - CAVAN SD2014 | 10% POE Forecast | MVA | 2026 | 40.3447 | 66kV | Meshed | None | Normal (N)
Metro West | KILBURN - CROYDON PARK SD1531 | 10% POE Forecast | MVA | 2026 | 64.45 | 66kV | Meshed | None | Normal (N)
Metro East | KILBURN SOUTH TEE - KILBURN SOUTH SD1658B | 10% POE Forecast | MVA | 2026 | 17.2 | 66kV | Radial | None | Normal (N)
Metro East | KILBURN SOUTH TEE - PROSPECT SD1658C | 10% POE Forecast | MVA | 2026 | 64.35 | 66kV | Meshed | None | Normal (N)
Metro West | KILKENNY - WOODVILLE SD1675 | 10% POE Forecast | MVA | 2026 | 28.3 | 66kV | Meshed | None | Normal (N)
Metro South | KINGSWOOD - NORTH UNLEY SD1574 | 10% POE Forecast | MVA | 2026 | 44.8 | 66kV | Meshed | None | Normal (N)
Metro West | LARGS NORTH - ADELAIDE BRIGHTON CEMENT SD1654 | 10% POE Forecast | MVA | 2026 | 81.2 | 66kV | Meshed | None | Normal (N)
Metro West | LEFEVRE - BLACKPOOL SD1693 | 10% POE Forecast | MVA | 2026 | 59.3 | 66kV | Meshed | None | Normal (N)
Metro South | LINDEN PARK - LINDEN PARK TEE SD1662A | 10% POE Forecast | MVA | 2026 | 0 | 66kV | Meshed | None | Normal (N)
Metro South | LOWER MITCHAM - KINGSWOOD SD1563 | 10% POE Forecast | MVA | 2026 | 18.9 | 66kV | Meshed | None | Normal (N)
Metro East | MAGILL - BURNSIDE SD1556 | 10% POE Forecast | MVA | 2026 | 13.5408 | 66kV | Radial | None | Normal (N)
Metro East | MAGILL - KENT TOWN TEE SD1663A | 10% POE Forecast | MVA | 2026 | 30.8566 | 66kV | Meshed | None | Normal (N)
Metro East | MAGILL - NORWOOD SD1543 | 10% POE Forecast | MVA | 2026 | 64.6 | 66kV | Meshed | None | Normal (N)
Metro South | MAGILL - URAIDLA TEE SD1662B | 10% POE Forecast | MVA | 2026 | 60.3 | 66kV | Meshed | None | Normal (N)
Metro East | MAGILL - WOODFORDE 2 SD1678 | 10% POE Forecast | MVA | 2026 | 19.15 | 66kV | Radial | None | Normal (N)
Metro East | MAGILL - WOODFORDE 3 SD1679 | 10% POE Forecast | MVA | 2026 | 19.25 | 66kV | Radial | None | Normal (N)
Metro South | MCLAREN FLAT - WILLUNGA SD1594A | 10% POE Forecast | MVA | 2026 | 58.9 | 66kV | Meshed | N-1 | Normal (N)
Metro South | MORPHETT VALE EAST - CLARENDON SD1592 | 10% POE Forecast | MVA | 2026 | 3.4425 | 66kV | Radial | None | Normal (N)
Metro South | MORPHETT VALE EAST - HACKHAM SD1694B | 10% POE Forecast | MVA | 2026 | 63.6 | 66kV | Meshed | None | Normal (N)
Metro South | MORPHETT VALE EAST - MCLAREN FLAT SD1594B | 10% POE Forecast | MVA | 2026 | 71.3 | 66kV | Meshed | N-1 | Normal (N)
Metro South | MORPHETT VALE EAST - PORT STANVAC #1 SD1593 | 10% POE Forecast | MVA | 2026 | 57.8 | 66kV | Meshed | None | Normal (N)
Metro South | MORPHETT VALE EAST - PORT STANVAC #2 SD2010 | 10% POE Forecast | MVA | 2026 | 63.1 | 66kV | Meshed | None | Normal (N)
Metro South | MORPHETTVILLE - ASCOT PARK SD1586 | 10% POE Forecast | MVA | 2026 | 10 | 66kV | Meshed | None | Normal (N)
Metro South | MORPHETTVILLE - GLENELG NORTH TEE SD1584C | 10% POE Forecast | MVA | 2026 | 46 | 66kV | Meshed | None | Normal (N)
Metro South | MORPHETTVILLE - OAKLANDS SD1585 | 10% POE Forecast | MVA | 2026 | 21 | 66kV | Meshed | None | Normal (N)
Metro North | MUNNO PARA - ELIZABETH DOWNS SD2023 | 10% POE Forecast | MVA | 2026 | 38.8 | 66kV | Meshed | None | Normal (N)
Metro North | MUNNO PARA - EVANSTON SD1652 | 10% POE Forecast | MVA | 2026 | 55.2 | 66kV | Meshed | N-1 | Normal (N)
Metro West | NEW OSBORNE - BLACKPOOL SD1518 | 10% POE Forecast | MVA | 2026 | 74.5 | 66kV | Meshed | None | Normal (N)
Metro West | NEW OSBORNE - GLANVILLE SD1527 | 10% POE Forecast | MVA | 2026 | 102.5 | 66kV | Meshed | N-1 | Normal (N)
Metro West | NEW OSBORNE - LARGS NORTH SD1653 | 10% POE Forecast | MVA | 2026 | 96.2 | 66kV | Meshed | None | Normal (N)
Metro West | NEW OSBORNE - SMORGON STEEL RECYCLING SD1532A | 10% POE Forecast | MVA | 2026 | 10.45 | 66kV | Meshed | None | Normal (N)
Metro West | NEW RICHMOND - THEBARTON SD1516 | 10% POE Forecast | MVA | 2026 | 27.5 | 66kV | Meshed | None | Normal (N)
Metro South | NEW RICHMOND TEE - NEW RICHMOND SD1670B | 10% POE Forecast | MVA | 2026 | 0 | 66kV | Meshed | None | Normal (N)
Metro South | NEW RICHMOND TEE - PLYMPTON SD1670C | 10% POE Forecast | MVA | 2026 | 88.9 | 66kV | Meshed | None | Normal (N)
Metro South | NOARLUNGA CENTRE - PORT NOARLUNGA SD1668 | 10% POE Forecast | MVA | 2026 | 41.8 | 66kV | Meshed | None | Normal (N)
Metro East | NORTH ADELAIDE - HINDLEY STREET TEE SD1659A | 10% POE Forecast | MVA | 2026 | 18.35 | 66kV | Meshed | None | Normal (N)
Metro South | NORTH UNLEY - WHITMORE SQUARE TEE SD1669B | 10% POE Forecast | MVA | 2026 | 61.9 | 66kV | Meshed | N-1 | Normal (N)
Metro East | NORTHFIELD - CLEARVIEW SD1549 | 10% POE Forecast | MVA | 2026 | 27.4282 | 66kV | Radial | None | Normal (N)
Metro East | NORTHFIELD - DRY CREEK SD1657 | 10% POE Forecast | MVA | 2026 | 47.05 | 66kV | Meshed | None | Normal (N)
Metro East | NORTHFIELD - HARROW SD1535 | 10% POE Forecast | MVA | 2026 | 22.048 | 66kV | Radial | None | Normal (N)
Metro East | NORTHFIELD - HILLCREST SD1534 | 10% POE Forecast | MVA | 2026 | 67.2 | 66kV | Meshed | None | Normal (N)
Metro East | NORTHFIELD - HOLDEN HILL SD1539 | 10% POE Forecast | MVA | 2026 | 72.5 | 66kV | Meshed | None | Normal (N)
Metro East | NORTHFIELD - INGLE FARM #1 SD1548 | 10% POE Forecast | MVA | 2026 | 42 | 66kV | Meshed | None | Normal (N)
Metro East | NORTHFIELD - INGLE FARM #2 SD2019 | 10% POE Forecast | MVA | 2026 | 43.7 | 66kV | Meshed | None | Normal (N)
Metro East | NORWOOD - EAST TERRACE SD1545 | 10% POE Forecast | MVA | 2026 | 49.2 | 66kV | Meshed | N-1 | Normal (N)
Metro East | NORWOOD - KENT TOWN SD1559 | 10% POE Forecast | MVA | 2026 | 0 | 66kV | Meshed | None | Normal (N)
Metro East | NORWOOD - LINDEN PARK SD1544 | 10% POE Forecast | MVA | 2026 | 41.85 | 66kV | Meshed | None | Normal (N)
Metro South | PANORAMA - ASCOT PARK SD1587 | 10% POE Forecast | MVA | 2026 | 22.1 | 66kV | Meshed | None | Normal (N)
Metro South | PANORAMA - BLACKWOOD SD1572 | 10% POE Forecast | MVA | 2026 | 32.1 | 66kV | Radial | None | Normal (N)
Metro South | PANORAMA - CUDMORE PARK SD1573 | 10% POE Forecast | MVA | 2026 | 11.01 | 66kV | Radial | None | Normal (N)
Metro South | PANORAMA - LINDEN PARK TEE SD1662C | 10% POE Forecast | MVA | 2026 | 60 | 66kV | Meshed | None | Normal (N)
Metro South | PANORAMA - LOWER MITCHAM SD1562 | 10% POE Forecast | MVA | 2026 | 40.3 | 66kV | Meshed | None | Normal (N)
Metro South | PANORAMA - TONSLEY EAST SD2035 | 10% POE Forecast | MVA | 2026 | 21 | 66kV | Meshed | None | Normal (N)
Metro North | PARA - ELIZABETH HEIGHTS SD1504 | 10% POE Forecast | MVA | 2026 | 66.7 | 66kV | Meshed | None | Normal (N)
Metro North | PARA - ELIZABETH SOUTH SD1503 | 10% POE Forecast | MVA | 2026 | 53 | 66kV | Meshed | None | Normal (N)
Metro North | PARAFIELD GARDENS - CAVAN SD1687 | 10% POE Forecast | MVA | 2026 | 0 | 66kV | Meshed | None | Normal (N)
Metro North | PARAFIELD GARDENS - SALISBURY SD1502 | 10% POE Forecast | MVA | 2026 | 70.4 | 66kV | Meshed | None | Normal (N)
Metro North | PARAFIELD GARDENS WEST - BOLIVAR SD1683 | 10% POE Forecast | MVA | 2026 | 15.8 | 66kV | Radial | None | Normal (N)
Metro North | PARAFIELD GARDENS WEST - PARAFIELD GARDENS SD1682 | 10% POE Forecast | MVA | 2026 | 104.8 | 66kV | Meshed | N-1 | Normal (N)
Metro North | PARAFIELD GARDENS WEST - PARALOWIE SD1510 | 10% POE Forecast | MVA | 2026 | 73.5 | 66kV | Meshed | None | Normal (N)
Metro North | PENFIELD - DIREK SD1685 | 10% POE Forecast | MVA | 2026 | 23.2 | 66kV | Meshed | None | Normal (N)
Metro North | PENFIELD - ELIZABETH SOUTH SD1509 | 10% POE Forecast | MVA | 2026 | 24.2 | 66kV | Meshed | None | Normal (N)
Metro South | PLYMPTON - GLENELG NORTH SD1583 | 10% POE Forecast | MVA | 2026 | 21.6 | 66kV | Meshed | None | Normal (N)
Metro West | PORT ADELAIDE - CHELTENHAM SD1646 | 10% POE Forecast | MVA | 2026 | 54.15 | 66kV | Meshed | None | Normal (N)
Metro West | PORT ADELAIDE NORTH - ATHOL PARK TEE SD1677B | 10% POE Forecast | MVA | 2026 | 15.85 | 66kV | Meshed | None | Normal (N)
Metro South | PORT NOARLUNGA - SEAFORD SD1676A | 10% POE Forecast | MVA | 2026 | 42.4 | 66kV | Meshed | N-1 | Normal (N)
Metro South | PORT STANVAC - LONSDALE SD1673 | 10% POE Forecast | MVA | 2026 | 44.7 | 66kV | Meshed | None | Normal (N)
Metro South | PORT STANVAC - NOARLUNGA CENTRE SD1667 | 10% POE Forecast | MVA | 2026 | 59.1 | 66kV | Meshed | None | Normal (N)
Metro East | PROSPECT - CROYDON SD2024 | 10% POE Forecast | MVA | 2026 | 41.75 | 66kV | Meshed | None | Normal (N)
Metro West | QUEENSTOWN - GLANVILLE SD1526 | 10% POE Forecast | MVA | 2026 | 88.1 | 66kV | Meshed | None | Normal (N)
Metro South | SEACOMBE - OAKLANDS SD1565 | 10% POE Forecast | MVA | 2026 | 38.2 | 66kV | Meshed | None | Normal (N)
Metro South | SEACOMBE - SHEIDOW PARK SD1672 | 10% POE Forecast | MVA | 2026 | 43.6 | 66kV | Meshed | None | Normal (N)
Metro South | SEAFORD - ALDINGA SD1676B | 10% POE Forecast | MVA | 2026 | 31 | 66kV | Meshed | N-1 | Normal (N)
Metro South | SHEIDOW PARK - LONSDALE SD2009 | 10% POE Forecast | MVA | 2026 | 19.1 | 66kV | Meshed | None | Normal (N)
Metro North | SMITHFIELD WEST - ANGLE VALE SD1650 | 10% POE Forecast | MVA | 2026 | 15.8 | 66kV | Meshed | None | Normal (N)
Metro West | SMORGON STEEL RECYCLING - PORT ADELAIDE NORTH SD1532B | 10% POE Forecast | MVA | 2026 | 10.45 | 66kV | Meshed | None | Normal (N)
Metro North | ST KILDA - VIRGINIA SD1684 | 10% POE Forecast | MVA | 2026 | 16.2 | 66kV | Radial | None | Normal (N)
Metro East | TEA TREE GULLY - GOLDEN GROVE SD1638 | 10% POE Forecast | MVA | 2026 | 24.5 | 66kV | Meshed | None | Normal (N)
Metro West | THEBARTON - CROYDON SD1522 | 10% POE Forecast | MVA | 2026 | 45.35 | 66kV | Meshed | None | Normal (N)
Metro South | TONSLEY EAST - TONSLEY PARK SD1588 | 10% POE Forecast | MVA | 2026 | 21 | 66kV | Meshed | None | Normal (N)
Metro South | TONSLEY PARK - SEACOMBE SD1564 | 10% POE Forecast | MVA | 2026 | 10 | 66kV | Meshed | None | Normal (N)
Metro West | TORRENS ISLAND - ATHOL PARK TEE SD1677C | 10% POE Forecast | MVA | 2026 | 32.8 | 66kV | Meshed | None | Normal (N)
Metro West | TORRENS ISLAND - KILBURN SD1656 | 10% POE Forecast | MVA | 2026 | 65.1 | 66kV | Meshed | None | Normal (N)
Metro South | URAIDLA TEE - LINDEN PARK TEE SD1662D | 10% POE Forecast | MVA | 2026 | 60.2 | 66kV | Meshed | None | Normal (N)
Metro North | VIRGINIA - VIRGINIA TEE SD2022A | 10% POE Forecast | MVA | 2026 | 9.28 | 66kV | Radial | None | Normal (N)
Metro North | VIRGINIA TEE - TWO WELLS SD2022B | 10% POE Forecast | MVA | 2026 | 9.28 | 66kV | Radial | None | Normal (N)
Metro East | WHITMORE SQUARE - KENT TOWN TEE SD1663B | 10% POE Forecast | MVA | 2026 | 0 | 66kV | Meshed | None | Normal (N)
Metro East | WHITMORE SQUARE - WHITMORE SQUARE TEE SD1669C | 10% POE Forecast | MVA | 2026 | 0 | 66kV | Meshed | None | Normal (N)
Metro West | WOODVILLE - FINDON SD1524 | 10% POE Forecast | MVA | 2026 | 35.9 | 66kV | Meshed | None | Normal (N)
Metro West | WOODVILLE - QUEENSTOWN SD1525 | 10% POE Forecast | MVA | 2026 | 73.25 | 66kV | Meshed | None | Normal (N)
Eastern Hills | MOUNT BARKER DISTRIBUTION - MOUNT BARKER SOUTH SD2012 | 10% POE Forecast | MVA | 2026 | 42.7156 | 66kV | Meshed | None | Normal (N)
Eastern Hills | MOUNT BARKER DISTRIBUTION - BALHANNAH SD1598 | 10% POE Forecast | MVA | 2026 | 43.5144 | 66kV | Radial | None | Normal (N)
Eastern Hills | BALHANNAH - URAIDLA SD1599 | 10% POE Forecast | MVA | 2026 | 21.3744 | 66kV | Radial | None | Normal (N)
Eastern Hills | URAIDLA - MAGILL (METRO SOUTH TIE) SD1662E | 10% POE Forecast | MVA | 2026 | 0 | 66kV | Radial | None | Normal (N)
Eastern Hills | MOUNT BARKER DISTRIBUTION - HAHNDORF SD1596 | 10% POE Forecast | MVA | 2026 | 5.2 | 66kV | Radial | None | Normal (N)
Eastern Hills | MOUNT BARKER SOUTH - MEADOWS SD1597 | 10% POE Forecast | MVA | 2026 | 6.0389 | 66kV | Radial | None | Normal (N)
Eastern Hills | MOUNT BARKER SOUTH - STRATHALBYN EAST TEE SD1601A | 10% POE Forecast | MVA | 2026 | 20.0756 | 66kV | Radial | None | Normal (N)
Eastern Hills | STRATHALBYN EAST TEE - STRATHALBYN SD1601B | 10% POE Forecast | MVA | 2026 | 19.6533 | 66kV | Radial | None | Normal (N)
Eastern Hills | STRATHALBYN - BELVIDERE SD1602 | 10% POE Forecast | MVA | 2026 | 7.9722 | 66kV | Radial | None | Normal (N)
Eastern Hills | BELVIDERE - MILANG SD1603 | 10% POE Forecast | MVA | 2026 | 4.0156 | 66kV | Radial | None | Normal (N)
Eastern Hills | BELVIDERE - LANGHORNE CREEK SD1604 | 10% POE Forecast | MVA | 2026 | 3.9533 | 66kV | Radial | None | Normal (N)
Eyre Peninsula | YADNARIE - CLEVE SD1609 | 10% POE Forecast | MVA | 2026 | 8.9675 | 66kV | Radial | None | Normal (N)
Eyre Peninsula | YADNARIE - RUDALL SD1610 | 10% POE Forecast | MVA | 2026 | 3.9544 | 66kV | Radial | None | Normal (N)
Eyre Peninsula | RUDALL - DARKE PEAK SD1611 | 10% POE Forecast | MVA | 2026 | 2.8511 | 66kV | Radial | None | Normal (N)
Eyre Peninsula | DARKE PEAK - CARALUE SD1612 | 10% POE Forecast | MVA | 2026 | 2.5711 | 66kV | Radial | None | Normal (N)
Eyre Peninsula | RUDALL - LOCK SD1613 | 10% POE Forecast | MVA | 2026 | 0.85889 | 66kV | Radial | None | Normal (N)
Eyre Peninsula | LOCK - POLDA SD1614 | 10% POE Forecast | MVA | 2026 | 0 | 66kV | Radial | None | Normal (N)
Eyre Peninsula | WUDINNA - POLDA SD1615 | 10% POE Forecast | MVA | 2026 | 1.0433 | 66kV | Radial | None | Normal (N)
Eyre Peninsula | WUDINNA - MOORKITABIE SD1605 | 10% POE Forecast | MVA | 2026 | 13.3244 | 66kV | Radial | None | Normal (N)
Eyre Peninsula | MOORKITABIE - TARLTON SD1606 | 10% POE Forecast | MVA | 2026 | 12.2456 | 66kV | Radial | None | Normal (N)
Eyre Peninsula | TARLTON - STREAKY BAY SD1607 | 10% POE Forecast | MVA | 2026 | 3.5922 | 66kV | Radial | None | Normal (N)
Eyre Peninsula | TARLTON - CEDUNA SD1608 | 10% POE Forecast | MVA | 2026 | 7.7733 | 66kV | Radial | None | Normal (N)
Riverland | NORTH WEST BEND - MORGAN TEE SD1616 | 10% POE Forecast | MVA | 2026 | 11.3478 | 66kV | Radial | None | Normal (N)
Riverland | MORGAN TEE - CORDOLA SD1617 | 10% POE Forecast | MVA | 2026 | 10.4267 | 66kV | Radial | None | Normal (N)
Riverland | CORDOLA - ROONKA SD1618 | 10% POE Forecast | MVA | 2026 | 9.1922 | 66kV | Radial | None | Normal (N)
Riverland | ROONKA - PORTEE SD1619 | 10% POE Forecast | MVA | 2026 | 6.7289 | 66kV | Radial | None | Normal (N)
Riverland | PORTEE - SWAN REACH SD1620 | 10% POE Forecast | MVA | 2026 | 6.3133 | 66kV | Radial | None | Normal (N)
Riverland | NORTH WEST BEND - CADELL SD1622 | 10% POE Forecast | MVA | 2026 | 16.4233 | 66kV | Radial | None | Normal (N)
Riverland | CADELL - QUALCO SD1623 | 10% POE Forecast | MVA | 2026 | 15.4633 | 66kV | Radial | None | Normal (N)
Riverland | QUALCO - RAMCO SD1624 | 10% POE Forecast | MVA | 2026 | 12.7889 | 66kV | Radial | None | Normal (N)
Riverland | RAMCO - WAIKERIE SD1625 | 10% POE Forecast | MVA | 2026 | 8.2411 | 66kV | Radial | None | Normal (N)
Riverland | BERRI - GLOSSOP SD1626 | 10% POE Forecast | MVA | 2026 | 31.9767 | 66kV | Radial | None | Normal (N)
Riverland | GLOSSOP - LOVEDAY SD1627 | 10% POE Forecast | MVA | 2026 | 19.7478 | 66kV | Radial | None | Normal (N)
Riverland | LOVEDAY - WOOLPUNDA SD1628 | 10% POE Forecast | MVA | 2026 | 8.4844 | 66kV | Radial | None | Normal (N)
Riverland | WOOLPUNDA - WAIKERIE SD1629 | 10% POE Forecast | MVA | 2026 | 0 | 66kV | Radial | None | Normal (N)
Riverland | BERRI - LOXTON SD1630 | 10% POE Forecast | MVA | 2026 | 24.8478 | 66kV | Radial | None | Normal (N)
Riverland | LOXTON - PYAP SD1631 | 10% POE Forecast | MVA | 2026 | 13.2933 | 66kV | Radial | None | Normal (N)
Riverland | BERRI - RENMARK SD1632 | 10% POE Forecast | MVA | 2026 | 33.74 | 66kV | Radial | None | Normal (N)
Riverland | RENMARK - PARINGA SD1633 | 10% POE Forecast | MVA | 2026 | 16.8 | 66kV | Radial | None | Normal (N)
Riverland | BERRI - LYRUP SD1634 | 10% POE Forecast | MVA | 2026 | 5.3333 | 66kV | Radial | None | Normal (N)
Metro South | WILLUNGA - MYPONGA SD1568 | 10% POE Forecast | MVA | 2026 | 28.2222 | 66kV | Radial | None | Normal (N)
Metro South | MYPONGA - YANKALILLA SD1569 | 10% POE Forecast | MVA | 2026 | 23.2467 | 66kV | Radial | None | Normal (N)
Metro South | YANKALILLA - CAPE JERVIS SD1689 | 10% POE Forecast | MVA | 2026 | 18.0456 | 66kV | Radial | None | Normal (N)
Metro South | WILLUNGA - SQUARE WATER HOLE SD1570 | 10% POE Forecast | MVA | 2026 | 48.5389 | 66kV | Radial | None | Normal (N)
Metro South | SQUARE WATER HOLE - VICTOR HARBOR SD1595 | 10% POE Forecast | MVA | 2026 | 26.3756 | 66kV | Radial | None | Normal (N)
Metro South | SQUARE WATER HOLE - GOOLWA SD1571 | 10% POE Forecast | MVA | 2026 | 15.9644 | 66kV | Radial | None | Normal (N)
Eastern Hills | BALHANNAH - WOODSIDE SD41100 | 10% POE Forecast | MVA | 2026 | 9.4125 | 33kV | Radial | None | Normal (N)
Eastern Hills | BALHANNAH - VERDUN TEE SD41200 | 10% POE Forecast | MVA | 2026 | 3.7175 | 33kV | Radial | None | Normal (N)
Eastern Hills | VERDUN TEE - ALDGATE TEE SD41200 | 10% POE Forecast | MVA | 2026 | 0 | 33kV | Radial | None | Normal (N)
Eastern Hills | VERDUN TEE - MYLOR SD41200 | 10% POE Forecast | MVA | 2026 | 2.2775 | 33kV | Radial | None | Normal (N)
Eastern Hills | BALHANNAH - NAIRNE TEE SD41300 | 10% POE Forecast | MVA | 2026 | 9.135 | 33kV | Radial | None | Normal (N)
Eastern Hills | NAIRNE TEE - NAIRNE SD41300 | 10% POE Forecast | MVA | 2026 | 7.9025 | 33kV | Radial | None | Normal (N)
Eastern Hills | NAIRNE TEE - BRUKUNGA SD41300 | 10% POE Forecast | MVA | 2026 | 0.4275 | 33kV | Radial | None | Normal (N)
Eastern Hills | URAIDLA - PICCADILLY TEE SD42100 | 10% POE Forecast | MVA | 2026 | 16.4375 | 33kV | Radial | None | Normal (N)
Eastern Hills | PICCADILLY TEE - PICCADILLY EOL SD42100 | 10% POE Forecast | MVA | 2026 | 1.65 | 33kV | Radial | None | Normal (N)
Eastern Hills | PICCADILLY TEE - ALDGATE TEE SD42100 | 10% POE Forecast | MVA | 2026 | 14.515 | 33kV | Radial | None | Normal (N)
Eastern Hills | ALDGATE TEE - ALDGATE SD42100 | 10% POE Forecast | MVA | 2026 | 7.305 | 33kV | Radial | None | Normal (N)
Eastern Hills | ANGAS CREEK - BIRDWOOD TEE SD38100 | 10% POE Forecast | MVA | 2026 | 7.4425 | 33kV | Radial | None | Normal (N)
Eastern Hills | BIRDWOOD TEE - GUMERACHA RURAL SD38100 | 10% POE Forecast | MVA | 2026 | 1.1125 | 33kV | Radial | None | Normal (N)
Eastern Hills | BIRDWOOD TEE - BIRDWOOD SD38100 | 10% POE Forecast | MVA | 2026 | 6.0675 | 33kV | Radial | None | Normal (N)
Eastern Hills | BIRDWOOD - MOUNT PLEASANT TEE SD38100 | 10% POE Forecast | MVA | 2026 | 3.0675 | 33kV | Radial | None | Normal (N)
Eastern Hills | MOUNT PLEASANT TEE - PALMER RURAL SD38100 | 10% POE Forecast | MVA | 2026 | 0.32 | 33kV | Radial | None | Normal (N)
Eastern Hills | MOUNT PLEASANT TEE - MOUNT PLEASANT SD38100 | 10% POE Forecast | MVA | 2026 | 2.3175 | 33kV | Radial | None | Normal (N)
Eastern Hills | ANGAS CREEK - ANGAS CREEK TEE SD38200 | 10% POE Forecast | MVA | 2026 | 11.7175 | 33kV | Radial | None | Normal (N)
Eastern Hills | ANGAS CREEK TEE - LOBETHAL SD38200 | 10% POE Forecast | MVA | 2026 | 7.9525 | 33kV | Radial | None | Normal (N)
Eastern Hills | LOBETHAL - WOODSIDE SD38200 | 10% POE Forecast | MVA | 2026 | 0.1 | 33kV | Radial | None | Normal (N)
Eastern Hills | ANGAS CREEK TEE - GUMERACHA WEIR SD38200 | 10% POE Forecast | MVA | 2026 | 3.57 | 33kV | Radial | None | Normal (N)
Eastern Hills | GUMERACHA WEIR - HOUGHTON SD38200 | 10% POE Forecast | MVA | 2026 | 2.525 | 33kV | Radial | None | Normal (N)
Eastern Hills | GUMERACHA WEIR - KERSBROOK SD38200 | 10% POE Forecast | MVA | 2026 | 0.915 | 33kV | Radial | None | Normal (N)
Eastern Hills | KERSBROOK - WILLIAMSTOWN SOUTH TEE SD38200 | 10% POE Forecast | MVA | 2026 | 0.4 | 33kV | Radial | None | Normal (N)
Eastern Hills | GUMERACHA WEIR - GUMERACHA RURAL SD38200 | 10% POE Forecast | MVA | 2026 | 0 | 33kV | Radial | None | Normal (N)
Eyre Peninsula | WHYALLA CENTRAL - WHYALLA CITY 1 SD56101 | 10% POE Forecast | MVA | 2026 | 9.64 | 33kV | Radial | None | Normal (N)
Eyre Peninsula | WHYALLA CENTRAL - WHYALLA CITY 2 SD56102 | 10% POE Forecast | MVA | 2026 | 11 | 33kV | Radial | None | Normal (N)
Eyre Peninsula | WHYALLA CENTRAL - WHYALLA STUART SD56201 | 10% POE Forecast | MVA | 2026 | 19.4025 | 33kV | Radial | None | Normal (N)
Eyre Peninsula | WHYALLA CENTRAL - WHYALLA NORTH TEE SD56301 | 10% POE Forecast | MVA | 2026 | 5.7025 | 33kV | Radial | None | Normal (N)
Eyre Peninsula | WHYALLA NORTH TEE - WHYALLA TERMINAL SD56301 | 10% POE Forecast | MVA | 2026 | 0 | 33kV | Radial | None | Normal (N)
Eyre Peninsula | WHYALLA NORTH TEE - WHYALLA SOLAR SD56301 | 10% POE Forecast | MVA | 2026 | 5.5125 | 33kV | Radial | None | Normal (N)
Eyre Peninsula | WHYALLA SOLAR - WHYALLA NORTH SD56301 | 10% POE Forecast | MVA | 2026 | 0.5325 | 33kV | Radial | None | Normal (N)
Eyre Peninsula | PORT LINCOLN TERMINAL - PORT LINCOLN CITY TEE PL32 | 10% POE Forecast | MVA | 2026 | 15.3 | 33kV | Radial | None | Normal (N)
Eyre Peninsula | PORT LINCOLN CITY TEE - PORT LINCOLN CITY PL32 | 10% POE Forecast | MVA | 2026 | 0 | 33kV | Radial | None | Normal (N)
Eyre Peninsula | PORT LINCOLN CITY TEE - PORT LINCOLN MARINA TEE PL32 | 10% POE Forecast | MVA | 2026 | 14.83 | 33kV | Radial | None | Normal (N)
Eyre Peninsula | PORT LINCOLN MARINA TEE - PORT LINCOLN DOCKS PL32 | 10% POE Forecast | MVA | 2026 | 6.43 | 33kV | Radial | None | Normal (N)
Eyre Peninsula | PORT LINCOLN MARINA TEE - PORT LINCOLN MARINA PL32 | 10% POE Forecast | MVA | 2026 | 8.35 | 33kV | Radial | None | Normal (N)
Eyre Peninsula | PORT LINCOLN TERMINAL - PORT LINCOLN CITY SD61101 | 10% POE Forecast | MVA | 2026 | 12.07 | 33kV | Radial | None | Normal (N)
Eyre Peninsula | PORT LINCOLN TERMINAL - POONINDIE TEE PL34 | 10% POE Forecast | MVA | 2026 | 13.74 | 33kV | Radial | None | Normal (N)
Eyre Peninsula | POONINDIE TEE - POONINDIE PL34 | 10% POE Forecast | MVA | 2026 | 6.83 | 33kV | Radial | None | Normal (N)
Eyre Peninsula | POONINDIE - POINT BOSTON PL34 | 10% POE Forecast | MVA | 2026 | 1.28 | 33kV | Radial | None | Normal (N)
Eyre Peninsula | POONINDIE TEE - TOD RIVER PL34 | 10% POE Forecast | MVA | 2026 | 6.01 | 33kV | Radial | None | Normal (N)
Eyre Peninsula | TOD RIVER - CUMMINS CM36 | 10% POE Forecast | MVA | 2026 | 2.8 | 33kV | Radial | None | Normal (N)
Eyre Peninsula | TOD RIVER - TUMBY BAY CM35 | 10% POE Forecast | MVA | 2026 | 2.77 | 33kV | Radial | None | Normal (N)
Eyre Peninsula | PORT LINCOLN TERMINAL - ULEY SOUTH TEE PL33 | 10% POE Forecast | MVA | 2026 | 4.09 | 33kV | Radial | None | Normal (N)
Eyre Peninsula | ULEY SOUTH TEE - ULEY SOUTH PL33 | 10% POE Forecast | MVA | 2026 | 1.34 | 33kV | Radial | None | Normal (N)
Eyre Peninsula | ULEY SOUTH TEE - ULEY PL33 | 10% POE Forecast | MVA | 2026 | 2.56 | 33kV | Radial | None | Normal (N)
Eyre Peninsula | ULEY - COFFIN BAY PL33 | 10% POE Forecast | MVA | 2026 | 2.05 | 33kV | Radial | None | Normal (N)
Eyre Peninsula | CLEVE - COWELL SD53100 | 10% POE Forecast | MVA | 2026 | 2.5625 | 33kV | Radial | None | Normal (N)
Eyre Peninsula | CLEVE - BOOTHBY SD55100 | 10% POE Forecast | MVA | 2026 | 5.87 | 33kV | Radial | None | Normal (N)
Eyre Peninsula | BOOTHBY - PUMPING STATION ROAD SD55100 | 10% POE Forecast | MVA | 2026 | 5.55 | 33kV | Radial | None | Normal (N)
Eyre Peninsula | PUMPING STATION ROAD - ARNO BAY SD55100 | 10% POE Forecast | MVA | 2026 | 0.91 | 33kV | Radial | None | Normal (N)
Mid North | BRINKWORTH - YACKA TEE SD33100 | 10% POE Forecast | MVA | 2026 | 2.195 | 33kV | Radial | None | Normal (N)
Mid North | YACKA TEE - YACKA RURAL SD33100 | 10% POE Forecast | MVA | 2026 | 0 | 33kV | Radial | None | Normal (N)
Mid North | YACKA TEE - SPALDING TEE SD33100 | 10% POE Forecast | MVA | 2026 | 2.185 | 33kV | Radial | None | Normal (N)
Mid North | SPALDING TEE - GEORGETOWN SD33100 | 10% POE Forecast | MVA | 2026 | 0.5525 | 33kV | Radial | None | Normal (N)
Mid North | GEORGETOWN - GLADSTONE SD33100 | 10% POE Forecast | MVA | 2026 | 0.26 | 33kV | Radial | None | Normal (N)
Mid North | SPALDING TEE - SPALDING SD33100 | 10% POE Forecast | MVA | 2026 | 1.2775 | 33kV | Radial | None | Normal (N)
Mid North | BRINKWORTH - MERRITON SD33300 | 10% POE Forecast | MVA | 2026 | 0.6475 | 33kV | Radial | None | Normal (N)
Mid North | BRINKWORTH - BRINKWORTH TEE SD33200 | 10% POE Forecast | MVA | 2026 | 2.63 | 33kV | Radial | None | Normal (N)
Mid North | BRINKWORTH TEE - YACKA RURAL SD33200 | 10% POE Forecast | MVA | 2026 | 0.02 | 33kV | Radial | None | Normal (N)
Mid North | BRINKWORTH TEE - BLYTH TOWNSHIP SD33200 | 10% POE Forecast | MVA | 2026 | 2.6125 | 33kV | Radial | None | Normal (N)
Mid North | BLYTH TOWNSHIP - CLARE NORTH TEE SD33200 | 10% POE Forecast | MVA | 2026 | 0 | 33kV | Radial | None | Normal (N)
Mid North | BLYTH TOWNSHIP - BALAKLAVA TOWNSHIP SD33200 | 10% POE Forecast | MVA | 2026 | 0.6875 | 33kV | Radial | None | Normal (N)
Mid North | WATERLOO DISTRIBUTION - RIVERTON TEE SD36400 | 10% POE Forecast | MVA | 2026 | 6.23 | 33kV | Radial | N | Normal (N)
Mid North | RIVERTON TEE - AUBURN TEE SD36400 | 10% POE Forecast | MVA | 2026 | 4.1675 | 33kV | Radial | None | Normal (N)
Mid North | AUBURN TEE - AUBURN SD36400 | 10% POE Forecast | MVA | 2026 | 3.2175 | 33kV | Radial | None | Normal (N)
Mid North | RIVERTON TEE - RIVERTON SD36400 | 10% POE Forecast | MVA | 2026 | 1.9775 | 33kV | Radial | None | Normal (N)
Mid North | WATERLOO DISTRIBUTION - WATERLOO RURAL SD36201 | 10% POE Forecast | MVA | 2026 | 1.0375 | 33kV | Radial | None | Normal (N)
Mid North | WATERLOO RURAL - ROBERTSTOWN SD36201 | 10% POE Forecast | MVA | 2026 | 1.0375 | 33kV | Radial | None | Normal (N)
Mid North | WATERLOO DISTRIBUTION - PORTERS LAGOON SD36101 | 10% POE Forecast | MVA | 2026 | 0.14 | 33kV | Radial | None | Normal (N)
Mid North | PORTERS LAGOON - HANSON SD36101 | 10% POE Forecast | MVA | 2026 | 0.02 | 33kV | Radial | None | Normal (N)
Mid North | WATERLOO DISTRIBUTION - WATERLOO TOWN SD36300 | 10% POE Forecast | MVA | 2026 | 2.8375 | 33kV | Radial | None | Normal (N)
Mid North | WATERLOO TOWN - EUDUNDA TEE SD36300 | 10% POE Forecast | MVA | 2026 | 2.5675 | 33kV | Radial | None | Normal (N)
Mid North | EUDUNDA TEE - EUDUNDA SD36300 | 10% POE Forecast | MVA | 2026 | 1.68 | 33kV | Radial | None | Normal (N)
Mid North | EUDUNDA TEE - KAPUNDA RURAL SD36300 | 10% POE Forecast | MVA | 2026 | 0.06 | 33kV | Radial | None | Normal (N)
Mid North | TEMPLERS - WASLEYS SD37402 | 10% POE Forecast | MVA | 2026 | 9.04 | 33kV | Radial | None | Normal (N)
Mid North | WASLEYS - MALLALA SD37402 | 10% POE Forecast | MVA | 2026 | 0 | 33kV | Radial | None | Normal (N)
Mid North | TEMPLERS - HAMLEY BRIDGE SD37101 | 10% POE Forecast | MVA | 2026 | 4.73 | 33kV | Radial | None | Normal (N)
Mid North | HAMLEY BRIDGE - BALAKLAVA RURAL SD37102 | 10% POE Forecast | MVA | 2026 | 1.5525 | 33kV | Radial | None | Normal (N)
Mid North | TEMPLERS - FREELING NORTH TEE SD37200 | 10% POE Forecast | MVA | 2026 | 11.265 | 33kV | Radial | None | Normal (N)
Mid North | FREELING NORTH TEE - KAPUNDA RURAL SD37200 | 10% POE Forecast | MVA | 2026 | 7.3675 | 33kV | Radial | N | Normal (N)
Mid North | TEMPLERS - DAVEYSTON TOWNSHIP SD37301 | 10% POE Forecast | MVA | 2026 | 1.89 | 33kV | Radial | None | Normal (N)
Mid North | TEMPLERS - GAWLER BELT TEE SD37501 | 10% POE Forecast | MVA | 2026 | 10.605 | 33kV | Radial | None | Normal (N)
Mid North | GAWLER BELT TEE - EVANSTON SD60101 | 10% POE Forecast | MVA | 2026 | 0.14 | 33kV | Radial | None | Normal (N)
Mid North | DORRIEN - NURIOOTPA TEE SD52100 | 10% POE Forecast | MVA | 2026 | 19.7875 | 33kV | Radial | N | Normal (N)
Mid North | NURIOOTPA TEE - NURIOOTPA SD52100 | 10% POE Forecast | MVA | 2026 | 10.8475 | 33kV | Radial | None | Normal (N)
Mid North | NURIOOTPA TEE - STOCKWELL SD52100 | 10% POE Forecast | MVA | 2026 | 8.41 | 33kV | Radial | None | Normal (N)
Mid North | DORRIEN - ANGASTON NO 1 SD52201 | 10% POE Forecast | MVA | 2026 | 8.4075 | 33kV | Meshed | None | Normal (N)
Mid North | DORRIEN - ANGASTON NO 2 SD52202 | 10% POE Forecast | MVA | 2026 | 9.7375 | 33kV | Meshed | None | Normal (N)
Mid North | DORRIEN - BAROSSA SOUTH SD52300 | 10% POE Forecast | MVA | 2026 | 19.73 | 33kV | Radial | None | Normal (N)
Mid North | BAROSSA SOUTH TEE - LYNDOCH TEE SD52300 | 10% POE Forecast | MVA | 2026 | 11.9275 | 33kV | Radial | None | Normal (N)
Mid North | LYNDOCH TEE - LYNDOCH SD52300 | 10% POE Forecast | MVA | 2026 | 8.2625 | 33kV | Radial | None | Normal (N)
Mid North | LYNDOCH TEE - SANDY CREEK TEE SD52300 | 10% POE Forecast | MVA | 2026 | 3.2975 | 33kV | Radial | None | Normal (N)
Mid North | SANDY CREEK TEE - SANDY CREEK SD52300 | 10% POE Forecast | MVA | 2026 | 2.675 | 33kV | Radial | None | Normal (N)
Mid North | SANDY CREEK TEE - EVANSTON TEE SD52300 | 10% POE Forecast | MVA | 2026 | 0.59 | 33kV | Radial | None | Normal (N)
Mid North | LYNDOCH - WILLIAMSTOWN SD52300 | 10% POE Forecast | MVA | 2026 | 4.72 | 33kV | Radial | None | Normal (N)
Mid North | WILLIAMSTOWN - WILLIAMSTOWN SOUTH TEE SD52300 | 10% POE Forecast | MVA | 2026 | 2.7175 | 33kV | Radial | None | Normal (N)
Mid North | WILLIAMSTOWN SOUTH TEE - WILLIAMSTOWN SOUTH SD52300 | 10% POE Forecast | MVA | 2026 | 2.71 | 33kV | Radial | None | Normal (N)
Mid North | WILLIAMSTOWN SOUTH TEE - ANGAS CREEK TIE SD52300 | 10% POE Forecast | MVA | 2026 | 0 | 33kV | Radial | None | Normal (N)
Mid North | CLARE NORTH - CLARE NO 1 SD57101 | 10% POE Forecast | MVA | 2026 | 6.92 | 33kV | Meshed | None | Normal (N)
Mid North | CLARE NORTH - CLARE NORTH TEE SD57102 | 10% POE Forecast | MVA | 2026 | 7.05 | 33kV | Meshed | None | Normal (N)
Mid North | CLARE NORTH TEE - CLARE NO 2 SD57102 | 10% POE Forecast | MVA | 2026 | 7.0475 | 33kV | Meshed | None | Normal (N)
Mid North | CLARE - FARRELL FLAT SD57100 | 10% POE Forecast | MVA | 2026 | 3.5225 | 33kV | Radial | None | Normal (N)
Mid North | FARRELL FLAT - WATERLOO TIE SD57100 | 10% POE Forecast | MVA | 2026 | 0 | 33kV | Radial | None | Normal (N)
Mid North | FARRELL FLAT - BURRA SD57100 | 10% POE Forecast | MVA | 2026 | 3.4475 | 33kV | Radial | None | Normal (N)
Murraylands | MANNUM - PALMER TEE SD39200 | 10% POE Forecast | MVA | 2026 | 1.5775 | 33kV | Radial | None | Normal (N)
Murraylands | PALMER TEE - MANNUM ROAD RANDELL ROAD INT SD39200 | 10% POE Forecast | MVA | 2026 | 0 | 33kV | Radial | None | Normal (N)
Murraylands | PALMER TEE - CAMBRAI TEE SD39200 | 10% POE Forecast | MVA | 2026 | 1.5775 | 33kV | Radial | None | Normal (N)
Murraylands | CAMBRAI TEE - CAMBRAI SD39200 | 10% POE Forecast | MVA | 2026 | 1.5375 | 33kV | Radial | None | Normal (N)
Murraylands | CAMBRAI TEE - PALMER RURAL SD39200 | 10% POE Forecast | MVA | 2026 | 0.03 | 33kV | Radial | None | Normal (N)
Murraylands | MANNUM - TEAL FLAT TEE SD39100 | 10% POE Forecast | MVA | 2026 | 8.0725 | 33kV | Radial | None | Normal (N)
Murraylands | TEAL FLAT TEE - TEAL FLAT SD39100 | 10% POE Forecast | MVA | 2026 | 3.1375 | 33kV | Radial | None | Normal (N)
Murraylands | TEAL FLAT TEE - SWAN REACH SD39100 | 10% POE Forecast | MVA | 2026 | 3.8875 | 33kV | Radial | None | Normal (N)
Murraylands | MANNUM - CALOOTE TEE SD39300 | 10% POE Forecast | MVA | 2026 | 1.9775 | 33kV | Radial | None | Normal (N)
Murraylands | CALOOTE TEE - CALOOTE SD39300 | 10% POE Forecast | MVA | 2026 | 1.8675 | 33kV | Radial | None | Normal (N)
Murraylands | CALOOTE TEE - MOBILONG TIE SD39300 | 10% POE Forecast | MVA | 2026 | 0 | 33kV | Radial | None | Normal (N)
Murraylands | MANNUM - MANNUM RURAL SD39300 | 10% POE Forecast | MVA | 2026 | 5.2975 | 33kV | Radial | None | Normal (N)
Murraylands | MANNUM RURAL - MANNUM TOWN TEE SD39300 | 10% POE Forecast | MVA | 2026 | 5.2875 | 33kV | Radial | None | Normal (N)
Murraylands | MANNUM TOWN TEE - MANNUM ROAD RANDELL ROAD INT SD39300 | 10% POE Forecast | MVA | 2026 | 0 | 33kV | Radial | None | Normal (N)
Murraylands | MANNUM TOWN TEE - PELLARING FLAT TEE SD39300 | 10% POE Forecast | MVA | 2026 | 5.255 | 33kV | Radial | None | Normal (N)
Murraylands | PELLARING FLAT TEE - MANNUM TOWN SD39300 | 10% POE Forecast | MVA | 2026 | 5.245 | 33kV | Radial | None | Normal (N)
Murraylands | MOBILONG DISTRIBUTION - MOBILONG SD43100 | 10% POE Forecast | MVA | 2026 | 17.4225 | 33kV | Radial | None | Normal (N)
Murraylands | MOBILONG - MOBILONG TEE SD43100 | 10% POE Forecast | MVA | 2026 | 17.4225 | 33kV | Radial | None | Normal (N)
Murraylands | MOBILONG TEE - MYPOLONGA TIE SD43100 | 10% POE Forecast | MVA | 2026 | 0 | 33kV | Radial | None | Normal (N)
Murraylands | MOBILONG TEE - MURRAY BRIDGE NORTH TEE SD43100 | 10% POE Forecast | MVA | 2026 | 17.4225 | 33kV | Radial | None | Normal (N)
Murraylands | MURRAY BRIDGE NORTH TEE - MURRAY BRIDGE NORTH SD43100 | 10% POE Forecast | MVA | 2026 | 0 | 33kV | Radial | None | Normal (N)
Murraylands | MURRAY BRIDGE NORTH TEE - MURRAY BRIDGE SOUTH TEE SD43100 | 10% POE Forecast | MVA | 2026 | 16.5675 | 33kV | Radial | None | Normal (N)
Murraylands | MURRAY BRIDGE SOUTH TEE - MURRAY BRIDGE SOUTH SD43100 | 10% POE Forecast | MVA | 2026 | 16.2975 | 33kV | Radial | None | Normal (N)
Murraylands | MURRAY BRIDGE SOUTH TEE - MURRAY BRIDGE TOWNSHIP SD43100 | 10% POE Forecast | MVA | 2026 | 0 | 33kV | Radial | None | Normal (N)
Murraylands | MOBILONG DISTRIBUTION - MOBILONG SD43200 | 10% POE Forecast | MVA | 2026 | 20.285 | 33kV | Radial | None | Normal (N)
Murraylands | MOBILONG - MONARTO TEE SD43200 | 10% POE Forecast | MVA | 2026 | 20.285 | 33kV | Radial | None | Normal (N)
Murraylands | MONARTO TEE - MURRAY BRIDGE NORTH SD43200 | 10% POE Forecast | MVA | 2026 | 13.4 | 33kV | Radial | None | Normal (N)
Murraylands | MONARTO TEE - MONARTO SOUTH TEE SD43200 | 10% POE Forecast | MVA | 2026 | 6.6075 | 33kV | Radial | None | Normal (N)
Murraylands | MONARTO SOUTH TEE - MONARTO SOUTH SD43200 | 10% POE Forecast | MVA | 2026 | 4.44 | 33kV | Radial | None | Normal (N)
Murraylands | MONARTO SOUTH TEE - MONARTO CENTRAL SD43200 | 10% POE Forecast | MVA | 2026 | 2.04 | 33kV | Radial | None | Normal (N)
Murraylands | MOBILONG DISTRIBUTION - MOBILONG SD43300 | 10% POE Forecast | MVA | 2026 | 2.975 | 33kV | Radial | None | Normal (N)
Murraylands | MOBILONG - PALLAMANA TEE SD43300 | 10% POE Forecast | MVA | 2026 | 2.9775 | 33kV | Radial | None | Normal (N)
Murraylands | PALLAMANA TEE - MYPOLONGA TEE SD43300 | 10% POE Forecast | MVA | 2026 | 2.975 | 33kV | Radial | None | Normal (N)
Murraylands | MYPOLONGA TEE - MYPOLONGA SD43300 | 10% POE Forecast | MVA | 2026 | 2.9775 | 33kV | Radial | None | Normal (N)
Murraylands | MYPOLONGA - MYPOLONGA EOL SD43300 | 10% POE Forecast | MVA | 2026 | 0.05 | 33kV | Radial | None | Normal (N)
Murraylands | MYPOLONGA TEE - CALOOTE TEE SD43300 | 10% POE Forecast | MVA | 2026 | 0.02 | 33kV | Radial | None | Normal (N)
Murraylands | TAILEM BEND - PUMP STATION TEE SD40101 | 10% POE Forecast | MVA | 2026 | 18.2025 | 33kV | Radial | None | Normal (N)
Murraylands | PUMP STATION TEE - TAILEM BEND RURAL SD40101 | 10% POE Forecast | MVA | 2026 | 0.49 | 33kV | Radial | None | Normal (N)
Murraylands | TAILEM BEND RURAL - TAILEM BEND EOL SD40101 | 10% POE Forecast | MVA | 2026 | 0 | 33kV | Radial | None | Normal (N)
Murraylands | PUMP STATION TEE - TAILEM BEND TOWN TEE SD40101 | 10% POE Forecast | MVA | 2026 | 17.4025 | 33kV | Radial | None | Normal (N)
Murraylands | TAILEM BEND TOWN TEE - TAILEM BEND TOWN SD40101 | 10% POE Forecast | MVA | 2026 | 3.08 | 33kV | Radial | None | Normal (N)
Murraylands | TAILEM BEND TOWN TEE - JERVOIS SD40101 | 10% POE Forecast | MVA | 2026 | 14.28 | 33kV | Radial | None | Normal (N)
Murraylands | JERVOIS - JERVOIS FLAT 1 TEE SD40102 | 10% POE Forecast | MVA | 2026 | 11.37 | 33kV | Radial | None | Normal (N)
Murraylands | JERVOIS FLAT 1 TEE - JERVOIS FLAT 2 TEE SD40102 | 10% POE Forecast | MVA | 2026 | 9.07 | 33kV | Radial | None | Normal (N)
Murraylands | JERVOIS FLAT 2 TEE - WOODS POINT SD40102 | 10% POE Forecast | MVA | 2026 | 6.8475 | 33kV | Radial | None | Normal (N)
Murraylands | WOODS POINT - WHITE SANDS TEE SD40103 | 10% POE Forecast | MVA | 2026 | 4.5875 | 33kV | Radial | None | Normal (N)
Murraylands | WHITE SANDS TEE - WHITE SANDS SD40103 | 10% POE Forecast | MVA | 2026 | 4.585 | 33kV | Radial | None | Normal (N)
Murraylands | WHITE SANDS TEE - MURRAY BRIDGE TOWNSHIP SD40103 | 10% POE Forecast | MVA | 2026 | 0.02 | 33kV | Radial | None | Normal (N)
Murraylands | TAILEM BEND - SUBSTATION ROAD TEE SD40200 | 10% POE Forecast | MVA | 2026 | 8.175 | 33kV | Radial | None | Normal (N)
Murraylands | SUBSTATION ROAD TEE - SUBSTATION ROAD SD40200 | 10% POE Forecast | MVA | 2026 | 0 | 33kV | Radial | None | Normal (N)
Murraylands | SUBSTATION ROAD TEE - MALLEE HWY SD40200 | 10% POE Forecast | MVA | 2026 | 8.175 | 33kV | Radial | None | Normal (N)
Murraylands | MALLEE HWY - MOORLANDS SWER SD40200 | 10% POE Forecast | MVA | 2026 | 8.1325 | 33kV | Radial | None | Normal (N)
Murraylands | MALLEE HWY - ELWOMPLE SD40200 | 10% POE Forecast | MVA | 2026 | 0.01 | 33kV | Radial | None | Normal (N)
Murraylands | MOORLANDS SWER - COOMANDOOK SD40200 | 10% POE Forecast | MVA | 2026 | 7.65 | 33kV | Radial | None | Normal (N)
Murraylands | COOMANDOOK - COONALPYN SD40200 | 10% POE Forecast | MVA | 2026 | 7.0925 | 33kV | Radial | None | Normal (N)
Murraylands | COONALPYN - BINNIES TEE SD40300 | 10% POE Forecast | MVA | 2026 | 6.1575 | 33kV | Radial | N | Normal (N)
Murraylands | BINNIES TEE - BINNIES SD40300 | 10% POE Forecast | MVA | 2026 | 1.435 | 33kV | Radial | None | Normal (N)
Murraylands | BINNIES TEE - MENINGIE SD40300 | 10% POE Forecast | MVA | 2026 | 4.415 | 33kV | Radial | None | Normal (N)
Murraylands | MENINGIE - CAMPBELL PARK TEE SD40400 | 10% POE Forecast | MVA | 2026 | 2.1625 | 33kV | Radial | None | Normal (N)
Murraylands | CAMPBELL PARK TEE - CAMPBELL PARK SD40400 | 10% POE Forecast | MVA | 2026 | 0.5575 | 33kV | Radial | None | Normal (N)
Murraylands | CAMPBELL PARK TEE - NARRUNG SD40400 | 10% POE Forecast | MVA | 2026 | 1.585 | 33kV | Radial | None | Normal (N)
Murraylands | TAILEM BEND - SHERLOCK SD40501 | 10% POE Forecast | MVA | 2026 | 12.5931 | 33kV | Radial | None | Normal (N)
Murraylands | SHERLOCK - KAROONDA SD40502 | 10% POE Forecast | MVA | 2026 | 1.25 | 33kV | Radial | None | Normal (N)
Murraylands | SHERLOCK - GERANIUM SD40600 | 10% POE Forecast | MVA | 2026 | 9.8073 | 33kV | Radial | N | Normal (N)
Murraylands | GERANIUM - LAMEROO SD40700 | 10% POE Forecast | MVA | 2026 | 7.4588 | 33kV | Radial | N | Normal (N)
Murraylands | LAMEROO - LAMEROO RURAL SD40800 | 10% POE Forecast | MVA | 2026 | 5.133 | 33kV | Radial | N | Normal (N)
Murraylands | LAMEROO RURAL - PARILLA TEE SD40800 | 10% POE Forecast | MVA | 2026 | 4.8548 | 33kV | Radial | N | Normal (N)
Murraylands | PARILLA TEE - PARILLA SD40800 | 10% POE Forecast | MVA | 2026 | 2.4267 | 33kV | Radial | None | Normal (N)
Murraylands | PARILLA TEE - PINNAROO SD40800 | 10% POE Forecast | MVA | 2026 | 2.175 | 33kV | Radial | None | Normal (N)
Riverland | PARINGA - MURTHO LX21 | 10% POE Forecast | MVA | 2026 | 14.8462 | 33kV | Radial | N | Normal (N)
Riverland | MURTHO - LINDSAY PT TEE LX21 | 10% POE Forecast | MVA | 2026 | 4.8385 | 33kV | Radial | None | Normal (N)
Riverland | LINDSAY PT TEE - BORDER CLIFFS LX21 | 10% POE Forecast | MVA | 2026 | 1.0585 | 33kV | Radial | None | Normal (N)
Riverland | LINDSAY PT TEE - VIC BORDER LX21 | 10% POE Forecast | MVA | 2026 | 3.1643 | 33kV | Radial | None | Normal (N)
Riverland | SWAN REACH - SWAN REACH FILTRATION TEE SD39400 | 10% POE Forecast | MVA | 2026 | 2.845 | 33kV | Radial | None | Normal (N)
Riverland | SWAN REACH FILTRATION TEE - SWAN REACH TOWN SD39400 | 10% POE Forecast | MVA | 2026 | 1.68 | 33kV | Radial | None | Normal (N)
South East | KEITH - COONALPYN SD45101 | 10% POE Forecast | MVA | 2026 | 1.955 | 33kV | Radial | None | Normal (N)
South East | KEITH - PADTHAWAY SD45300 | 10% POE Forecast | MVA | 2026 | 3.645 | 33kV | Radial | None | Normal (N)
South East | KEITH - WIRREGA SD45201 | 10% POE Forecast | MVA | 2026 | 16.385 | 33kV | Radial | N | Normal (N)
South East | WIRREGA - BORDERTOWN SD45202 | 10% POE Forecast | MVA | 2026 | 12.88 | 33kV | Radial | N | Normal (N)
South East | SNUGGERY RURAL - MILLICENT SD49100 | 10% POE Forecast | MVA | 2026 | 14.8875 | 33kV | Radial | None | Normal (N)
South East | MILLICENT - SOUTH END TEE SD49100 | 10% POE Forecast | MVA | 2026 | 8.8025 | 33kV | Radial | None | Normal (N)
South East | SOUTH END TEE - SOUTH END SD49100 | 10% POE Forecast | MVA | 2026 | 0.4 | 33kV | Radial | None | Normal (N)
South East | SOUTH END TEE - HATHERLEIGH TOWNSHIP TEE SD49100 | 10% POE Forecast | MVA | 2026 | 7.7325 | 33kV | Radial | None | Normal (N)
South East | HATHERLEIGH TOWNSHIP TEE - HATHERLEIGH TOWNSHIP SD49100 | 10% POE Forecast | MVA | 2026 | 0.0725 | 33kV | Radial | None | Normal (N)
South East | HATHERLEIGH TOWNSHIP TEE - HATHERLEIGH SD49100 | 10% POE Forecast | MVA | 2026 | 7.415 | 33kV | Radial | None | Normal (N)
South East | HATHERLEIGH - BEACHPORT TEE SD49200 | 10% POE Forecast | MVA | 2026 | 7.2675 | 33kV | Radial | None | Normal (N)
South East | BEACHPORT TEE - BEACHPORT SD49200 | 10% POE Forecast | MVA | 2026 | 1.435 | 33kV | Radial | None | Normal (N)
South East | BEACHPORT TEE - ROBE SD49200 | 10% POE Forecast | MVA | 2026 | 5.96 | 33kV | Radial | N | Normal (N)
South East | SNUGGERY RURAL - MOUNT BURR SD49500 | 10% POE Forecast | MVA | 2026 | 2.15 | 33kV | Radial | None | Normal (N)
South East | MOUNT BURR - KALANGADOO TEE SD49500 | 10% POE Forecast | MVA | 2026 | 1.3375 | 33kV | Radial | None | Normal (N)
South East | KALANGADOO TEE - KALANGADOO SD49500 | 10% POE Forecast | MVA | 2026 | 0.595 | 33kV | Radial | None | Normal (N)
South East | KALANGADOO TEE - KALANGADOO RURAL SD49500 | 10% POE Forecast | MVA | 2026 | 0 | 33kV | Radial | None | Normal (N)
South East | BLANCHE - MOUNT GAMBIER WEST SD48101 | 10% POE Forecast | MVA | 2026 | 15.625 | 33kV | Radial | None | Normal (N)
South East | BLUE LAKE TEE - MOUNT GAMBIER SD48104 | 10% POE Forecast | MVA | 2026 | 0 | 33kV | Radial | None | Normal (N)
South East | BLANCHE - LAKESIDE TEE SD48100 | 10% POE Forecast | MVA | 2026 | 20.715 | 33kV | Radial | None | Normal (N)
South East | LAKESIDE TEE - GLENCOE TEE SD48100 | 10% POE Forecast | MVA | 2026 | 14.3775 | 33kV | Radial | None | Normal (N)
South East | GLENCOE TEE - TANTANOOLA SD48100 | 10% POE Forecast | MVA | 2026 | 2.835 | 33kV | Radial | None | Normal (N)
South East | GLENCOE TEE - MOUNT GAMBIER SD48100 | 10% POE Forecast | MVA | 2026 | 11.465 | 33kV | Radial | None | Normal (N)
South East | BLANCHE - KONGORONG TEE SD48200 | 10% POE Forecast | MVA | 2026 | 7.7775 | 33kV | Radial | None | Normal (N)
South East | KONGORONG TEE - KONGORONG SD48200 | 10% POE Forecast | MVA | 2026 | 1.1375 | 33kV | Radial | None | Normal (N)
South East | KONGORONG TEE - MOUNT SCHANK SD48200 | 10% POE Forecast | MVA | 2026 | 6.505 | 33kV | Radial | None | Normal (N)
South East | MOUNT SCHANK - ALLENDALE EAST SD48200 | 10% POE Forecast | MVA | 2026 | 4.5725 | 33kV | Radial | None | Normal (N)
South East | MOUNT GAMBIER - TARPEENA SOUTH TEE SD47101 | 10% POE Forecast | MVA | 2026 | 8.19 | 33kV | Radial | None | Normal (N)
South East | TARPEENA SOUTH TEE - MOUNT GAMBIER SD47101 | 10% POE Forecast | MVA | 2026 | 0.02 | 33kV | Radial | None | Normal (N)
South East | TARPEENA SOUTH TEE - TARPEENA SOUTH SD47101 | 10% POE Forecast | MVA | 2026 | 7.635 | 33kV | Radial | None | Normal (N)
South East | KINCRAIG - LUCINDALE SD46201 | 10% POE Forecast | MVA | 2026 | 5.9675 | 33kV | Radial | None | Normal (N)
South East | LUCINDALE - KINGSTON SE SD46201 | 10% POE Forecast | MVA | 2026 | 4.22 | 33kV | Radial | None | Normal (N)
South East | KINCRAIG - NARACOORTE SD46300 | 10% POE Forecast | MVA | 2026 | 17.465 | 33kV | Radial | None | Normal (N)
South East | NARACOORTE - NARACOORTE EAST TEE SD46100 | 10% POE Forecast | MVA | 2026 | 6.0325 | 33kV | Radial | None | Normal (N)
South East | NARACOORTE EAST TEE - NARACOORTE EAST SD46100 | 10% POE Forecast | MVA | 2026 | 5.735 | 33kV | Radial | None | Normal (N)
South East | NARACOORTE EAST TEE - PADTHAWAY SD46100 | 10% POE Forecast | MVA | 2026 | 0.2 | 33kV | Radial | None | Normal (N)
South East | KINCRAIG - STRUAN RURAL SD46400 | 10% POE Forecast | MVA | 2026 | 0.7975 | 33kV | Radial | None | Normal (N)
South East | STRUAN RURAL - GLENROY RURAL SD46400 | 10% POE Forecast | MVA | 2026 | 0.02 | 33kV | Radial | None | Normal (N)
South East | PENOLA WEST - PENOLA TEE SD58200 | 10% POE Forecast | MVA | 2026 | 6.695 | 33kV | Radial | None | Normal (N)
South East | PENOLA TEE - GLENROY RURAL SD58200 | 10% POE Forecast | MVA | 2026 | 6.66 | 33kV | Radial | N | Normal (N)
South East | PENOLA WEST - PENOLA TEE SD58101 | 10% POE Forecast | MVA | 2026 | 2.9475 | 33kV | Radial | None | Normal (N)
South East | PENOLA TEE - SAFRIES TEE SD58101 | 10% POE Forecast | MVA | 2026 | 2.9575 | 33kV | Radial | None | Normal (N)
South East | SAFRIES TEE - KALANGADOO NANGWARRY TEE SD58101 | 10% POE Forecast | MVA | 2026 | 0.6225 | 33kV | Radial | None | Normal (N)
South East | KALANGADOO NANGWARRY TEE - NANGWARRY TEE SD58101 | 10% POE Forecast | MVA | 2026 | 0.535 | 33kV | Radial | None | Normal (N)
South East | NANGWARRY TEE - NANGWARRY SD58101 | 10% POE Forecast | MVA | 2026 | 0.5425 | 33kV | Radial | None | Normal (N)
South East | KALANGADOO NANGWARRY TEE - KALANGADOO RURAL SD58101 | 10% POE Forecast | MVA | 2026 | 0.01 | 33kV | Radial | None | Normal (N)
South East | NANGWARRY TEE - MOUNT GAMBIER SD58101 | 10% POE Forecast | MVA | 2026 | 0 | 33kV | Radial | None | Normal (N)
Metro South | WILLUNGA - MCLAREN VALE SD44400 | 10% POE Forecast | MVA | 2026 | 0 | 33kV | Radial | None | Normal (N)
Metro South | YANKALILLA - HAY FLAT SD44200 | 10% POE Forecast | MVA | 2026 | 1.3847 | 33kV | Radial | None | Normal (N)
Metro South | HAY FLAT - RAPID BAY TEE SD44200 | 10% POE Forecast | MVA | 2026 | 1.2857 | 33kV | Radial | None | Normal (N)
Metro South | RAPID BAY TEE - RAPID BAY SD44200 | 10% POE Forecast | MVA | 2026 | 0.02025 | 33kV | Radial | None | Normal (N)
Metro South | RAPID BAY TEE - CAPE JERVIS SD44200 | 10% POE Forecast | MVA | 2026 | 0.11775 | 33kV | Radial | None | Normal (N)
Metro South | CAPE JERVIS - CUTTLEFISH BAY SD44301 | 10% POE Forecast | MVA | 2026 | 9.8552 | 33kV | Radial | None | Normal (N)
Metro South | FISHERY BEACH BACKUP - CUTTLEFISH BAY BACKUP SD44301 | 10% POE Forecast | MVA | 2026 | 0.5845 | 33kV | Radial | None | Normal (N)
Metro South | CUTTLEFISH BAY - PENNESHAW SD44301 | 10% POE Forecast | MVA | 2026 | 9.8948 | 33kV | Radial | None | Normal (N)
Metro South | PENNESHAW - AMERICAN RIVER SD44300 | 10% POE Forecast | MVA | 2026 | 7.8875 | 33kV | Radial | None | Normal (N)
Metro South | AMERICAN RIVER - KINGSCOTE TEE SD44300 | 10% POE Forecast | MVA | 2026 | 6.3225 | 33kV | Radial | N | Normal (N)
Metro South | KINGSCOTE TEE - MACGILLIVRAY SD44300 | 10% POE Forecast | MVA | 2026 | 2.6208 | 33kV | Radial | None | Normal (N)
Metro South | KINGSCOTE TEE - KINGSCOTE SD44300 | 10% POE Forecast | MVA | 2026 | 3.357 | 33kV | Radial | None | Normal (N)
Upper North | DAVENPORT WEST - PORT AUGUSTA NO1 SD54101 | 10% POE Forecast | MVA | 2026 | 14.1925 | 33kV | Meshed | None | Normal (N)
Upper North | DAVENPORT WEST - PORT AUGUSTA TEE SD54102 | 10% POE Forecast | MVA | 2026 | 10.3175 | 33kV | Meshed | None | Normal (N)
Upper North | PORT AUGUSTA NO2 - PORT AUGUSTA TEE SD54102 | 10% POE Forecast | MVA | 2026 | 1.3425 | 33kV | Meshed | None | Normal (N)
Upper North | PORT AUGUSTA TEE - PORT AUGUSTA WEST TEE SD54102 | 10% POE Forecast | MVA | 2026 | 10.205 | 33kV | Radial | None | Normal (N)
Upper North | PORT AUGUSTA WEST TEE - PORT AUGUSTA WEST SD54102 | 10% POE Forecast | MVA | 2026 | 8.8375 | 33kV | Radial | None | Normal (N)
Upper North | PORT AUGUSTA WEST TEE - PANDURRA TEE SD54102 | 10% POE Forecast | MVA | 2026 | 1.3025 | 33kV | Radial | None | Normal (N)
Upper North | PANDURRA TEE - BOOKALOO SD54102 | 10% POE Forecast | MVA | 2026 | 0.17 | 33kV | Radial | None | Normal (N)
Upper North | PANDURRA TEE - PANDURRA SD54102 | 10% POE Forecast | MVA | 2026 | 1.15 | 33kV | Radial | None | Normal (N)
Upper North | DAVENPORT WEST - AUGUSTA HWY SD54300 | 10% POE Forecast | MVA | 2026 | 5.2175 | 33kV | Radial | None | Normal (N)
Upper North | AUGUSTA HWY - STIRLING NORTH SD54300 | 10% POE Forecast | MVA | 2026 | 5.185 | 33kV | Radial | None | Normal (N)
Upper North | STIRLING NORTH - QUORN SD54300 | 10% POE Forecast | MVA | 2026 | 2.0425 | 33kV | Radial | None | Normal (N)
Upper North | DAVENPORT WEST - PT PATERSON SD54400 | 10% POE Forecast | MVA | 2026 | 4.75 | 33kV | Radial | None | Normal (N)
Upper North | BAROOTA - BAROOTA TOWN TEE SD31100 | 10% POE Forecast | MVA | 2026 | 8.7675 | 33kV | Radial | None | Normal (N)
Upper North | BAROOTA TOWN TEE - BAROOTA TOWN SD31100 | 10% POE Forecast | MVA | 2026 | 0.235 | 33kV | Radial | None | Normal (N)
Upper North | BAROOTA TOWN TEE - BAROOTA TEE SD31100 | 10% POE Forecast | MVA | 2026 | 8.5025 | 33kV | Radial | None | Normal (N)
Upper North | BAROOTA TEE - NAPPERBY BUNGAMA SD31100 | 10% POE Forecast | MVA | 2026 | 3.02 | 33kV | Radial | None | Normal (N)
Upper North | BAROOTA TEE - MURRAYTOWN SD31100 | 10% POE Forecast | MVA | 2026 | 5.475 | 33kV | Radial | None | Normal (N)
Upper North | MURRAYTOWN - WIRRABARA FOREST TEE SD31200 | 10% POE Forecast | MVA | 2026 | 1.225 | 33kV | Radial | None | Normal (N)
Upper North | WIRRABARA FOREST TEE - WIRRABARA FOREST SD31200 | 10% POE Forecast | MVA | 2026 | 0.445 | 33kV | Radial | None | Normal (N)
Upper North | WIRRABARA FOREST TEE - GLADSTONE SD31200 | 10% POE Forecast | MVA | 2026 | 0.2525 | 33kV | Radial | None | Normal (N)
Upper North | MURRAYTOWN - ORROROO SD31300 | 10% POE Forecast | MVA | 2026 | 2.3725 | 33kV | Radial | None | Normal (N)
Upper North | MURRAYTOWN - WILMINGTON SD31400 | 10% POE Forecast | MVA | 2026 | 1.45 | 33kV | Radial | None | Normal (N)
Upper North | BUNGAMA - PORT PIRIE SOUTH SD32101 | 10% POE Forecast | MVA | 2026 | 12.1 | 33kV | Meshed | None | Normal (N)
Upper North | PORT PIRIE SOUTH - PORT PIRIE SD32102 | 10% POE Forecast | MVA | 2026 | 9.6925 | 33kV | Meshed | None | Normal (N)
Upper North | BUNGAMA - PORT PIRIE SD32103 | 10% POE Forecast | MVA | 2026 | 9.16 | 33kV | Meshed | None | Normal (N)
Upper North | BUNGAMA - HUGHES GAP SD32301 | 10% POE Forecast | MVA | 2026 | 8.9075 | 33kV | Radial | Reverse N | Normal (N)
Upper North | HUGHES GAP - CRYSTAL BROOK TEE SD32302 | 10% POE Forecast | MVA | 2026 | 8.4175 | 33kV | Radial | None | Normal (N)
Upper North | CRYSTAL BROOK TEE - GLADSTONE SD32302 | 10% POE Forecast | MVA | 2026 | 8.3975 | 33kV | Radial | None | Normal (N)
Upper North | GLADSTONE - CALTOWIE TEE SD32200 | 10% POE Forecast | MVA | 2026 | 6.06 | 33kV | Radial | None | Normal (N)
Upper North | CALTOWIE TEE - CALTOWIE SD32200 | 10% POE Forecast | MVA | 2026 | 0.1 | 33kV | Radial | None | Normal (N)
Upper North | CALTOWIE TEE - PETERBOROUGH TEE SD32200 | 10% POE Forecast | MVA | 2026 | 5.57 | 33kV | Radial | None | Normal (N)
Upper North | PETERBOROUGH TEE - JAMESTOWN SD32200 | 10% POE Forecast | MVA | 2026 | 3.0125 | 33kV | Radial | None | Normal (N)
Upper North | JAMESTOWN - TEROWIE TOWNSHIP SD32200 | 10% POE Forecast | MVA | 2026 | 1.11 | 33kV | Radial | None | Normal (N)
Upper North | PETERBOROUGH TEE - PETERBOROUGH SD32200 | 10% POE Forecast | MVA | 2026 | 2.0925 | 33kV | Radial | None | Normal (N)
Upper North | BUNGAMA - PORT BROUGHTON TEE SD32400 | 10% POE Forecast | MVA | 2026 | 7.22 | 33kV | Radial | Reverse N | Normal (N)
Upper North | PORT BROUGHTON TEE - PORT BROUGHTON SD32400 | 10% POE Forecast | MVA | 2026 | 4.15 | 33kV | Radial | None | Normal (N)
Upper North | PORT BROUGHTON TEE - BRINKWORTH TIE SD32400 | 10% POE Forecast | MVA | 2026 | 0 | 33kV | Radial | None | Normal (N)
Upper North | PORT BROUGHTON TEE - CRYSTAL BROOK TEE SD32400 | 10% POE Forecast | MVA | 2026 | 2.475 | 33kV | Radial | None | Normal (N)
Upper North | NEUROODLA - HAWKER SD59100 | 10% POE Forecast | MVA | 2026 | 1.0675 | 33kV | Radial | None | Normal (N)
Yorke Peninsula | HUMMOCKS DISTRIBUTION - NINNES TEE SD34400 | 10% POE Forecast | MVA | 2026 | 3.64 | 33kV | Radial | None | Normal (N)
Yorke Peninsula | NINNES TEE - LOCHIEL SD34400 | 10% POE Forecast | MVA | 2026 | 1.51 | 33kV | Radial | None | Normal (N)
Yorke Peninsula | NINNES TEE - KAINTON TEE SD34400 | 10% POE Forecast | MVA | 2026 | 1.6875 | 33kV | Radial | None | Normal (N)
Yorke Peninsula | KAINTON TEE - KAINTON SD34400 | 10% POE Forecast | MVA | 2026 | 0.25 | 33kV | Radial | None | Normal (N)
Yorke Peninsula | KAINTON TEE - PASKEVILLE SD34400 | 10% POE Forecast | MVA | 2026 | 1.2375 | 33kV | Radial | None | Normal (N)
Yorke Peninsula | PASKEVILLE - KADINA EAST SD34405 | 10% POE Forecast | MVA | 2026 | 0.87 | 33kV | Radial | None | Normal (N)
Yorke Peninsula | HUMMOCKS DISTRIBUTION - PORT CLINTON SD34300 | 10% POE Forecast | MVA | 2026 | 0.8275 | 33kV | Radial | None | Normal (N)
Yorke Peninsula | PORT CLINTON - ARDROSSAN SD34300 | 10% POE Forecast | MVA | 2026 | 0.42 | 33kV | Radial | None | Normal (N)
Yorke Peninsula | HUMMOCKS DISTRIBUTION - FEDERATION CORNER SD34201 | 10% POE Forecast | MVA | 2026 | 4.29 | 33kV | Radial | None | Normal (N)
Yorke Peninsula | FEDERATION CORNER - SWAMP ROAD SD34201 | 10% POE Forecast | MVA | 2026 | 1.21 | 33kV | Radial | None | Normal (N)
Yorke Peninsula | FEDERATION CORNER - PT WAKEFIELD TEE SD34201 | 10% POE Forecast | MVA | 2026 | 3 | 33kV | Radial | None | Normal (N)
Yorke Peninsula | PT WAKEFIELD TEE - SWAMP ROAD SD34201 | 10% POE Forecast | MVA | 2026 | 1.2 | 33kV | Radial | None | Normal (N)
Yorke Peninsula | SWAMP ROAD - PT WAKEFIELD FAR NORTH EAST SD34201 | 10% POE Forecast | MVA | 2026 | 0 | 33kV | Radial | None | Normal (N)
Yorke Peninsula | PT WAKEFIELD TEE - PT WAKEFIELD RURAL SD34201 | 10% POE Forecast | MVA | 2026 | 1.51 | 33kV | Radial | None | Normal (N)
Yorke Peninsula | PT WAKEFIELD RURAL - PT WAKEFIELD TOWN TEE SD34201 | 10% POE Forecast | MVA | 2026 | 1.39 | 33kV | Radial | None | Normal (N)
Yorke Peninsula | PT WAKEFIELD TOWN TEE - PT WAKEFIELD TOWN SD34201 | 10% POE Forecast | MVA | 2026 | 0.42 | 33kV | Radial | None | Normal (N)
Yorke Peninsula | PT WAKEFIELD TOWN TEE - PROOF RANGE SD34201 | 10% POE Forecast | MVA | 2026 | 0.93 | 33kV | Radial | None | Normal (N)
Yorke Peninsula | HUMMOCKS DISTRIBUTION - BOWMANS TEE SD34102 | 10% POE Forecast | MVA | 2026 | 5.7475 | 33kV | Radial | None | Normal (N)
Yorke Peninsula | BOWMANS TEE - PT WAKEFIELD RURAL SD34102 | 10% POE Forecast | MVA | 2026 | 0 | 33kV | Radial | None | Normal (N)
Yorke Peninsula | BOWMANS TEE - SAINTS SD34102 | 10% POE Forecast | MVA | 2026 | 5.3025 | 33kV | Radial | None | Normal (N)
Yorke Peninsula | SAINTS - BALAKLAVA SD34102 | 10% POE Forecast | MVA | 2026 | 3.4 | 33kV | Radial | None | Normal (N)
Yorke Peninsula | BALAKLAVA - BALAKLAVA RURAL SD34102 | 10% POE Forecast | MVA | 2026 | 0 | 33kV | Radial | None | Normal (N)
Yorke Peninsula | BALAKLAVA - BALAKLAVA TOWNSHIP SD34102 | 10% POE Forecast | MVA | 2026 | 0 | 33kV | Radial | None | Normal (N)
Yorke Peninsula | KADINA EAST DISTRIBUTION - KADINA SD51102 | 10% POE Forecast | MVA | 2026 | 10.1775 | 33kV | Radial | None | Normal (N)
Yorke Peninsula | KADINA EAST DISTRIBUTION - MOONTA TEE SD51200 | 10% POE Forecast | MVA | 2026 | 12.895 | 33kV | Radial | None | Normal (N)
Yorke Peninsula | MOONTA TEE - KADINA SD51200 | 10% POE Forecast | MVA | 2026 | 0 | 33kV | Radial | None | Normal (N)
Yorke Peninsula | MOONTA TEE - MOONTA SD51200 | 10% POE Forecast | MVA | 2026 | 12.81 | 33kV | Radial | N | Normal (N)
Yorke Peninsula | KADINA EAST DISTRIBUTION - WALLAROO TEE SD51300 | 10% POE Forecast | MVA | 2026 | 11.35 | 33kV | Radial | None | Normal (N)
Yorke Peninsula | WALLAROO TEE - KADINA SD51300 | 10% POE Forecast | MVA | 2026 | 0 | 33kV | Radial | None | Normal (N)
Yorke Peninsula | WALLAROO TEE - WALLAROO SD51300 | 10% POE Forecast | MVA | 2026 | 11.285 | 33kV | Radial | None | Normal (N)
Yorke Peninsula | ARDROSSAN WEST DISTRIBUTION - MAITLAND SD35100 | 10% POE Forecast | MVA | 2026 | 4.43 | 33kV | Radial | None | Normal (N)
Yorke Peninsula | ARDROSSAN WEST DISTRIBUTION - ARDROSSAN SD35201 | 10% POE Forecast | MVA | 2026 | 2.2175 | 33kV | Radial | None | Normal (N)
Yorke Peninsula | ARDROSSAN WEST DISTRIBUTION - ARDROSSAN BHP SD35200 | 10% POE Forecast | MVA | 2026 | 6.0475 | 33kV | Radial | None | Normal (N)
Yorke Peninsula | ARDROSSAN - ARDROSSAN BHP SD35200 | 10% POE Forecast | MVA | 2026 | 0 | 33kV | Radial | None | Normal (N)
Yorke Peninsula | ARDROSSAN BHP - PORT VINCENT SD35200 | 10% POE Forecast | MVA | 2026 | 5.855 | 33kV | Radial | None | Normal (N)
Yorke Peninsula | PORT VINCENT - MINLATON TEE SD35300 | 10% POE Forecast | MVA | 2026 | 2.5975 | 33kV | Radial | None | Normal (N)
Yorke Peninsula | MINLATON TEE - CURRAMULKA TEE SD35300 | 10% POE Forecast | MVA | 2026 | 2.595 | 33kV | Radial | None | Normal (N)
Yorke Peninsula | CURRAMULKA TEE - CURRAMULKA SD35300 | 10% POE Forecast | MVA | 2026 | 0.3025 | 33kV | Radial | None | Normal (N)
Yorke Peninsula | CURRAMULKA TEE - MINLATON SD35300 | 10% POE Forecast | MVA | 2026 | 2.2525 | 33kV | Radial | None | Normal (N)
Yorke Peninsula | MINLATON TEE - PT VINCENT RURAL SD35300 | 10% POE Forecast | MVA | 2026 | 0 | 33kV | Radial | None | Normal (N)
Yorke Peninsula | DALRYMPLE - STANSBURY TEE SD35400 | 10% POE Forecast | MVA | 2026 | 6.0325 | 33kV | Radial | None | Normal (N)
Yorke Peninsula | STANSBURY TEE - PORT GILES TEE SD35400 | 10% POE Forecast | MVA | 2026 | 2.86 | 33kV | Radial | None | Normal (N)
Yorke Peninsula | PORT GILES TEE - PORT GILES SD35400 | 10% POE Forecast | MVA | 2026 | 1.6175 | 33kV | Radial | None | Normal (N)
Yorke Peninsula | STANSBURY TEE - STANSBURY SD35400 | 10% POE Forecast | MVA | 2026 | 3.2225 | 33kV | Radial | None | Normal (N)
Yorke Peninsula | STANSBURY - PT VINCENT RURAL SD35403 | 10% POE Forecast | MVA | 2026 | 1.29 | 33kV | Radial | None | Normal (N)
Yorke Peninsula | DALRYMPLE - WOOL BAY RURAL SD35500 | 10% POE Forecast | MVA | 2026 | 5.55 | 33kV | Radial | None | Normal (N)
Yorke Peninsula | WOOL BAY RURAL - WOOL BAY SD35500 | 10% POE Forecast | MVA | 2026 | 5.5125 | 33kV | Radial | None | Normal (N)
Yorke Peninsula | WOOL BAY RURAL - PORT GILES TEE SD35500 | 10% POE Forecast | MVA | 2026 | 0 | 33kV | Radial | None | Normal (N)
Yorke Peninsula | WOOL BAY - EDITHBURGH TEE SD35500 | 10% POE Forecast | MVA | 2026 | 5.4925 | 33kV | Radial | None | Normal (N)
Yorke Peninsula | EDITHBURGH TEE - YORKETOWN SD35500 | 10% POE Forecast | MVA | 2026 | 3.8675 | 33kV | Radial | None | Normal (N)
Yorke Peninsula | YORKETOWN - MARION BAY SD35500 | 10% POE Forecast | MVA | 2026 | 2.6425 | 33kV | Radial | None | Normal (N)
Yorke Peninsula | EDITHBURGH TEE - EDITHBURGH SD35500 | 10% POE Forecast | MVA | 2026 | 1.41 | 33kV | Radial | None | Normal (N)
Metro West | ADELAIDE BRIGHTON CEMENT - PORT ADELAIDE SD1529 | 10% POE Forecast | MVA | 2027 | 66.1 | 66kV | Meshed | None | Normal (N)
Metro South | ALDINGA - WILLUNGA SD1674 | 10% POE Forecast | MVA | 2027 | 11.1 | 66kV | Meshed | None | Normal (N)
Metro North | ANGLE VALE - ANGLE VALE TEE SD1506A | 10% POE Forecast | MVA | 2027 | 11.8 | 66kV | Meshed | None | Normal (N)
Metro North | ANGLE VALE TEE - EVANSTON SD1506B | 10% POE Forecast | MVA | 2027 | 11.9 | 66kV | Meshed | None | Normal (N)
Metro North | ANGLE VALE TEE - VIRGINIA TEE SD2033 | 10% POE Forecast | MVA | 2027 | 0 | 66kV | Radial | None | Normal (N)
Metro West | ATHOL PARK - ATHOL PARK TEE SD1677A | 10% POE Forecast | MVA | 2027 | 18.4129 | 66kV | Radial | None | Normal (N)
Metro West | BLACKPOOL - FULHAM GARDENS SD1639 | 10% POE Forecast | MVA | 2027 | 88.7 | 66kV | Meshed | None | Normal (N)
Metro North | BOLIVAR - ST KILDA SD2034 | 10% POE Forecast | MVA | 2027 | 17 | 66kV | Radial | None | Normal (N)
Metro East | CAMPBELLTOWN - MAGILL SD1661 | 10% POE Forecast | MVA | 2027 | 50.2 | 66kV | Meshed | None | Normal (N)
Metro West | CHELTENHAM - CROYDON PARK TEE SD1655A | 10% POE Forecast | MVA | 2027 | 42.7 | 66kV | Meshed | None | Normal (N)
Metro South | CITY WEST - KESWICK SD2013 | 10% POE Forecast | MVA | 2027 | 204.4 | 66kV | Meshed | None | Normal (N)
Metro East | CITY WEST - WHITMORE SQUARE SD2016 | 10% POE Forecast | MVA | 2027 | 149.5 | 66kV | Meshed | None | Normal (N)
Metro East | COROMANDEL PLACE - WHITMORE SQUARE SD1681 | 10% POE Forecast | MVA | 2027 | 47.4 | 66kV | Meshed | None | Normal (N)
Metro East | CROYDON - HINDLEY STREET TEE SD1659B | 10% POE Forecast | MVA | 2027 | 42.6 | 66kV | Meshed | None | Normal (N)
Metro West | CROYDON - KILKENNY SD1523 | 10% POE Forecast | MVA | 2027 | 10 | 66kV | Meshed | None | Normal (N)
Metro West | CROYDON PARK - CROYDON PARK TEE SD1655B | 10% POE Forecast | MVA | 2027 | 50.4 | 66kV | Meshed | None | Normal (N)
Metro West | CROYDON PARK TEE - CROYDON SD1655C | 10% POE Forecast | MVA | 2027 | 73 | 66kV | Meshed | None | Normal (N)
Metro North | DIREK - PARALOWIE SD2004 | 10% POE Forecast | MVA | 2027 | 53.8 | 66kV | Meshed | None | Normal (N)
Metro East | DRY CREEK - KILBURN SOUTH TEE SD1658A | 10% POE Forecast | MVA | 2027 | 76.7 | 66kV | Meshed | None | Normal (N)
Metro East | EAST TERRACE - COROMANDEL PLACE SD1680 | 10% POE Forecast | MVA | 2027 | 32.2 | 66kV | Meshed | None | Normal (N)
Metro East | EAST TERRACE - NORTH ADELAIDE SD1560 | 10% POE Forecast | MVA | 2027 | 21.4 | 66kV | Meshed | None | Normal (N)
Metro North | EDINBURGH - SALISBURY SD1688 | 10% POE Forecast | MVA | 2027 | 21 | 66kV | Meshed | None | Normal (N)
Metro North | ELIZABETH DOWNS - PENFIELD SD1508 | 10% POE Forecast | MVA | 2027 | 19 | 66kV | Meshed | None | Normal (N)
Metro North | ELIZABETH DOWNS - SMITHFIELD WEST SD1686 | 10% POE Forecast | MVA | 2027 | 45.9 | 66kV | Meshed | N-1 | Normal (N)
Metro North | ELIZABETH HEIGHTS - ELIZABETH DOWNS SD1501 | 10% POE Forecast | MVA | 2027 | 48.9 | 66kV | Meshed | None | Normal (N)
Metro North | ELIZABETH SOUTH - EDINBURGH SD1511 | 10% POE Forecast | MVA | 2027 | 25.3 | 66kV | Meshed | None | Normal (N)
Metro West | FINDON - FINDON TEE SD1520A | 10% POE Forecast | MVA | 2027 | 18.3 | 66kV | Meshed | None | Normal (N)
Metro West | FINDON TEE - FLINDERS PARK SD1520B | 10% POE Forecast | MVA | 2027 | 32.5 | 66kV | Meshed | None | Normal (N)
Metro West | FLINDERS PARK - NEW RICHMOND SD1521 | 10% POE Forecast | MVA | 2027 | 16.1 | 66kV | Meshed | None | Normal (N)
Metro West | FULHAM GARDENS - FINDON TEE SD1520C | 10% POE Forecast | MVA | 2027 | 15.6 | 66kV | Meshed | None | Normal (N)
Metro West | FULHAM GARDENS - HENLEY SOUTH #1 SD1519 | 10% POE Forecast | MVA | 2027 | 17.6 | 66kV | Meshed | None | Normal (N)
Metro West | FULHAM GARDENS - HENLEY SOUTH #2 SD1691 | 10% POE Forecast | MVA | 2027 | 17.6 | 66kV | Meshed | None | Normal (N)
Metro South | GLENELG NORTH TEE - GLENELG NORTH SD1584A | 10% POE Forecast | MVA | 2027 | 0 | 66kV | Meshed | None | Normal (N)
Metro South | GLENELG NORTH TEE - PLYMPTON SD1584B | 10% POE Forecast | MVA | 2027 | 50 | 66kV | Meshed | None | Normal (N)
Metro East | GOLDEN GROVE - INGLE FARM SD1647 | 10% POE Forecast | MVA | 2027 | 55.3 | 66kV | Meshed | None | Normal (N)
Metro South | HACKHAM - PORT NOARLUNGA SD1694A | 10% POE Forecast | MVA | 2027 | 47.5 | 66kV | Meshed | None | Normal (N)
Metro South | HAPPY VALLEY - HV/SAW TEE SD1591A | 10% POE Forecast | MVA | 2027 | 38.9 | 66kV | Meshed | None | Normal (N)
Metro South | HAPPY VALLEY - PANORAMA #1 SD1665 | 10% POE Forecast | MVA | 2027 | 48.7 | 66kV | Meshed | None | Normal (N)
Metro South | HAPPY VALLEY - PANORAMA #2 SD1666 | 10% POE Forecast | MVA | 2027 | 48.9 | 66kV | Meshed | None | Normal (N)
Metro South | HAPPY VALLEY - SEACOMBE #1 SD1566 | 10% POE Forecast | MVA | 2027 | 64.2 | 66kV | Meshed | None | Normal (N)
Metro South | HAPPY VALLEY - SEACOMBE #2 SD1590 | 10% POE Forecast | MVA | 2027 | 54.8 | 66kV | Meshed | None | Normal (N)
Metro East | HILLCREST - HOLDEN HILL SD1692 | 10% POE Forecast | MVA | 2027 | 29.4 | 66kV | Meshed | None | Normal (N)
Metro East | HINDLEY STREET - WHITMORE SQUARE SD1664 | 10% POE Forecast | MVA | 2027 | 67.4 | 66kV | Meshed | None | Normal (N)
Metro East | HINDLEY STREET TEE - HINDLEY STREET SD1659C | 10% POE Forecast | MVA | 2027 | 24.2 | 66kV | Meshed | None | Normal (N)
Metro East | HOLDEN HILL - CAMPBELLTOWN SD1660 | 10% POE Forecast | MVA | 2027 | 25.5 | 66kV | Meshed | None | Normal (N)
Metro East | HOLDEN HILL - HOPE VALLEY SD1554A | 10% POE Forecast | MVA | 2027 | 48.7 | 66kV | Meshed | None | Normal (N)
Metro East | HOPE VALLEY - TEA TREE GULLY SD1554B | 10% POE Forecast | MVA | 2027 | 33 | 66kV | Meshed | None | Normal (N)
Metro South | HV/SAW TEE - MORPHETT VALE EAST SD1591C | 10% POE Forecast | MVA | 2027 | 30.2 | 66kV | Meshed | None | Normal (N)
Metro East | KENT TOWN - KENT TOWN TEE SD1690 | 10% POE Forecast | MVA | 2027 | 31.0617 | 66kV | Meshed | None | Normal (N)
Metro South | KESWICK - CLARENCE GARDENS SD1671 | 10% POE Forecast | MVA | 2027 | 21.5 | 66kV | Radial | None | Normal (N)
Metro South | KESWICK - NEW RICHMOND TEE SD1670A | 10% POE Forecast | MVA | 2027 | 94.6 | 66kV | Meshed | N-1 | Normal (N)
Metro South | KESWICK - WHITMORE SQUARE TEE SD1669A | 10% POE Forecast | MVA | 2027 | 66.9 | 66kV | Meshed | None | Normal (N)
Metro West | KILBURN - CAVAN SD2014 | 10% POE Forecast | MVA | 2027 | 40.8592 | 66kV | Meshed | None | Normal (N)
Metro West | KILBURN - CROYDON PARK SD1531 | 10% POE Forecast | MVA | 2027 | 65.5 | 66kV | Meshed | None | Normal (N)
Metro East | KILBURN SOUTH TEE - KILBURN SOUTH SD1658B | 10% POE Forecast | MVA | 2027 | 17.5 | 66kV | Radial | None | Normal (N)
Metro East | KILBURN SOUTH TEE - PROSPECT SD1658C | 10% POE Forecast | MVA | 2027 | 65.4 | 66kV | Meshed | None | Normal (N)
Metro West | KILKENNY - WOODVILLE SD1675 | 10% POE Forecast | MVA | 2027 | 28.5 | 66kV | Meshed | None | Normal (N)
Metro South | KINGSWOOD - NORTH UNLEY SD1574 | 10% POE Forecast | MVA | 2027 | 49 | 66kV | Meshed | None | Normal (N)
Metro West | LARGS NORTH - ADELAIDE BRIGHTON CEMENT SD1654 | 10% POE Forecast | MVA | 2027 | 81.8 | 66kV | Meshed | None | Normal (N)
Metro West | LEFEVRE - BLACKPOOL SD1693 | 10% POE Forecast | MVA | 2027 | 60.6 | 66kV | Meshed | None | Normal (N)
Metro South | LINDEN PARK - LINDEN PARK TEE SD1662A | 10% POE Forecast | MVA | 2027 | 0 | 66kV | Meshed | None | Normal (N)
Metro South | LOWER MITCHAM - KINGSWOOD SD1563 | 10% POE Forecast | MVA | 2027 | 16.4 | 66kV | Meshed | None | Normal (N)
Metro East | MAGILL - BURNSIDE SD1556 | 10% POE Forecast | MVA | 2027 | 13.6758 | 66kV | Radial | None | Normal (N)
Metro East | MAGILL - KENT TOWN TEE SD1663A | 10% POE Forecast | MVA | 2027 | 31.0617 | 66kV | Meshed | None | Normal (N)
Metro East | MAGILL - NORWOOD SD1543 | 10% POE Forecast | MVA | 2027 | 66.1 | 66kV | Meshed | None | Normal (N)
Metro South | MAGILL - URAIDLA TEE SD1662B | 10% POE Forecast | MVA | 2027 | 63.7 | 66kV | Meshed | None | Normal (N)
Metro East | MAGILL - WOODFORDE 2 SD1678 | 10% POE Forecast | MVA | 2027 | 19.5 | 66kV | Radial | None | Normal (N)
Metro East | MAGILL - WOODFORDE 3 SD1679 | 10% POE Forecast | MVA | 2027 | 19.6 | 66kV | Radial | None | Normal (N)
Metro South | MCLAREN FLAT - WILLUNGA SD1594A | 10% POE Forecast | MVA | 2027 | 60.2 | 66kV | Meshed | N-1 | Normal (N)
Metro South | MORPHETT VALE EAST - CLARENDON SD1592 | 10% POE Forecast | MVA | 2027 | 3.6132 | 66kV | Radial | None | Normal (N)
Metro South | MORPHETT VALE EAST - HACKHAM SD1694B | 10% POE Forecast | MVA | 2027 | 65.3 | 66kV | Meshed | None | Normal (N)
Metro South | MORPHETT VALE EAST - MCLAREN FLAT SD1594B | 10% POE Forecast | MVA | 2027 | 73.1 | 66kV | Meshed | N-1 | Normal (N)
Metro South | MORPHETT VALE EAST - PORT STANVAC #1 SD1593 | 10% POE Forecast | MVA | 2027 | 59.6 | 66kV | Meshed | None | Normal (N)
Metro South | MORPHETT VALE EAST - PORT STANVAC #2 SD2010 | 10% POE Forecast | MVA | 2027 | 65 | 66kV | Meshed | None | Normal (N)
Metro South | MORPHETTVILLE - ASCOT PARK SD1586 | 10% POE Forecast | MVA | 2027 | 10 | 66kV | Meshed | None | Normal (N)
Metro South | MORPHETTVILLE - GLENELG NORTH TEE SD1584C | 10% POE Forecast | MVA | 2027 | 50 | 66kV | Meshed | None | Normal (N)
Metro South | MORPHETTVILLE - OAKLANDS SD1585 | 10% POE Forecast | MVA | 2027 | 22.9 | 66kV | Meshed | None | Normal (N)
Metro North | MUNNO PARA - ELIZABETH DOWNS SD2023 | 10% POE Forecast | MVA | 2027 | 40 | 66kV | Meshed | None | Normal (N)
Metro North | MUNNO PARA - EVANSTON SD1652 | 10% POE Forecast | MVA | 2027 | 56.7 | 66kV | Meshed | N-1 | Normal (N)
Metro West | NEW OSBORNE - BLACKPOOL SD1518 | 10% POE Forecast | MVA | 2027 | 75.8 | 66kV | Meshed | None | Normal (N)
Metro West | NEW OSBORNE - GLANVILLE SD1527 | 10% POE Forecast | MVA | 2027 | 103.9 | 66kV | Meshed | N-1 | Normal (N)
Metro West | NEW OSBORNE - LARGS NORTH SD1653 | 10% POE Forecast | MVA | 2027 | 97 | 66kV | Meshed | None | Normal (N)
Metro West | NEW OSBORNE - SMORGON STEEL RECYCLING SD1532A | 10% POE Forecast | MVA | 2027 | 10.7 | 66kV | Meshed | None | Normal (N)
Metro West | NEW RICHMOND - THEBARTON SD1516 | 10% POE Forecast | MVA | 2027 | 27.7 | 66kV | Meshed | None | Normal (N)
Metro South | NEW RICHMOND TEE - NEW RICHMOND SD1670B | 10% POE Forecast | MVA | 2027 | 0 | 66kV | Meshed | None | Normal (N)
Metro South | NEW RICHMOND TEE - PLYMPTON SD1670C | 10% POE Forecast | MVA | 2027 | 94.2 | 66kV | Meshed | None | Normal (N)
Metro South | NOARLUNGA CENTRE - PORT NOARLUNGA SD1668 | 10% POE Forecast | MVA | 2027 | 42.3 | 66kV | Meshed | None | Normal (N)
Metro East | NORTH ADELAIDE - HINDLEY STREET TEE SD1659A | 10% POE Forecast | MVA | 2027 | 18.5 | 66kV | Meshed | None | Normal (N)
Metro South | NORTH UNLEY - WHITMORE SQUARE TEE SD1669B | 10% POE Forecast | MVA | 2027 | 66.5 | 66kV | Meshed | N-1 | Normal (N)
Metro East | NORTHFIELD - CLEARVIEW SD1549 | 10% POE Forecast | MVA | 2027 | 27.9165 | 66kV | Radial | None | Normal (N)
Metro East | NORTHFIELD - DRY CREEK SD1657 | 10% POE Forecast | MVA | 2027 | 48.2 | 66kV | Meshed | None | Normal (N)
Metro East | NORTHFIELD - HARROW SD1535 | 10% POE Forecast | MVA | 2027 | 22.441 | 66kV | Radial | None | Normal (N)
Metro East | NORTHFIELD - HILLCREST SD1534 | 10% POE Forecast | MVA | 2027 | 68.2 | 66kV | Meshed | None | Normal (N)
Metro East | NORTHFIELD - HOLDEN HILL SD1539 | 10% POE Forecast | MVA | 2027 | 73.3 | 66kV | Meshed | None | Normal (N)
Metro East | NORTHFIELD - INGLE FARM #1 SD1548 | 10% POE Forecast | MVA | 2027 | 42.5 | 66kV | Meshed | None | Normal (N)
Metro East | NORTHFIELD - INGLE FARM #2 SD2019 | 10% POE Forecast | MVA | 2027 | 44.2 | 66kV | Meshed | None | Normal (N)
Metro East | NORWOOD - EAST TERRACE SD1545 | 10% POE Forecast | MVA | 2027 | 50.2 | 66kV | Meshed | N-1 | Normal (N)
Metro East | NORWOOD - KENT TOWN SD1559 | 10% POE Forecast | MVA | 2027 | 0 | 66kV | Meshed | None | Normal (N)
Metro East | NORWOOD - LINDEN PARK SD1544 | 10% POE Forecast | MVA | 2027 | 42.3 | 66kV | Meshed | None | Normal (N)
Metro South | PANORAMA - ASCOT PARK SD1587 | 10% POE Forecast | MVA | 2027 | 20.8 | 66kV | Meshed | None | Normal (N)
Metro South | PANORAMA - BLACKWOOD SD1572 | 10% POE Forecast | MVA | 2027 | 32.9 | 66kV | Radial | None | Normal (N)
Metro South | PANORAMA - CUDMORE PARK SD1573 | 10% POE Forecast | MVA | 2027 | 11.43 | 66kV | Radial | None | Normal (N)
Metro South | PANORAMA - LINDEN PARK TEE SD1662C | 10% POE Forecast | MVA | 2027 | 63.5 | 66kV | Meshed | None | Normal (N)
Metro South | PANORAMA - LOWER MITCHAM SD1562 | 10% POE Forecast | MVA | 2027 | 38.4 | 66kV | Meshed | None | Normal (N)
Metro South | PANORAMA - TONSLEY EAST SD2035 | 10% POE Forecast | MVA | 2027 | 33.1 | 66kV | Meshed | None | Normal (N)
Metro North | PARA - ELIZABETH HEIGHTS SD1504 | 10% POE Forecast | MVA | 2027 | 68.5 | 66kV | Meshed | None | Normal (N)
Metro North | PARA - ELIZABETH SOUTH SD1503 | 10% POE Forecast | MVA | 2027 | 55.4 | 66kV | Meshed | None | Normal (N)
Metro North | PARAFIELD GARDENS - CAVAN SD1687 | 10% POE Forecast | MVA | 2027 | 0 | 66kV | Meshed | None | Normal (N)
Metro North | PARAFIELD GARDENS - SALISBURY SD1502 | 10% POE Forecast | MVA | 2027 | 73.2 | 66kV | Meshed | None | Normal (N)
Metro North | PARAFIELD GARDENS WEST - BOLIVAR SD1683 | 10% POE Forecast | MVA | 2027 | 16.5 | 66kV | Radial | None | Normal (N)
Metro North | PARAFIELD GARDENS WEST - PARAFIELD GARDENS SD1682 | 10% POE Forecast | MVA | 2027 | 108.5 | 66kV | Meshed | N-1 | Normal (N)
Metro North | PARAFIELD GARDENS WEST - PARALOWIE SD1510 | 10% POE Forecast | MVA | 2027 | 73.8 | 66kV | Meshed | None | Normal (N)
Metro North | PENFIELD - DIREK SD1685 | 10% POE Forecast | MVA | 2027 | 24.4 | 66kV | Meshed | None | Normal (N)
Metro North | PENFIELD - ELIZABETH SOUTH SD1509 | 10% POE Forecast | MVA | 2027 | 22.3 | 66kV | Meshed | None | Normal (N)
Metro South | PLYMPTON - GLENELG NORTH SD1583 | 10% POE Forecast | MVA | 2027 | 22.2 | 66kV | Meshed | None | Normal (N)
Metro West | PORT ADELAIDE - CHELTENHAM SD1646 | 10% POE Forecast | MVA | 2027 | 54.5 | 66kV | Meshed | None | Normal (N)
Metro West | PORT ADELAIDE NORTH - ATHOL PARK TEE SD1677B | 10% POE Forecast | MVA | 2027 | 16 | 66kV | Meshed | None | Normal (N)
Metro South | PORT NOARLUNGA - SEAFORD SD1676A | 10% POE Forecast | MVA | 2027 | 43.3 | 66kV | Meshed | N-1 | Normal (N)
Metro South | PORT STANVAC - LONSDALE SD1673 | 10% POE Forecast | MVA | 2027 | 46.1 | 66kV | Meshed | None | Normal (N)
Metro South | PORT STANVAC - NOARLUNGA CENTRE SD1667 | 10% POE Forecast | MVA | 2027 | 60.1 | 66kV | Meshed | None | Normal (N)
Metro East | PROSPECT - CROYDON SD2024 | 10% POE Forecast | MVA | 2027 | 42.7 | 66kV | Meshed | None | Normal (N)
Metro West | QUEENSTOWN - GLANVILLE SD1526 | 10% POE Forecast | MVA | 2027 | 89.2 | 66kV | Meshed | None | Normal (N)
Metro South | SEACOMBE - OAKLANDS SD1565 | 10% POE Forecast | MVA | 2027 | 37.5 | 66kV | Meshed | None | Normal (N)
Metro South | SEACOMBE - SHEIDOW PARK SD1672 | 10% POE Forecast | MVA | 2027 | 42.7 | 66kV | Meshed | None | Normal (N)
Metro South | SEAFORD - ALDINGA SD1676B | 10% POE Forecast | MVA | 2027 | 31.6 | 66kV | Meshed | N-1 | Normal (N)
Metro South | SHEIDOW PARK - LONSDALE SD2009 | 10% POE Forecast | MVA | 2027 | 21.9 | 66kV | Meshed | None | Normal (N)
Metro North | SMITHFIELD WEST - ANGLE VALE SD1650 | 10% POE Forecast | MVA | 2027 | 16.4 | 66kV | Meshed | None | Normal (N)
Metro West | SMORGON STEEL RECYCLING - PORT ADELAIDE NORTH SD1532B | 10% POE Forecast | MVA | 2027 | 10.7 | 66kV | Meshed | None | Normal (N)
Metro North | ST KILDA - VIRGINIA SD1684 | 10% POE Forecast | MVA | 2027 | 16.7 | 66kV | Radial | None | Normal (N)
Metro East | TEA TREE GULLY - GOLDEN GROVE SD1638 | 10% POE Forecast | MVA | 2027 | 24.4 | 66kV | Meshed | None | Normal (N)
Metro West | THEBARTON - CROYDON SD1522 | 10% POE Forecast | MVA | 2027 | 45.8 | 66kV | Meshed | None | Normal (N)
Metro South | TONSLEY EAST - TONSLEY PARK SD1588 | 10% POE Forecast | MVA | 2027 | 15 | 66kV | Meshed | None | Normal (N)
Metro South | TONSLEY PARK - SEACOMBE SD1564 | 10% POE Forecast | MVA | 2027 | 14.6 | 66kV | Meshed | None | Normal (N)
Metro West | TORRENS ISLAND - ATHOL PARK TEE SD1677C | 10% POE Forecast | MVA | 2027 | 33.8 | 66kV | Meshed | None | Normal (N)
Metro West | TORRENS ISLAND - KILBURN SD1656 | 10% POE Forecast | MVA | 2027 | 65.4 | 66kV | Meshed | None | Normal (N)
Metro South | URAIDLA TEE - LINDEN PARK TEE SD1662D | 10% POE Forecast | MVA | 2027 | 63.6 | 66kV | Meshed | None | Normal (N)
Metro North | VIRGINIA - VIRGINIA TEE SD2022A | 10% POE Forecast | MVA | 2027 | 9.53 | 66kV | Radial | None | Normal (N)
Metro North | VIRGINIA TEE - TWO WELLS SD2022B | 10% POE Forecast | MVA | 2027 | 9.53 | 66kV | Radial | None | Normal (N)
Metro East | WHITMORE SQUARE - KENT TOWN TEE SD1663B | 10% POE Forecast | MVA | 2027 | 0 | 66kV | Meshed | None | Normal (N)
Metro East | WHITMORE SQUARE - WHITMORE SQUARE TEE SD1669C | 10% POE Forecast | MVA | 2027 | 0 | 66kV | Meshed | None | Normal (N)
Metro West | WOODVILLE - FINDON SD1524 | 10% POE Forecast | MVA | 2027 | 36.4 | 66kV | Meshed | None | Normal (N)
Metro West | WOODVILLE - QUEENSTOWN SD1525 | 10% POE Forecast | MVA | 2027 | 74.3 | 66kV | Meshed | None | Normal (N)
Eastern Hills | MOUNT BARKER DISTRIBUTION - MOUNT BARKER SOUTH SD2012 | 10% POE Forecast | MVA | 2027 | 44.1811 | 66kV | Meshed | None | Normal (N)
Eastern Hills | MOUNT BARKER DISTRIBUTION - BALHANNAH SD1598 | 10% POE Forecast | MVA | 2027 | 44.9089 | 66kV | Radial | None | Normal (N)
Eastern Hills | BALHANNAH - URAIDLA SD1599 | 10% POE Forecast | MVA | 2027 | 21.9989 | 66kV | Radial | None | Normal (N)
Eastern Hills | URAIDLA - MAGILL (METRO SOUTH TIE) SD1662E | 10% POE Forecast | MVA | 2027 | 0 | 66kV | Radial | None | Normal (N)
Eastern Hills | MOUNT BARKER DISTRIBUTION - HAHNDORF SD1596 | 10% POE Forecast | MVA | 2027 | 5.37 | 66kV | Radial | None | Normal (N)
Eastern Hills | MOUNT BARKER SOUTH - MEADOWS SD1597 | 10% POE Forecast | MVA | 2027 | 6.2178 | 66kV | Radial | None | Normal (N)
Eastern Hills | MOUNT BARKER SOUTH - STRATHALBYN EAST TEE SD1601A | 10% POE Forecast | MVA | 2027 | 20.8011 | 66kV | Radial | None | Normal (N)
Eastern Hills | STRATHALBYN EAST TEE - STRATHALBYN SD1601B | 10% POE Forecast | MVA | 2027 | 20.3367 | 66kV | Radial | None | Normal (N)
Eastern Hills | STRATHALBYN - BELVIDERE SD1602 | 10% POE Forecast | MVA | 2027 | 8.2444 | 66kV | Radial | None | Normal (N)
Eastern Hills | BELVIDERE - MILANG SD1603 | 10% POE Forecast | MVA | 2027 | 4.1411 | 66kV | Radial | None | Normal (N)
Eastern Hills | BELVIDERE - LANGHORNE CREEK SD1604 | 10% POE Forecast | MVA | 2027 | 4.0967 | 66kV | Radial | None | Normal (N)
Eyre Peninsula | YADNARIE - CLEVE SD1609 | 10% POE Forecast | MVA | 2027 | 9.275 | 66kV | Radial | None | Normal (N)
Eyre Peninsula | YADNARIE - RUDALL SD1610 | 10% POE Forecast | MVA | 2027 | 4.0189 | 66kV | Radial | None | Normal (N)
Eyre Peninsula | RUDALL - DARKE PEAK SD1611 | 10% POE Forecast | MVA | 2027 | 2.8922 | 66kV | Radial | None | Normal (N)
Eyre Peninsula | DARKE PEAK - CARALUE SD1612 | 10% POE Forecast | MVA | 2027 | 2.6022 | 66kV | Radial | None | Normal (N)
Eyre Peninsula | RUDALL - LOCK SD1613 | 10% POE Forecast | MVA | 2027 | 0.86778 | 66kV | Radial | None | Normal (N)
Eyre Peninsula | LOCK - POLDA SD1614 | 10% POE Forecast | MVA | 2027 | 0 | 66kV | Radial | None | Normal (N)
Eyre Peninsula | WUDINNA - POLDA SD1615 | 10% POE Forecast | MVA | 2027 | 1.0567 | 66kV | Radial | None | Normal (N)
Eyre Peninsula | WUDINNA - MOORKITABIE SD1605 | 10% POE Forecast | MVA | 2027 | 13.6489 | 66kV | Radial | None | Normal (N)
Eyre Peninsula | MOORKITABIE - TARLTON SD1606 | 10% POE Forecast | MVA | 2027 | 12.5211 | 66kV | Radial | None | Normal (N)
Eyre Peninsula | TARLTON - STREAKY BAY SD1607 | 10% POE Forecast | MVA | 2027 | 3.6744 | 66kV | Radial | None | Normal (N)
Eyre Peninsula | TARLTON - CEDUNA SD1608 | 10% POE Forecast | MVA | 2027 | 7.9367 | 66kV | Radial | None | Normal (N)
Riverland | NORTH WEST BEND - MORGAN TEE SD1616 | 10% POE Forecast | MVA | 2027 | 11.6356 | 66kV | Radial | None | Normal (N)
Riverland | MORGAN TEE - CORDOLA SD1617 | 10% POE Forecast | MVA | 2027 | 10.6933 | 66kV | Radial | None | Normal (N)
Riverland | CORDOLA - ROONKA SD1618 | 10% POE Forecast | MVA | 2027 | 9.4244 | 66kV | Radial | None | Normal (N)
Riverland | ROONKA - PORTEE SD1619 | 10% POE Forecast | MVA | 2027 | 6.8978 | 66kV | Radial | None | Normal (N)
Riverland | PORTEE - SWAN REACH SD1620 | 10% POE Forecast | MVA | 2027 | 6.4667 | 66kV | Radial | None | Normal (N)
Riverland | NORTH WEST BEND - CADELL SD1622 | 10% POE Forecast | MVA | 2027 | 16.9667 | 66kV | Radial | None | Normal (N)
Riverland | CADELL - QUALCO SD1623 | 10% POE Forecast | MVA | 2027 | 15.9767 | 66kV | Radial | None | Normal (N)
Riverland | QUALCO - RAMCO SD1624 | 10% POE Forecast | MVA | 2027 | 13.1578 | 66kV | Radial | None | Normal (N)
Riverland | RAMCO - WAIKERIE SD1625 | 10% POE Forecast | MVA | 2027 | 8.5022 | 66kV | Radial | None | Normal (N)
Riverland | BERRI - GLOSSOP SD1626 | 10% POE Forecast | MVA | 2027 | 32.8333 | 66kV | Radial | None | Normal (N)
Riverland | GLOSSOP - LOVEDAY SD1627 | 10% POE Forecast | MVA | 2027 | 20.2956 | 66kV | Radial | None | Normal (N)
Riverland | LOVEDAY - WOOLPUNDA SD1628 | 10% POE Forecast | MVA | 2027 | 8.6889 | 66kV | Radial | None | Normal (N)
Riverland | WOOLPUNDA - WAIKERIE SD1629 | 10% POE Forecast | MVA | 2027 | 0 | 66kV | Radial | None | Normal (N)
Riverland | BERRI - LOXTON SD1630 | 10% POE Forecast | MVA | 2027 | 25.3856 | 66kV | Radial | None | Normal (N)
Riverland | LOXTON - PYAP SD1631 | 10% POE Forecast | MVA | 2027 | 13.5467 | 66kV | Radial | None | Normal (N)
Riverland | BERRI - RENMARK SD1632 | 10% POE Forecast | MVA | 2027 | 33.9378 | 66kV | Radial | None | Normal (N)
Riverland | RENMARK - PARINGA SD1633 | 10% POE Forecast | MVA | 2027 | 16.68 | 66kV | Radial | None | Normal (N)
Riverland | BERRI - LYRUP SD1634 | 10% POE Forecast | MVA | 2027 | 5.4367 | 66kV | Radial | None | Normal (N)
Metro South | WILLUNGA - MYPONGA SD1568 | 10% POE Forecast | MVA | 2027 | 28.2644 | 66kV | Radial | None | Normal (N)
Metro South | MYPONGA - YANKALILLA SD1569 | 10% POE Forecast | MVA | 2027 | 23.3333 | 66kV | Radial | None | Normal (N)
Metro South | YANKALILLA - CAPE JERVIS SD1689 | 10% POE Forecast | MVA | 2027 | 18.2011 | 66kV | Radial | None | Normal (N)
Metro South | WILLUNGA - SQUARE WATER HOLE SD1570 | 10% POE Forecast | MVA | 2027 | 50.6478 | 66kV | Radial | None | Normal (N)
Metro South | SQUARE WATER HOLE - VICTOR HARBOR SD1595 | 10% POE Forecast | MVA | 2027 | 27.5211 | 66kV | Radial | None | Normal (N)
Metro South | SQUARE WATER HOLE - GOOLWA SD1571 | 10% POE Forecast | MVA | 2027 | 16.5589 | 66kV | Radial | None | Normal (N)
Eastern Hills | BALHANNAH - WOODSIDE SD41100 | 10% POE Forecast | MVA | 2027 | 9.695 | 33kV | Radial | None | Normal (N)
Eastern Hills | BALHANNAH - VERDUN TEE SD41200 | 10% POE Forecast | MVA | 2027 | 3.815 | 33kV | Radial | None | Normal (N)
Eastern Hills | VERDUN TEE - ALDGATE TEE SD41200 | 10% POE Forecast | MVA | 2027 | 0 | 33kV | Radial | None | Normal (N)
Eastern Hills | VERDUN TEE - MYLOR SD41200 | 10% POE Forecast | MVA | 2027 | 2.345 | 33kV | Radial | None | Normal (N)
Eastern Hills | BALHANNAH - NAIRNE TEE SD41300 | 10% POE Forecast | MVA | 2027 | 9.47 | 33kV | Radial | None | Normal (N)
Eastern Hills | NAIRNE TEE - NAIRNE SD41300 | 10% POE Forecast | MVA | 2027 | 8.195 | 33kV | Radial | None | Normal (N)
Eastern Hills | NAIRNE TEE - BRUKUNGA SD41300 | 10% POE Forecast | MVA | 2027 | 0.435 | 33kV | Radial | None | Normal (N)
Eastern Hills | URAIDLA - PICCADILLY TEE SD42100 | 10% POE Forecast | MVA | 2027 | 16.845 | 33kV | Radial | None | Normal (N)
Eastern Hills | PICCADILLY TEE - PICCADILLY EOL SD42100 | 10% POE Forecast | MVA | 2027 | 1.69 | 33kV | Radial | None | Normal (N)
Eastern Hills | PICCADILLY TEE - ALDGATE TEE SD42100 | 10% POE Forecast | MVA | 2027 | 14.87 | 33kV | Radial | None | Normal (N)
Eastern Hills | ALDGATE TEE - ALDGATE SD42100 | 10% POE Forecast | MVA | 2027 | 7.47 | 33kV | Radial | None | Normal (N)
Eastern Hills | ANGAS CREEK - BIRDWOOD TEE SD38100 | 10% POE Forecast | MVA | 2027 | 7.635 | 33kV | Radial | None | Normal (N)
Eastern Hills | BIRDWOOD TEE - GUMERACHA RURAL SD38100 | 10% POE Forecast | MVA | 2027 | 1.135 | 33kV | Radial | None | Normal (N)
Eastern Hills | BIRDWOOD TEE - BIRDWOOD SD38100 | 10% POE Forecast | MVA | 2027 | 6.235 | 33kV | Radial | None | Normal (N)
Eastern Hills | BIRDWOOD - MOUNT PLEASANT TEE SD38100 | 10% POE Forecast | MVA | 2027 | 3.135 | 33kV | Radial | None | Normal (N)
Eastern Hills | MOUNT PLEASANT TEE - PALMER RURAL SD38100 | 10% POE Forecast | MVA | 2027 | 0.32 | 33kV | Radial | None | Normal (N)
Eastern Hills | MOUNT PLEASANT TEE - MOUNT PLEASANT SD38100 | 10% POE Forecast | MVA | 2027 | 2.385 | 33kV | Radial | None | Normal (N)
Eastern Hills | ANGAS CREEK - ANGAS CREEK TEE SD38200 | 10% POE Forecast | MVA | 2027 | 12.105 | 33kV | Radial | None | Normal (N)
Eastern Hills | ANGAS CREEK TEE - LOBETHAL SD38200 | 10% POE Forecast | MVA | 2027 | 8.235 | 33kV | Radial | None | Normal (N)
Eastern Hills | LOBETHAL - WOODSIDE SD38200 | 10% POE Forecast | MVA | 2027 | 0.1 | 33kV | Radial | None | Normal (N)
Eastern Hills | ANGAS CREEK TEE - GUMERACHA WEIR SD38200 | 10% POE Forecast | MVA | 2027 | 3.66 | 33kV | Radial | None | Normal (N)
Eastern Hills | GUMERACHA WEIR - HOUGHTON SD38200 | 10% POE Forecast | MVA | 2027 | 2.59 | 33kV | Radial | None | Normal (N)
Eastern Hills | GUMERACHA WEIR - KERSBROOK SD38200 | 10% POE Forecast | MVA | 2027 | 0.94 | 33kV | Radial | None | Normal (N)
Eastern Hills | KERSBROOK - WILLIAMSTOWN SOUTH TEE SD38200 | 10% POE Forecast | MVA | 2027 | 0.41 | 33kV | Radial | None | Normal (N)
Eastern Hills | GUMERACHA WEIR - GUMERACHA RURAL SD38200 | 10% POE Forecast | MVA | 2027 | 0 | 33kV | Radial | None | Normal (N)
Eyre Peninsula | WHYALLA CENTRAL - WHYALLA CITY 1 SD56101 | 10% POE Forecast | MVA | 2027 | 9.84 | 33kV | Radial | None | Normal (N)
Eyre Peninsula | WHYALLA CENTRAL - WHYALLA CITY 2 SD56102 | 10% POE Forecast | MVA | 2027 | 11.23 | 33kV | Radial | None | Normal (N)
Eyre Peninsula | WHYALLA CENTRAL - WHYALLA STUART SD56201 | 10% POE Forecast | MVA | 2027 | 19.815 | 33kV | Radial | None | Normal (N)
Eyre Peninsula | WHYALLA CENTRAL - WHYALLA NORTH TEE SD56301 | 10% POE Forecast | MVA | 2027 | 5.715 | 33kV | Radial | None | Normal (N)
Eyre Peninsula | WHYALLA NORTH TEE - WHYALLA TERMINAL SD56301 | 10% POE Forecast | MVA | 2027 | 0 | 33kV | Radial | None | Normal (N)
Eyre Peninsula | WHYALLA NORTH TEE - WHYALLA SOLAR SD56301 | 10% POE Forecast | MVA | 2027 | 5.525 | 33kV | Radial | None | Normal (N)
Eyre Peninsula | WHYALLA SOLAR - WHYALLA NORTH SD56301 | 10% POE Forecast | MVA | 2027 | 0.545 | 33kV | Radial | None | Normal (N)
Eyre Peninsula | PORT LINCOLN TERMINAL - PORT LINCOLN CITY TEE PL32 | 10% POE Forecast | MVA | 2027 | 16.0033 | 33kV | Radial | None | Normal (N)
Eyre Peninsula | PORT LINCOLN CITY TEE - PORT LINCOLN CITY PL32 | 10% POE Forecast | MVA | 2027 | 0 | 33kV | Radial | None | Normal (N)
Eyre Peninsula | PORT LINCOLN CITY TEE - PORT LINCOLN MARINA TEE PL32 | 10% POE Forecast | MVA | 2027 | 15.4933 | 33kV | Radial | None | Normal (N)
Eyre Peninsula | PORT LINCOLN MARINA TEE - PORT LINCOLN DOCKS PL32 | 10% POE Forecast | MVA | 2027 | 6.7067 | 33kV | Radial | None | Normal (N)
Eyre Peninsula | PORT LINCOLN MARINA TEE - PORT LINCOLN MARINA PL32 | 10% POE Forecast | MVA | 2027 | 8.7333 | 33kV | Radial | None | Normal (N)
Eyre Peninsula | PORT LINCOLN TERMINAL - PORT LINCOLN CITY SD61101 | 10% POE Forecast | MVA | 2027 | 12.47 | 33kV | Radial | None | Normal (N)
Eyre Peninsula | PORT LINCOLN TERMINAL - POONINDIE TEE PL34 | 10% POE Forecast | MVA | 2027 | 14.12 | 33kV | Radial | None | Normal (N)
Eyre Peninsula | POONINDIE TEE - POONINDIE PL34 | 10% POE Forecast | MVA | 2027 | 6.8867 | 33kV | Radial | None | Normal (N)
Eyre Peninsula | POONINDIE - POINT BOSTON PL34 | 10% POE Forecast | MVA | 2027 | 1.33 | 33kV | Radial | None | Normal (N)
Eyre Peninsula | POONINDIE TEE - TOD RIVER PL34 | 10% POE Forecast | MVA | 2027 | 6.2767 | 33kV | Radial | None | Normal (N)
Eyre Peninsula | TOD RIVER - CUMMINS CM36 | 10% POE Forecast | MVA | 2027 | 2.9267 | 33kV | Radial | None | Normal (N)
Eyre Peninsula | TOD RIVER - TUMBY BAY CM35 | 10% POE Forecast | MVA | 2027 | 2.8933 | 33kV | Radial | None | Normal (N)
Eyre Peninsula | PORT LINCOLN TERMINAL - ULEY SOUTH TEE PL33 | 10% POE Forecast | MVA | 2027 | 4.2 | 33kV | Radial | None | Normal (N)
Eyre Peninsula | ULEY SOUTH TEE - ULEY SOUTH PL33 | 10% POE Forecast | MVA | 2027 | 1.3633 | 33kV | Radial | None | Normal (N)
Eyre Peninsula | ULEY SOUTH TEE - ULEY PL33 | 10% POE Forecast | MVA | 2027 | 2.6467 | 33kV | Radial | None | Normal (N)
Eyre Peninsula | ULEY - COFFIN BAY PL33 | 10% POE Forecast | MVA | 2027 | 2.13 | 33kV | Radial | None | Normal (N)
Eyre Peninsula | CLEVE - COWELL SD53100 | 10% POE Forecast | MVA | 2027 | 2.605 | 33kV | Radial | None | Normal (N)
Eyre Peninsula | CLEVE - BOOTHBY SD55100 | 10% POE Forecast | MVA | 2027 | 5.88 | 33kV | Radial | None | Normal (N)
Eyre Peninsula | BOOTHBY - PUMPING STATION ROAD SD55100 | 10% POE Forecast | MVA | 2027 | 5.56 | 33kV | Radial | None | Normal (N)
Eyre Peninsula | PUMPING STATION ROAD - ARNO BAY SD55100 | 10% POE Forecast | MVA | 2027 | 0.92 | 33kV | Radial | None | Normal (N)
Mid North | BRINKWORTH - YACKA TEE SD33100 | 10% POE Forecast | MVA | 2027 | 2.23 | 33kV | Radial | None | Normal (N)
Mid North | YACKA TEE - YACKA RURAL SD33100 | 10% POE Forecast | MVA | 2027 | 0 | 33kV | Radial | None | Normal (N)
Mid North | YACKA TEE - SPALDING TEE SD33100 | 10% POE Forecast | MVA | 2027 | 2.22 | 33kV | Radial | None | Normal (N)
Mid North | SPALDING TEE - GEORGETOWN SD33100 | 10% POE Forecast | MVA | 2027 | 0.555 | 33kV | Radial | None | Normal (N)
Mid North | GEORGETOWN - GLADSTONE SD33100 | 10% POE Forecast | MVA | 2027 | 0.26 | 33kV | Radial | None | Normal (N)
Mid North | SPALDING TEE - SPALDING SD33100 | 10% POE Forecast | MVA | 2027 | 1.305 | 33kV | Radial | None | Normal (N)
Mid North | BRINKWORTH - MERRITON SD33300 | 10% POE Forecast | MVA | 2027 | 0.655 | 33kV | Radial | None | Normal (N)
Mid North | BRINKWORTH - BRINKWORTH TEE SD33200 | 10% POE Forecast | MVA | 2027 | 2.65 | 33kV | Radial | None | Normal (N)
Mid North | BRINKWORTH TEE - YACKA RURAL SD33200 | 10% POE Forecast | MVA | 2027 | 0.02 | 33kV | Radial | None | Normal (N)
Mid North | BRINKWORTH TEE - BLYTH TOWNSHIP SD33200 | 10% POE Forecast | MVA | 2027 | 2.635 | 33kV | Radial | None | Normal (N)
Mid North | BLYTH TOWNSHIP - CLARE NORTH TEE SD33200 | 10% POE Forecast | MVA | 2027 | 0 | 33kV | Radial | None | Normal (N)
Mid North | BLYTH TOWNSHIP - BALAKLAVA TOWNSHIP SD33200 | 10% POE Forecast | MVA | 2027 | 0.695 | 33kV | Radial | None | Normal (N)
Mid North | WATERLOO DISTRIBUTION - RIVERTON TEE SD36400 | 10% POE Forecast | MVA | 2027 | 6.36 | 33kV | Radial | N | Normal (N)
Mid North | RIVERTON TEE - AUBURN TEE SD36400 | 10% POE Forecast | MVA | 2027 | 4.235 | 33kV | Radial | None | Normal (N)
Mid North | AUBURN TEE - AUBURN SD36400 | 10% POE Forecast | MVA | 2027 | 3.285 | 33kV | Radial | None | Normal (N)
Mid North | RIVERTON TEE - RIVERTON SD36400 | 10% POE Forecast | MVA | 2027 | 2.035 | 33kV | Radial | None | Normal (N)
Mid North | WATERLOO DISTRIBUTION - WATERLOO RURAL SD36201 | 10% POE Forecast | MVA | 2027 | 1.055 | 33kV | Radial | None | Normal (N)
Mid North | WATERLOO RURAL - ROBERTSTOWN SD36201 | 10% POE Forecast | MVA | 2027 | 1.055 | 33kV | Radial | None | Normal (N)
Mid North | WATERLOO DISTRIBUTION - PORTERS LAGOON SD36101 | 10% POE Forecast | MVA | 2027 | 0.14 | 33kV | Radial | None | Normal (N)
Mid North | PORTERS LAGOON - HANSON SD36101 | 10% POE Forecast | MVA | 2027 | 0.02 | 33kV | Radial | None | Normal (N)
Mid North | WATERLOO DISTRIBUTION - WATERLOO TOWN SD36300 | 10% POE Forecast | MVA | 2027 | 2.905 | 33kV | Radial | None | Normal (N)
Mid North | WATERLOO TOWN - EUDUNDA TEE SD36300 | 10% POE Forecast | MVA | 2027 | 2.625 | 33kV | Radial | None | Normal (N)
Mid North | EUDUNDA TEE - EUDUNDA SD36300 | 10% POE Forecast | MVA | 2027 | 1.72 | 33kV | Radial | None | Normal (N)
Mid North | EUDUNDA TEE - KAPUNDA RURAL SD36300 | 10% POE Forecast | MVA | 2027 | 0.06 | 33kV | Radial | None | Normal (N)
Mid North | TEMPLERS - WASLEYS SD37402 | 10% POE Forecast | MVA | 2027 | 9.23 | 33kV | Radial | None | Normal (N)
Mid North | WASLEYS - MALLALA SD37402 | 10% POE Forecast | MVA | 2027 | 0 | 33kV | Radial | None | Normal (N)
Mid North | TEMPLERS - HAMLEY BRIDGE SD37101 | 10% POE Forecast | MVA | 2027 | 4.8 | 33kV | Radial | None | Normal (N)
Mid North | HAMLEY BRIDGE - BALAKLAVA RURAL SD37102 | 10% POE Forecast | MVA | 2027 | 1.555 | 33kV | Radial | None | Normal (N)
Mid North | TEMPLERS - FREELING NORTH TEE SD37200 | 10% POE Forecast | MVA | 2027 | 11.53 | 33kV | Radial | None | Normal (N)
Mid North | FREELING NORTH TEE - KAPUNDA RURAL SD37200 | 10% POE Forecast | MVA | 2027 | 7.535 | 33kV | Radial | N | Normal (N)
Mid North | TEMPLERS - DAVEYSTON TOWNSHIP SD37301 | 10% POE Forecast | MVA | 2027 | 1.89 | 33kV | Radial | None | Normal (N)
Mid North | TEMPLERS - GAWLER BELT TEE SD37501 | 10% POE Forecast | MVA | 2027 | 11.07 | 33kV | Radial | None | Normal (N)
Mid North | GAWLER BELT TEE - EVANSTON SD60101 | 10% POE Forecast | MVA | 2027 | 0.14 | 33kV | Radial | None | Normal (N)
Mid North | DORRIEN - NURIOOTPA TEE SD52100 | 10% POE Forecast | MVA | 2027 | 20.235 | 33kV | Radial | N | Normal (N)
Mid North | NURIOOTPA TEE - NURIOOTPA SD52100 | 10% POE Forecast | MVA | 2027 | 11.075 | 33kV | Radial | None | Normal (N)
Mid North | NURIOOTPA TEE - STOCKWELL SD52100 | 10% POE Forecast | MVA | 2027 | 8.6 | 33kV | Radial | None | Normal (N)
Mid North | DORRIEN - ANGASTON NO 1 SD52201 | 10% POE Forecast | MVA | 2027 | 8.535 | 33kV | Meshed | None | Normal (N)
Mid North | DORRIEN - ANGASTON NO 2 SD52202 | 10% POE Forecast | MVA | 2027 | 9.885 | 33kV | Meshed | None | Normal (N)
Mid North | DORRIEN - BAROSSA SOUTH SD52300 | 10% POE Forecast | MVA | 2027 | 20.16 | 33kV | Radial | None | Normal (N)
Mid North | BAROSSA SOUTH TEE - LYNDOCH TEE SD52300 | 10% POE Forecast | MVA | 2027 | 12.185 | 33kV | Radial | None | Normal (N)
Mid North | LYNDOCH TEE - LYNDOCH SD52300 | 10% POE Forecast | MVA | 2027 | 8.425 | 33kV | Radial | None | Normal (N)
Mid North | LYNDOCH TEE - SANDY CREEK TEE SD52300 | 10% POE Forecast | MVA | 2027 | 3.375 | 33kV | Radial | None | Normal (N)
Mid North | SANDY CREEK TEE - SANDY CREEK SD52300 | 10% POE Forecast | MVA | 2027 | 2.75 | 33kV | Radial | None | Normal (N)
Mid North | SANDY CREEK TEE - EVANSTON TEE SD52300 | 10% POE Forecast | MVA | 2027 | 0.59 | 33kV | Radial | None | Normal (N)
Mid North | LYNDOCH - WILLIAMSTOWN SD52300 | 10% POE Forecast | MVA | 2027 | 4.81 | 33kV | Radial | None | Normal (N)
Mid North | WILLIAMSTOWN - WILLIAMSTOWN SOUTH TEE SD52300 | 10% POE Forecast | MVA | 2027 | 2.775 | 33kV | Radial | None | Normal (N)
Mid North | WILLIAMSTOWN SOUTH TEE - WILLIAMSTOWN SOUTH SD52300 | 10% POE Forecast | MVA | 2027 | 2.77 | 33kV | Radial | None | Normal (N)
Mid North | WILLIAMSTOWN SOUTH TEE - ANGAS CREEK TIE SD52300 | 10% POE Forecast | MVA | 2027 | 0 | 33kV | Radial | None | Normal (N)
Mid North | CLARE NORTH - CLARE NO 1 SD57101 | 10% POE Forecast | MVA | 2027 | 7.06 | 33kV | Meshed | None | Normal (N)
Mid North | CLARE NORTH - CLARE NORTH TEE SD57102 | 10% POE Forecast | MVA | 2027 | 7.2 | 33kV | Meshed | None | Normal (N)
Mid North | CLARE NORTH TEE - CLARE NO 2 SD57102 | 10% POE Forecast | MVA | 2027 | 7.195 | 33kV | Meshed | None | Normal (N)
Mid North | CLARE - FARRELL FLAT SD57100 | 10% POE Forecast | MVA | 2027 | 3.605 | 33kV | Radial | None | Normal (N)
Mid North | FARRELL FLAT - WATERLOO TIE SD57100 | 10% POE Forecast | MVA | 2027 | 0 | 33kV | Radial | None | Normal (N)
Mid North | FARRELL FLAT - BURRA SD57100 | 10% POE Forecast | MVA | 2027 | 3.525 | 33kV | Radial | None | Normal (N)
Murraylands | MANNUM - PALMER TEE SD39200 | 10% POE Forecast | MVA | 2027 | 1.575 | 33kV | Radial | None | Normal (N)
Murraylands | PALMER TEE - MANNUM ROAD RANDELL ROAD INT SD39200 | 10% POE Forecast | MVA | 2027 | 0 | 33kV | Radial | None | Normal (N)
Murraylands | PALMER TEE - CAMBRAI TEE SD39200 | 10% POE Forecast | MVA | 2027 | 1.575 | 33kV | Radial | None | Normal (N)
Murraylands | CAMBRAI TEE - CAMBRAI SD39200 | 10% POE Forecast | MVA | 2027 | 1.535 | 33kV | Radial | None | Normal (N)
Murraylands | CAMBRAI TEE - PALMER RURAL SD39200 | 10% POE Forecast | MVA | 2027 | 0.03 | 33kV | Radial | None | Normal (N)
Murraylands | MANNUM - TEAL FLAT TEE SD39100 | 10% POE Forecast | MVA | 2027 | 8.245 | 33kV | Radial | None | Normal (N)
Murraylands | TEAL FLAT TEE - TEAL FLAT SD39100 | 10% POE Forecast | MVA | 2027 | 3.195 | 33kV | Radial | None | Normal (N)
Murraylands | TEAL FLAT TEE - SWAN REACH SD39100 | 10% POE Forecast | MVA | 2027 | 3.955 | 33kV | Radial | None | Normal (N)
Murraylands | MANNUM - CALOOTE TEE SD39300 | 10% POE Forecast | MVA | 2027 | 2.005 | 33kV | Radial | None | Normal (N)
Murraylands | CALOOTE TEE - CALOOTE SD39300 | 10% POE Forecast | MVA | 2027 | 1.895 | 33kV | Radial | None | Normal (N)
Murraylands | CALOOTE TEE - MOBILONG TIE SD39300 | 10% POE Forecast | MVA | 2027 | 0 | 33kV | Radial | None | Normal (N)
Murraylands | MANNUM - MANNUM RURAL SD39300 | 10% POE Forecast | MVA | 2027 | 5.415 | 33kV | Radial | None | Normal (N)
Murraylands | MANNUM RURAL - MANNUM TOWN TEE SD39300 | 10% POE Forecast | MVA | 2027 | 5.405 | 33kV | Radial | None | Normal (N)
Murraylands | MANNUM TOWN TEE - MANNUM ROAD RANDELL ROAD INT SD39300 | 10% POE Forecast | MVA | 2027 | 0 | 33kV | Radial | None | Normal (N)
Murraylands | MANNUM TOWN TEE - PELLARING FLAT TEE SD39300 | 10% POE Forecast | MVA | 2027 | 5.37 | 33kV | Radial | None | Normal (N)
Murraylands | PELLARING FLAT TEE - MANNUM TOWN SD39300 | 10% POE Forecast | MVA | 2027 | 5.36 | 33kV | Radial | None | Normal (N)
Murraylands | MOBILONG DISTRIBUTION - MOBILONG SD43100 | 10% POE Forecast | MVA | 2027 | 17.735 | 33kV | Radial | None | Normal (N)
Murraylands | MOBILONG - MOBILONG TEE SD43100 | 10% POE Forecast | MVA | 2027 | 17.735 | 33kV | Radial | None | Normal (N)
Murraylands | MOBILONG TEE - MYPOLONGA TIE SD43100 | 10% POE Forecast | MVA | 2027 | 0 | 33kV | Radial | None | Normal (N)
Murraylands | MOBILONG TEE - MURRAY BRIDGE NORTH TEE SD43100 | 10% POE Forecast | MVA | 2027 | 17.735 | 33kV | Radial | None | Normal (N)
Murraylands | MURRAY BRIDGE NORTH TEE - MURRAY BRIDGE NORTH SD43100 | 10% POE Forecast | MVA | 2027 | 0 | 33kV | Radial | None | Normal (N)
Murraylands | MURRAY BRIDGE NORTH TEE - MURRAY BRIDGE SOUTH TEE SD43100 | 10% POE Forecast | MVA | 2027 | 16.855 | 33kV | Radial | None | Normal (N)
Murraylands | MURRAY BRIDGE SOUTH TEE - MURRAY BRIDGE SOUTH SD43100 | 10% POE Forecast | MVA | 2027 | 16.575 | 33kV | Radial | None | Normal (N)
Murraylands | MURRAY BRIDGE SOUTH TEE - MURRAY BRIDGE TOWNSHIP SD43100 | 10% POE Forecast | MVA | 2027 | 0 | 33kV | Radial | None | Normal (N)
Murraylands | MOBILONG DISTRIBUTION - MOBILONG SD43200 | 10% POE Forecast | MVA | 2027 | 20.85 | 33kV | Radial | None | Normal (N)
Murraylands | MOBILONG - MONARTO TEE SD43200 | 10% POE Forecast | MVA | 2027 | 20.85 | 33kV | Radial | None | Normal (N)
Murraylands | MONARTO TEE - MURRAY BRIDGE NORTH SD43200 | 10% POE Forecast | MVA | 2027 | 13.75 | 33kV | Radial | None | Normal (N)
Murraylands | MONARTO TEE - MONARTO SOUTH TEE SD43200 | 10% POE Forecast | MVA | 2027 | 6.805 | 33kV | Radial | None | Normal (N)
Murraylands | MONARTO SOUTH TEE - MONARTO SOUTH SD43200 | 10% POE Forecast | MVA | 2027 | 4.58 | 33kV | Radial | None | Normal (N)
Murraylands | MONARTO SOUTH TEE - MONARTO CENTRAL SD43200 | 10% POE Forecast | MVA | 2027 | 2.09 | 33kV | Radial | None | Normal (N)
Murraylands | MOBILONG DISTRIBUTION - MOBILONG SD43300 | 10% POE Forecast | MVA | 2027 | 3.05 | 33kV | Radial | None | Normal (N)
Murraylands | MOBILONG - PALLAMANA TEE SD43300 | 10% POE Forecast | MVA | 2027 | 3.055 | 33kV | Radial | None | Normal (N)
Murraylands | PALLAMANA TEE - MYPOLONGA TEE SD43300 | 10% POE Forecast | MVA | 2027 | 3.05 | 33kV | Radial | None | Normal (N)
Murraylands | MYPOLONGA TEE - MYPOLONGA SD43300 | 10% POE Forecast | MVA | 2027 | 3.055 | 33kV | Radial | None | Normal (N)
Murraylands | MYPOLONGA - MYPOLONGA EOL SD43300 | 10% POE Forecast | MVA | 2027 | 0.05 | 33kV | Radial | None | Normal (N)
Murraylands | MYPOLONGA TEE - CALOOTE TEE SD43300 | 10% POE Forecast | MVA | 2027 | 0.02 | 33kV | Radial | None | Normal (N)
Murraylands | TAILEM BEND - PUMP STATION TEE SD40101 | 10% POE Forecast | MVA | 2027 | 18.695 | 33kV | Radial | None | Normal (N)
Murraylands | PUMP STATION TEE - TAILEM BEND RURAL SD40101 | 10% POE Forecast | MVA | 2027 | 0.49 | 33kV | Radial | None | Normal (N)
Murraylands | TAILEM BEND RURAL - TAILEM BEND EOL SD40101 | 10% POE Forecast | MVA | 2027 | 0 | 33kV | Radial | None | Normal (N)
Murraylands | PUMP STATION TEE - TAILEM BEND TOWN TEE SD40101 | 10% POE Forecast | MVA | 2027 | 17.875 | 33kV | Radial | None | Normal (N)
Murraylands | TAILEM BEND TOWN TEE - TAILEM BEND TOWN SD40101 | 10% POE Forecast | MVA | 2027 | 3.13 | 33kV | Radial | None | Normal (N)
Murraylands | TAILEM BEND TOWN TEE - JERVOIS SD40101 | 10% POE Forecast | MVA | 2027 | 14.7 | 33kV | Radial | None | Normal (N)
Murraylands | JERVOIS - JERVOIS FLAT 1 TEE SD40102 | 10% POE Forecast | MVA | 2027 | 11.67 | 33kV | Radial | None | Normal (N)
Murraylands | JERVOIS FLAT 1 TEE - JERVOIS FLAT 2 TEE SD40102 | 10% POE Forecast | MVA | 2027 | 9.33 | 33kV | Radial | None | Normal (N)
Murraylands | JERVOIS FLAT 2 TEE - WOODS POINT SD40102 | 10% POE Forecast | MVA | 2027 | 7.065 | 33kV | Radial | None | Normal (N)
Murraylands | WOODS POINT - WHITE SANDS TEE SD40103 | 10% POE Forecast | MVA | 2027 | 4.755 | 33kV | Radial | None | Normal (N)
Murraylands | WHITE SANDS TEE - WHITE SANDS SD40103 | 10% POE Forecast | MVA | 2027 | 4.75 | 33kV | Radial | None | Normal (N)
Murraylands | WHITE SANDS TEE - MURRAY BRIDGE TOWNSHIP SD40103 | 10% POE Forecast | MVA | 2027 | 0.02 | 33kV | Radial | None | Normal (N)
Murraylands | TAILEM BEND - SUBSTATION ROAD TEE SD40200 | 10% POE Forecast | MVA | 2027 | 8.36 | 33kV | Radial | None | Normal (N)
Murraylands | SUBSTATION ROAD TEE - SUBSTATION ROAD SD40200 | 10% POE Forecast | MVA | 2027 | 0 | 33kV | Radial | None | Normal (N)
Murraylands | SUBSTATION ROAD TEE - MALLEE HWY SD40200 | 10% POE Forecast | MVA | 2027 | 8.36 | 33kV | Radial | None | Normal (N)
Murraylands | MALLEE HWY - MOORLANDS SWER SD40200 | 10% POE Forecast | MVA | 2027 | 8.315 | 33kV | Radial | None | Normal (N)
Murraylands | MALLEE HWY - ELWOMPLE SD40200 | 10% POE Forecast | MVA | 2027 | 0.01 | 33kV | Radial | None | Normal (N)
Murraylands | MOORLANDS SWER - COOMANDOOK SD40200 | 10% POE Forecast | MVA | 2027 | 7.81 | 33kV | Radial | None | Normal (N)
Murraylands | COOMANDOOK - COONALPYN SD40200 | 10% POE Forecast | MVA | 2027 | 7.235 | 33kV | Radial | None | Normal (N)
Murraylands | COONALPYN - BINNIES TEE SD40300 | 10% POE Forecast | MVA | 2027 | 6.265 | 33kV | Radial | N | Normal (N)
Murraylands | BINNIES TEE - BINNIES SD40300 | 10% POE Forecast | MVA | 2027 | 1.45 | 33kV | Radial | None | Normal (N)
Murraylands | BINNIES TEE - MENINGIE SD40300 | 10% POE Forecast | MVA | 2027 | 4.5 | 33kV | Radial | None | Normal (N)
Murraylands | MENINGIE - CAMPBELL PARK TEE SD40400 | 10% POE Forecast | MVA | 2027 | 2.195 | 33kV | Radial | None | Normal (N)
Murraylands | CAMPBELL PARK TEE - CAMPBELL PARK SD40400 | 10% POE Forecast | MVA | 2027 | 0.565 | 33kV | Radial | None | Normal (N)
Murraylands | CAMPBELL PARK TEE - NARRUNG SD40400 | 10% POE Forecast | MVA | 2027 | 1.61 | 33kV | Radial | None | Normal (N)
Murraylands | TAILEM BEND - SHERLOCK SD40501 | 10% POE Forecast | MVA | 2027 | 12.8581 | 33kV | Radial | None | Normal (N)
Murraylands | SHERLOCK - KAROONDA SD40502 | 10% POE Forecast | MVA | 2027 | 1.28 | 33kV | Radial | None | Normal (N)
Murraylands | SHERLOCK - GERANIUM SD40600 | 10% POE Forecast | MVA | 2027 | 9.9848 | 33kV | Radial | N | Normal (N)
Murraylands | GERANIUM - LAMEROO SD40700 | 10% POE Forecast | MVA | 2027 | 7.5788 | 33kV | Radial | N | Normal (N)
Murraylands | LAMEROO - LAMEROO RURAL SD40800 | 10% POE Forecast | MVA | 2027 | 5.2055 | 33kV | Radial | N | Normal (N)
Murraylands | LAMEROO RURAL - PARILLA TEE SD40800 | 10% POE Forecast | MVA | 2027 | 4.9223 | 33kV | Radial | N | Normal (N)
Murraylands | PARILLA TEE - PARILLA SD40800 | 10% POE Forecast | MVA | 2027 | 2.4667 | 33kV | Radial | None | Normal (N)
Murraylands | PARILLA TEE - PINNAROO SD40800 | 10% POE Forecast | MVA | 2027 | 2.2 | 33kV | Radial | None | Normal (N)
Riverland | PARINGA - MURTHO LX21 | 10% POE Forecast | MVA | 2027 | 15.0035 | 33kV | Radial | N | Normal (N)
Riverland | MURTHO - LINDSAY PT TEE LX21 | 10% POE Forecast | MVA | 2027 | 4.933 | 33kV | Radial | None | Normal (N)
Riverland | LINDSAY PT TEE - BORDER CLIFFS LX21 | 10% POE Forecast | MVA | 2027 | 1.059 | 33kV | Radial | None | Normal (N)
Riverland | LINDSAY PT TEE - VIC BORDER LX21 | 10% POE Forecast | MVA | 2027 | 3.2935 | 33kV | Radial | None | Normal (N)
Riverland | SWAN REACH - SWAN REACH FILTRATION TEE SD39400 | 10% POE Forecast | MVA | 2027 | 2.91 | 33kV | Radial | None | Normal (N)
Riverland | SWAN REACH FILTRATION TEE - SWAN REACH TOWN SD39400 | 10% POE Forecast | MVA | 2027 | 1.72 | 33kV | Radial | None | Normal (N)
South East | KEITH - COONALPYN SD45101 | 10% POE Forecast | MVA | 2027 | 1.99 | 33kV | Radial | None | Normal (N)
South East | KEITH - PADTHAWAY SD45300 | 10% POE Forecast | MVA | 2027 | 3.67 | 33kV | Radial | None | Normal (N)
South East | KEITH - WIRREGA SD45201 | 10% POE Forecast | MVA | 2027 | 17.02 | 33kV | Radial | N | Normal (N)
South East | WIRREGA - BORDERTOWN SD45202 | 10% POE Forecast | MVA | 2027 | 13.24 | 33kV | Radial | N | Normal (N)
South East | SNUGGERY RURAL - MILLICENT SD49100 | 10% POE Forecast | MVA | 2027 | 15.275 | 33kV | Radial | None | Normal (N)
South East | MILLICENT - SOUTH END TEE SD49100 | 10% POE Forecast | MVA | 2027 | 9.015 | 33kV | Radial | None | Normal (N)
South East | SOUTH END TEE - SOUTH END SD49100 | 10% POE Forecast | MVA | 2027 | 0.41 | 33kV | Radial | None | Normal (N)
South East | SOUTH END TEE - HATHERLEIGH TOWNSHIP TEE SD49100 | 10% POE Forecast | MVA | 2027 | 7.915 | 33kV | Radial | None | Normal (N)
South East | HATHERLEIGH TOWNSHIP TEE - HATHERLEIGH TOWNSHIP SD49100 | 10% POE Forecast | MVA | 2027 | 0.075 | 33kV | Radial | None | Normal (N)
South East | HATHERLEIGH TOWNSHIP TEE - HATHERLEIGH SD49100 | 10% POE Forecast | MVA | 2027 | 7.58 | 33kV | Radial | None | Normal (N)
South East | HATHERLEIGH - BEACHPORT TEE SD49200 | 10% POE Forecast | MVA | 2027 | 7.425 | 33kV | Radial | None | Normal (N)
South East | BEACHPORT TEE - BEACHPORT SD49200 | 10% POE Forecast | MVA | 2027 | 1.47 | 33kV | Radial | None | Normal (N)
South East | BEACHPORT TEE - ROBE SD49200 | 10% POE Forecast | MVA | 2027 | 6.03 | 33kV | Radial | N | Normal (N)
South East | SNUGGERY RURAL - MOUNT BURR SD49500 | 10% POE Forecast | MVA | 2027 | 2.2 | 33kV | Radial | None | Normal (N)
South East | MOUNT BURR - KALANGADOO TEE SD49500 | 10% POE Forecast | MVA | 2027 | 1.375 | 33kV | Radial | None | Normal (N)
South East | KALANGADOO TEE - KALANGADOO SD49500 | 10% POE Forecast | MVA | 2027 | 0.61 | 33kV | Radial | None | Normal (N)
South East | KALANGADOO TEE - KALANGADOO RURAL SD49500 | 10% POE Forecast | MVA | 2027 | 0 | 33kV | Radial | None | Normal (N)
South East | BLANCHE - MOUNT GAMBIER WEST SD48101 | 10% POE Forecast | MVA | 2027 | 15.95 | 33kV | Radial | None | Normal (N)
South East | BLUE LAKE TEE - MOUNT GAMBIER SD48104 | 10% POE Forecast | MVA | 2027 | 0 | 33kV | Radial | None | Normal (N)
South East | BLANCHE - LAKESIDE TEE SD48100 | 10% POE Forecast | MVA | 2027 | 21.38 | 33kV | Radial | None | Normal (N)
South East | LAKESIDE TEE - GLENCOE TEE SD48100 | 10% POE Forecast | MVA | 2027 | 14.895 | 33kV | Radial | None | Normal (N)
South East | GLENCOE TEE - TANTANOOLA SD48100 | 10% POE Forecast | MVA | 2027 | 2.86 | 33kV | Radial | None | Normal (N)
South East | GLENCOE TEE - MOUNT GAMBIER SD48100 | 10% POE Forecast | MVA | 2027 | 11.95 | 33kV | Radial | None | Normal (N)
South East | BLANCHE - KONGORONG TEE SD48200 | 10% POE Forecast | MVA | 2027 | 7.875 | 33kV | Radial | None | Normal (N)
South East | KONGORONG TEE - KONGORONG SD48200 | 10% POE Forecast | MVA | 2027 | 1.155 | 33kV | Radial | None | Normal (N)
South East | KONGORONG TEE - MOUNT SCHANK SD48200 | 10% POE Forecast | MVA | 2027 | 6.58 | 33kV | Radial | None | Normal (N)
South East | MOUNT SCHANK - ALLENDALE EAST SD48200 | 10% POE Forecast | MVA | 2027 | 4.625 | 33kV | Radial | None | Normal (N)
South East | MOUNT GAMBIER - TARPEENA SOUTH TEE SD47101 | 10% POE Forecast | MVA | 2027 | 8.45 | 33kV | Radial | None | Normal (N)
South East | TARPEENA SOUTH TEE - MOUNT GAMBIER SD47101 | 10% POE Forecast | MVA | 2027 | 0.02 | 33kV | Radial | None | Normal (N)
South East | TARPEENA SOUTH TEE - TARPEENA SOUTH SD47101 | 10% POE Forecast | MVA | 2027 | 7.85 | 33kV | Radial | None | Normal (N)
South East | KINCRAIG - LUCINDALE SD46201 | 10% POE Forecast | MVA | 2027 | 6.105 | 33kV | Radial | None | Normal (N)
South East | LUCINDALE - KINGSTON SE SD46201 | 10% POE Forecast | MVA | 2027 | 4.32 | 33kV | Radial | None | Normal (N)
South East | KINCRAIG - NARACOORTE SD46300 | 10% POE Forecast | MVA | 2027 | 17.77 | 33kV | Radial | None | Normal (N)
South East | NARACOORTE - NARACOORTE EAST TEE SD46100 | 10% POE Forecast | MVA | 2027 | 6.125 | 33kV | Radial | None | Normal (N)
South East | NARACOORTE EAST TEE - NARACOORTE EAST SD46100 | 10% POE Forecast | MVA | 2027 | 5.79 | 33kV | Radial | None | Normal (N)
South East | NARACOORTE EAST TEE - PADTHAWAY SD46100 | 10% POE Forecast | MVA | 2027 | 0.2 | 33kV | Radial | None | Normal (N)
South East | KINCRAIG - STRUAN RURAL SD46400 | 10% POE Forecast | MVA | 2027 | 0.815 | 33kV | Radial | None | Normal (N)
South East | STRUAN RURAL - GLENROY RURAL SD46400 | 10% POE Forecast | MVA | 2027 | 0.02 | 33kV | Radial | None | Normal (N)
South East | PENOLA WEST - PENOLA TEE SD58200 | 10% POE Forecast | MVA | 2027 | 6.87 | 33kV | Radial | None | Normal (N)
South East | PENOLA TEE - GLENROY RURAL SD58200 | 10% POE Forecast | MVA | 2027 | 6.83 | 33kV | Radial | N | Normal (N)
South East | PENOLA WEST - PENOLA TEE SD58101 | 10% POE Forecast | MVA | 2027 | 3.005 | 33kV | Radial | None | Normal (N)
South East | PENOLA TEE - SAFRIES TEE SD58101 | 10% POE Forecast | MVA | 2027 | 3.015 | 33kV | Radial | None | Normal (N)
South East | SAFRIES TEE - KALANGADOO NANGWARRY TEE SD58101 | 10% POE Forecast | MVA | 2027 | 0.635 | 33kV | Radial | None | Normal (N)
South East | KALANGADOO NANGWARRY TEE - NANGWARRY TEE SD58101 | 10% POE Forecast | MVA | 2027 | 0.55 | 33kV | Radial | None | Normal (N)
South East | NANGWARRY TEE - NANGWARRY SD58101 | 10% POE Forecast | MVA | 2027 | 0.555 | 33kV | Radial | None | Normal (N)
South East | KALANGADOO NANGWARRY TEE - KALANGADOO RURAL SD58101 | 10% POE Forecast | MVA | 2027 | 0.01 | 33kV | Radial | None | Normal (N)
South East | NANGWARRY TEE - MOUNT GAMBIER SD58101 | 10% POE Forecast | MVA | 2027 | 0 | 33kV | Radial | None | Normal (N)
Metro South | WILLUNGA - MCLAREN VALE SD44400 | 10% POE Forecast | MVA | 2027 | 0 | 33kV | Radial | None | Normal (N)
Metro South | YANKALILLA - HAY FLAT SD44200 | 10% POE Forecast | MVA | 2027 | 1.4415 | 33kV | Radial | None | Normal (N)
Metro South | HAY FLAT - RAPID BAY TEE SD44200 | 10% POE Forecast | MVA | 2027 | 1.3375 | 33kV | Radial | None | Normal (N)
Metro South | RAPID BAY TEE - RAPID BAY SD44200 | 10% POE Forecast | MVA | 2027 | 0.0205 | 33kV | Radial | None | Normal (N)
Metro South | RAPID BAY TEE - CAPE JERVIS SD44200 | 10% POE Forecast | MVA | 2027 | 0.1225 | 33kV | Radial | None | Normal (N)
Metro South | CAPE JERVIS - CUTTLEFISH BAY SD44301 | 10% POE Forecast | MVA | 2027 | 10.3565 | 33kV | Radial | None | Normal (N)
Metro South | FISHERY BEACH BACKUP - CUTTLEFISH BAY BACKUP SD44301 | 10% POE Forecast | MVA | 2027 | 0.583 | 33kV | Radial | None | Normal (N)
Metro South | CUTTLEFISH BAY - PENNESHAW SD44301 | 10% POE Forecast | MVA | 2027 | 10.3785 | 33kV | Radial | None | Normal (N)
Metro South | PENNESHAW - AMERICAN RIVER SD44300 | 10% POE Forecast | MVA | 2027 | 8.264 | 33kV | Radial | None | Normal (N)
Metro South | AMERICAN RIVER - KINGSCOTE TEE SD44300 | 10% POE Forecast | MVA | 2027 | 6.6 | 33kV | Radial | N | Normal (N)
Metro South | KINGSCOTE TEE - MACGILLIVRAY SD44300 | 10% POE Forecast | MVA | 2027 | 3.2045 | 33kV | Radial | None | Normal (N)
Metro South | KINGSCOTE TEE - KINGSCOTE SD44300 | 10% POE Forecast | MVA | 2027 | 3.031 | 33kV | Radial | None | Normal (N)
Upper North | DAVENPORT WEST - PORT AUGUSTA NO1 SD54101 | 10% POE Forecast | MVA | 2027 | 15.115 | 33kV | Meshed | None | Normal (N)
Upper North | DAVENPORT WEST - PORT AUGUSTA TEE SD54102 | 10% POE Forecast | MVA | 2027 | 10.985 | 33kV | Meshed | None | Normal (N)
Upper North | PORT AUGUSTA NO2 - PORT AUGUSTA TEE SD54102 | 10% POE Forecast | MVA | 2027 | 1.415 | 33kV | Meshed | None | Normal (N)
Upper North | PORT AUGUSTA TEE - PORT AUGUSTA WEST TEE SD54102 | 10% POE Forecast | MVA | 2027 | 10.79 | 33kV | Radial | None | Normal (N)
Upper North | PORT AUGUSTA WEST TEE - PORT AUGUSTA WEST SD54102 | 10% POE Forecast | MVA | 2027 | 9.415 | 33kV | Radial | None | Normal (N)
Upper North | PORT AUGUSTA WEST TEE - PANDURRA TEE SD54102 | 10% POE Forecast | MVA | 2027 | 1.305 | 33kV | Radial | None | Normal (N)
Upper North | PANDURRA TEE - BOOKALOO SD54102 | 10% POE Forecast | MVA | 2027 | 0.17 | 33kV | Radial | None | Normal (N)
Upper North | PANDURRA TEE - PANDURRA SD54102 | 10% POE Forecast | MVA | 2027 | 1.15 | 33kV | Radial | None | Normal (N)
Upper North | DAVENPORT WEST - AUGUSTA HWY SD54300 | 10% POE Forecast | MVA | 2027 | 5.485 | 33kV | Radial | None | Normal (N)
Upper North | AUGUSTA HWY - STIRLING NORTH SD54300 | 10% POE Forecast | MVA | 2027 | 5.45 | 33kV | Radial | None | Normal (N)
Upper North | STIRLING NORTH - QUORN SD54300 | 10% POE Forecast | MVA | 2027 | 2.095 | 33kV | Radial | None | Normal (N)
Upper North | DAVENPORT WEST - PT PATERSON SD54400 | 10% POE Forecast | MVA | 2027 | 4.75 | 33kV | Radial | None | Normal (N)
Upper North | BAROOTA - BAROOTA TOWN TEE SD31100 | 10% POE Forecast | MVA | 2027 | 9.005 | 33kV | Radial | None | Normal (N)
Upper North | BAROOTA TOWN TEE - BAROOTA TOWN SD31100 | 10% POE Forecast | MVA | 2027 | 0.24 | 33kV | Radial | None | Normal (N)
Upper North | BAROOTA TOWN TEE - BAROOTA TEE SD31100 | 10% POE Forecast | MVA | 2027 | 8.735 | 33kV | Radial | None | Normal (N)
Upper North | BAROOTA TEE - NAPPERBY BUNGAMA SD31100 | 10% POE Forecast | MVA | 2027 | 3.1 | 33kV | Radial | None | Normal (N)
Upper North | BAROOTA TEE - MURRAYTOWN SD31100 | 10% POE Forecast | MVA | 2027 | 5.63 | 33kV | Radial | None | Normal (N)
Upper North | MURRAYTOWN - WIRRABARA FOREST TEE SD31200 | 10% POE Forecast | MVA | 2027 | 1.25 | 33kV | Radial | None | Normal (N)
Upper North | WIRRABARA FOREST TEE - WIRRABARA FOREST SD31200 | 10% POE Forecast | MVA | 2027 | 0.46 | 33kV | Radial | None | Normal (N)
Upper North | WIRRABARA FOREST TEE - GLADSTONE SD31200 | 10% POE Forecast | MVA | 2027 | 0.255 | 33kV | Radial | None | Normal (N)
Upper North | MURRAYTOWN - ORROROO SD31300 | 10% POE Forecast | MVA | 2027 | 2.445 | 33kV | Radial | None | Normal (N)
Upper North | MURRAYTOWN - WILMINGTON SD31400 | 10% POE Forecast | MVA | 2027 | 1.49 | 33kV | Radial | None | Normal (N)
Upper North | BUNGAMA - PORT PIRIE SOUTH SD32101 | 10% POE Forecast | MVA | 2027 | 12.34 | 33kV | Meshed | None | Normal (N)
Upper North | PORT PIRIE SOUTH - PORT PIRIE SD32102 | 10% POE Forecast | MVA | 2027 | 9.885 | 33kV | Meshed | None | Normal (N)
Upper North | BUNGAMA - PORT PIRIE SD32103 | 10% POE Forecast | MVA | 2027 | 9.27 | 33kV | Meshed | None | Normal (N)
Upper North | BUNGAMA - HUGHES GAP SD32301 | 10% POE Forecast | MVA | 2027 | 9.095 | 33kV | Radial | Reverse N | Normal (N)
Upper North | HUGHES GAP - CRYSTAL BROOK TEE SD32302 | 10% POE Forecast | MVA | 2027 | 8.585 | 33kV | Radial | None | Normal (N)
Upper North | CRYSTAL BROOK TEE - GLADSTONE SD32302 | 10% POE Forecast | MVA | 2027 | 8.565 | 33kV | Radial | None | Normal (N)
Upper North | GLADSTONE - CALTOWIE TEE SD32200 | 10% POE Forecast | MVA | 2027 | 6.18 | 33kV | Radial | None | Normal (N)
Upper North | CALTOWIE TEE - CALTOWIE SD32200 | 10% POE Forecast | MVA | 2027 | 0.1 | 33kV | Radial | None | Normal (N)
Upper North | CALTOWIE TEE - PETERBOROUGH TEE SD32200 | 10% POE Forecast | MVA | 2027 | 5.68 | 33kV | Radial | None | Normal (N)
Upper North | PETERBOROUGH TEE - JAMESTOWN SD32200 | 10% POE Forecast | MVA | 2027 | 3.065 | 33kV | Radial | None | Normal (N)
Upper North | JAMESTOWN - TEROWIE TOWNSHIP SD32200 | 10% POE Forecast | MVA | 2027 | 1.11 | 33kV | Radial | None | Normal (N)
Upper North | PETERBOROUGH TEE - PETERBOROUGH SD32200 | 10% POE Forecast | MVA | 2027 | 2.145 | 33kV | Radial | None | Normal (N)
Upper North | BUNGAMA - PORT BROUGHTON TEE SD32400 | 10% POE Forecast | MVA | 2027 | 7.36 | 33kV | Radial | Reverse N | Normal (N)
Upper North | PORT BROUGHTON TEE - PORT BROUGHTON SD32400 | 10% POE Forecast | MVA | 2027 | 4.23 | 33kV | Radial | None | Normal (N)
Upper North | PORT BROUGHTON TEE - BRINKWORTH TIE SD32400 | 10% POE Forecast | MVA | 2027 | 0 | 33kV | Radial | None | Normal (N)
Upper North | PORT BROUGHTON TEE - CRYSTAL BROOK TEE SD32400 | 10% POE Forecast | MVA | 2027 | 2.51 | 33kV | Radial | None | Normal (N)
Upper North | NEUROODLA - HAWKER SD59100 | 10% POE Forecast | MVA | 2027 | 1.085 | 33kV | Radial | None | Normal (N)
Yorke Peninsula | HUMMOCKS DISTRIBUTION - NINNES TEE SD34400 | 10% POE Forecast | MVA | 2027 | 3.67 | 33kV | Radial | None | Normal (N)
Yorke Peninsula | NINNES TEE - LOCHIEL SD34400 | 10% POE Forecast | MVA | 2027 | 1.53 | 33kV | Radial | None | Normal (N)
Yorke Peninsula | NINNES TEE - KAINTON TEE SD34400 | 10% POE Forecast | MVA | 2027 | 1.695 | 33kV | Radial | None | Normal (N)
Yorke Peninsula | KAINTON TEE - KAINTON SD34400 | 10% POE Forecast | MVA | 2027 | 0.25 | 33kV | Radial | None | Normal (N)
Yorke Peninsula | KAINTON TEE - PASKEVILLE SD34400 | 10% POE Forecast | MVA | 2027 | 1.245 | 33kV | Radial | None | Normal (N)
Yorke Peninsula | PASKEVILLE - KADINA EAST SD34405 | 10% POE Forecast | MVA | 2027 | 0.87 | 33kV | Radial | None | Normal (N)
Yorke Peninsula | HUMMOCKS DISTRIBUTION - PORT CLINTON SD34300 | 10% POE Forecast | MVA | 2027 | 0.835 | 33kV | Radial | None | Normal (N)
Yorke Peninsula | PORT CLINTON - ARDROSSAN SD34300 | 10% POE Forecast | MVA | 2027 | 0.42 | 33kV | Radial | None | Normal (N)
Yorke Peninsula | HUMMOCKS DISTRIBUTION - FEDERATION CORNER SD34201 | 10% POE Forecast | MVA | 2027 | 4.29 | 33kV | Radial | None | Normal (N)
Yorke Peninsula | FEDERATION CORNER - SWAMP ROAD SD34201 | 10% POE Forecast | MVA | 2027 | 1.21 | 33kV | Radial | None | Normal (N)
Yorke Peninsula | FEDERATION CORNER - PT WAKEFIELD TEE SD34201 | 10% POE Forecast | MVA | 2027 | 3 | 33kV | Radial | None | Normal (N)
Yorke Peninsula | PT WAKEFIELD TEE - SWAMP ROAD SD34201 | 10% POE Forecast | MVA | 2027 | 1.2 | 33kV | Radial | None | Normal (N)
Yorke Peninsula | SWAMP ROAD - PT WAKEFIELD FAR NORTH EAST SD34201 | 10% POE Forecast | MVA | 2027 | 0 | 33kV | Radial | None | Normal (N)
Yorke Peninsula | PT WAKEFIELD TEE - PT WAKEFIELD RURAL SD34201 | 10% POE Forecast | MVA | 2027 | 1.51 | 33kV | Radial | None | Normal (N)
Yorke Peninsula | PT WAKEFIELD RURAL - PT WAKEFIELD TOWN TEE SD34201 | 10% POE Forecast | MVA | 2027 | 1.39 | 33kV | Radial | None | Normal (N)
Yorke Peninsula | PT WAKEFIELD TOWN TEE - PT WAKEFIELD TOWN SD34201 | 10% POE Forecast | MVA | 2027 | 0.42 | 33kV | Radial | None | Normal (N)
Yorke Peninsula | PT WAKEFIELD TOWN TEE - PROOF RANGE SD34201 | 10% POE Forecast | MVA | 2027 | 0.93 | 33kV | Radial | None | Normal (N)
Yorke Peninsula | HUMMOCKS DISTRIBUTION - BOWMANS TEE SD34102 | 10% POE Forecast | MVA | 2027 | 5.845 | 33kV | Radial | None | Normal (N)
Yorke Peninsula | BOWMANS TEE - PT WAKEFIELD RURAL SD34102 | 10% POE Forecast | MVA | 2027 | 0 | 33kV | Radial | None | Normal (N)
Yorke Peninsula | BOWMANS TEE - SAINTS SD34102 | 10% POE Forecast | MVA | 2027 | 5.395 | 33kV | Radial | None | Normal (N)
Yorke Peninsula | SAINTS - BALAKLAVA SD34102 | 10% POE Forecast | MVA | 2027 | 3.49 | 33kV | Radial | None | Normal (N)
Yorke Peninsula | BALAKLAVA - BALAKLAVA RURAL SD34102 | 10% POE Forecast | MVA | 2027 | 0 | 33kV | Radial | None | Normal (N)
Yorke Peninsula | BALAKLAVA - BALAKLAVA TOWNSHIP SD34102 | 10% POE Forecast | MVA | 2027 | 0 | 33kV | Radial | None | Normal (N)
Yorke Peninsula | KADINA EAST DISTRIBUTION - KADINA SD51102 | 10% POE Forecast | MVA | 2027 | 10.405 | 33kV | Radial | None | Normal (N)
Yorke Peninsula | KADINA EAST DISTRIBUTION - MOONTA TEE SD51200 | 10% POE Forecast | MVA | 2027 | 13.3 | 33kV | Radial | None | Normal (N)
Yorke Peninsula | MOONTA TEE - KADINA SD51200 | 10% POE Forecast | MVA | 2027 | 0 | 33kV | Radial | None | Normal (N)
Yorke Peninsula | MOONTA TEE - MOONTA SD51200 | 10% POE Forecast | MVA | 2027 | 13.21 | 33kV | Radial | N | Normal (N)
Yorke Peninsula | KADINA EAST DISTRIBUTION - WALLAROO TEE SD51300 | 10% POE Forecast | MVA | 2027 | 11.7 | 33kV | Radial | None | Normal (N)
Yorke Peninsula | WALLAROO TEE - KADINA SD51300 | 10% POE Forecast | MVA | 2027 | 0 | 33kV | Radial | None | Normal (N)
Yorke Peninsula | WALLAROO TEE - WALLAROO SD51300 | 10% POE Forecast | MVA | 2027 | 11.63 | 33kV | Radial | None | Normal (N)
Yorke Peninsula | ARDROSSAN WEST DISTRIBUTION - MAITLAND SD35100 | 10% POE Forecast | MVA | 2027 | 4.5 | 33kV | Radial | None | Normal (N)
Yorke Peninsula | ARDROSSAN WEST DISTRIBUTION - ARDROSSAN SD35201 | 10% POE Forecast | MVA | 2027 | 2.255 | 33kV | Radial | None | Normal (N)
Yorke Peninsula | ARDROSSAN WEST DISTRIBUTION - ARDROSSAN BHP SD35200 | 10% POE Forecast | MVA | 2027 | 6.135 | 33kV | Radial | None | Normal (N)
Yorke Peninsula | ARDROSSAN - ARDROSSAN BHP SD35200 | 10% POE Forecast | MVA | 2027 | 0 | 33kV | Radial | None | Normal (N)
Yorke Peninsula | ARDROSSAN BHP - PORT VINCENT SD35200 | 10% POE Forecast | MVA | 2027 | 5.94 | 33kV | Radial | None | Normal (N)
Yorke Peninsula | PORT VINCENT - MINLATON TEE SD35300 | 10% POE Forecast | MVA | 2027 | 2.635 | 33kV | Radial | None | Normal (N)
Yorke Peninsula | MINLATON TEE - CURRAMULKA TEE SD35300 | 10% POE Forecast | MVA | 2027 | 2.63 | 33kV | Radial | None | Normal (N)
Yorke Peninsula | CURRAMULKA TEE - CURRAMULKA SD35300 | 10% POE Forecast | MVA | 2027 | 0.305 | 33kV | Radial | None | Normal (N)
Yorke Peninsula | CURRAMULKA TEE - MINLATON SD35300 | 10% POE Forecast | MVA | 2027 | 2.285 | 33kV | Radial | None | Normal (N)
Yorke Peninsula | MINLATON TEE - PT VINCENT RURAL SD35300 | 10% POE Forecast | MVA | 2027 | 0 | 33kV | Radial | None | Normal (N)
Yorke Peninsula | DALRYMPLE - STANSBURY TEE SD35400 | 10% POE Forecast | MVA | 2027 | 6.135 | 33kV | Radial | None | Normal (N)
Yorke Peninsula | STANSBURY TEE - PORT GILES TEE SD35400 | 10% POE Forecast | MVA | 2027 | 2.93 | 33kV | Radial | None | Normal (N)
Yorke Peninsula | PORT GILES TEE - PORT GILES SD35400 | 10% POE Forecast | MVA | 2027 | 1.665 | 33kV | Radial | None | Normal (N)
Yorke Peninsula | STANSBURY TEE - STANSBURY SD35400 | 10% POE Forecast | MVA | 2027 | 3.255 | 33kV | Radial | None | Normal (N)
Yorke Peninsula | STANSBURY - PT VINCENT RURAL SD35403 | 10% POE Forecast | MVA | 2027 | 1.29 | 33kV | Radial | None | Normal (N)
Yorke Peninsula | DALRYMPLE - WOOL BAY RURAL SD35500 | 10% POE Forecast | MVA | 2027 | 5.74 | 33kV | Radial | None | Normal (N)
Yorke Peninsula | WOOL BAY RURAL - WOOL BAY SD35500 | 10% POE Forecast | MVA | 2027 | 5.695 | 33kV | Radial | None | Normal (N)
Yorke Peninsula | WOOL BAY RURAL - PORT GILES TEE SD35500 | 10% POE Forecast | MVA | 2027 | 0 | 33kV | Radial | None | Normal (N)
Yorke Peninsula | WOOL BAY - EDITHBURGH TEE SD35500 | 10% POE Forecast | MVA | 2027 | 5.675 | 33kV | Radial | None | Normal (N)
Yorke Peninsula | EDITHBURGH TEE - YORKETOWN SD35500 | 10% POE Forecast | MVA | 2027 | 3.985 | 33kV | Radial | None | Normal (N)
Yorke Peninsula | YORKETOWN - MARION BAY SD35500 | 10% POE Forecast | MVA | 2027 | 2.725 | 33kV | Radial | None | Normal (N)
Yorke Peninsula | EDITHBURGH TEE - EDITHBURGH SD35500 | 10% POE Forecast | MVA | 2027 | 1.46 | 33kV | Radial | None | Normal (N)
Metro West | ADELAIDE BRIGHTON CEMENT - PORT ADELAIDE SD1529 | 10% POE Forecast | MVA | 2028 | 57.5 | 66kV | Meshed | None | Normal (N)
Metro South | ALDINGA - WILLUNGA SD1674 | 10% POE Forecast | MVA | 2028 | 11.4 | 66kV | Meshed | None | Normal (N)
Metro North | ANGLE VALE - ANGLE VALE TEE SD1506A | 10% POE Forecast | MVA | 2028 | 12.2286 | 66kV | Meshed | None | Normal (N)
Metro North | ANGLE VALE TEE - EVANSTON SD1506B | 10% POE Forecast | MVA | 2028 | 12.3143 | 66kV | Meshed | None | Normal (N)
Metro North | ANGLE VALE TEE - VIRGINIA TEE SD2033 | 10% POE Forecast | MVA | 2028 | 0 | 66kV | Radial | None | Normal (N)
Metro West | ATHOL PARK - ATHOL PARK TEE SD1677A | 10% POE Forecast | MVA | 2028 | 18.9424 | 66kV | Radial | None | Normal (N)
Metro West | BLACKPOOL - FULHAM GARDENS SD1639 | 10% POE Forecast | MVA | 2028 | 87.2 | 66kV | Meshed | None | Normal (N)
Metro North | BOLIVAR - ST KILDA SD2034 | 10% POE Forecast | MVA | 2028 | 17.6571 | 66kV | Radial | None | Normal (N)
Metro East | CAMPBELLTOWN - MAGILL SD1661 | 10% POE Forecast | MVA | 2028 | 51.5714 | 66kV | Meshed | None | Normal (N)
Metro West | CHELTENHAM - CROYDON PARK TEE SD1655A | 10% POE Forecast | MVA | 2028 | 34.2 | 66kV | Meshed | None | Normal (N)
Metro South | CITY WEST - KESWICK SD2013 | 10% POE Forecast | MVA | 2028 | 215.7 | 66kV | Meshed | None | Normal (N)
Metro East | CITY WEST - WHITMORE SQUARE SD2016 | 10% POE Forecast | MVA | 2028 | 151.9 | 66kV | Meshed | None | Normal (N)
Metro East | COROMANDEL PLACE - WHITMORE SQUARE SD1681 | 10% POE Forecast | MVA | 2028 | 48.1429 | 66kV | Meshed | None | Normal (N)
Metro East | CROYDON - HINDLEY STREET TEE SD1659B | 10% POE Forecast | MVA | 2028 | 42.4 | 66kV | Meshed | None | Normal (N)
Metro West | CROYDON - KILKENNY SD1523 | 10% POE Forecast | MVA | 2028 | 10 | 66kV | Meshed | None | Normal (N)
Metro West | CROYDON PARK - CROYDON PARK TEE SD1655B | 10% POE Forecast | MVA | 2028 | 51.3 | 66kV | Meshed | None | Normal (N)
Metro West | CROYDON PARK TEE - CROYDON SD1655C | 10% POE Forecast | MVA | 2028 | 75.3 | 66kV | Meshed | None | Normal (N)
Metro North | DIREK - PARALOWIE SD2004 | 10% POE Forecast | MVA | 2028 | 54.9857 | 66kV | Meshed | None | Normal (N)
Metro East | DRY CREEK - KILBURN SOUTH TEE SD1658A | 10% POE Forecast | MVA | 2028 | 76.4571 | 66kV | Meshed | None | Normal (N)
Metro East | EAST TERRACE - COROMANDEL PLACE SD1680 | 10% POE Forecast | MVA | 2028 | 31.7857 | 66kV | Meshed | None | Normal (N)
Metro East | EAST TERRACE - NORTH ADELAIDE SD1560 | 10% POE Forecast | MVA | 2028 | 21.8429 | 66kV | Meshed | None | Normal (N)
Metro North | EDINBURGH - SALISBURY SD1688 | 10% POE Forecast | MVA | 2028 | 21.1286 | 66kV | Meshed | None | Normal (N)
Metro North | ELIZABETH DOWNS - PENFIELD SD1508 | 10% POE Forecast | MVA | 2028 | 19.1143 | 66kV | Meshed | None | Normal (N)
Metro North | ELIZABETH DOWNS - SMITHFIELD WEST SD1686 | 10% POE Forecast | MVA | 2028 | 47.5571 | 66kV | Meshed | N-1 | Normal (N)
Metro North | ELIZABETH HEIGHTS - ELIZABETH DOWNS SD1501 | 10% POE Forecast | MVA | 2028 | 50.4714 | 66kV | Meshed | None | Normal (N)
Metro North | ELIZABETH SOUTH - EDINBURGH SD1511 | 10% POE Forecast | MVA | 2028 | 25.5857 | 66kV | Meshed | None | Normal (N)
Metro West | FINDON - FINDON TEE SD1520A | 10% POE Forecast | MVA | 2028 | 19.5 | 66kV | Meshed | None | Normal (N)
Metro West | FINDON TEE - FLINDERS PARK SD1520B | 10% POE Forecast | MVA | 2028 | 30.3 | 66kV | Meshed | None | Normal (N)
Metro West | FLINDERS PARK - NEW RICHMOND SD1521 | 10% POE Forecast | MVA | 2028 | 14.1 | 66kV | Meshed | None | Normal (N)
Metro West | FULHAM GARDENS - FINDON TEE SD1520C | 10% POE Forecast | MVA | 2028 | 12.5 | 66kV | Meshed | None | Normal (N)
Metro West | FULHAM GARDENS - HENLEY SOUTH #1 SD1519 | 10% POE Forecast | MVA | 2028 | 18.1 | 66kV | Meshed | None | Normal (N)
Metro West | FULHAM GARDENS - HENLEY SOUTH #2 SD1691 | 10% POE Forecast | MVA | 2028 | 18.1 | 66kV | Meshed | None | Normal (N)
Metro South | GLENELG NORTH TEE - GLENELG NORTH SD1584A | 10% POE Forecast | MVA | 2028 | 0 | 66kV | Meshed | None | Normal (N)
Metro South | GLENELG NORTH TEE - PLYMPTON SD1584B | 10% POE Forecast | MVA | 2028 | 40.1 | 66kV | Meshed | None | Normal (N)
Metro East | GOLDEN GROVE - INGLE FARM SD1647 | 10% POE Forecast | MVA | 2028 | 56.1429 | 66kV | Meshed | None | Normal (N)
Metro South | HACKHAM - PORT NOARLUNGA SD1694A | 10% POE Forecast | MVA | 2028 | 48.8 | 66kV | Meshed | None | Normal (N)
Metro South | HAPPY VALLEY - HV/SAW TEE SD1591A | 10% POE Forecast | MVA | 2028 | 37.7 | 66kV | Meshed | None | Normal (N)
Metro South | HAPPY VALLEY - PANORAMA #1 SD1665 | 10% POE Forecast | MVA | 2028 | 51.9 | 66kV | Meshed | None | Normal (N)
Metro South | HAPPY VALLEY - PANORAMA #2 SD1666 | 10% POE Forecast | MVA | 2028 | 52 | 66kV | Meshed | None | Normal (N)
Metro South | HAPPY VALLEY - SEACOMBE #1 SD1566 | 10% POE Forecast | MVA | 2028 | 67.9 | 66kV | Meshed | None | Normal (N)
Metro South | HAPPY VALLEY - SEACOMBE #2 SD1590 | 10% POE Forecast | MVA | 2028 | 58 | 66kV | Meshed | None | Normal (N)
Metro East | HILLCREST - HOLDEN HILL SD1692 | 10% POE Forecast | MVA | 2028 | 29.7286 | 66kV | Meshed | None | Normal (N)
Metro East | HINDLEY STREET - WHITMORE SQUARE SD1664 | 10% POE Forecast | MVA | 2028 | 68.6 | 66kV | Meshed | None | Normal (N)
Metro East | HINDLEY STREET TEE - HINDLEY STREET SD1659C | 10% POE Forecast | MVA | 2028 | 24.0286 | 66kV | Meshed | None | Normal (N)
Metro East | HOLDEN HILL - CAMPBELLTOWN SD1660 | 10% POE Forecast | MVA | 2028 | 25.4286 | 66kV | Meshed | None | Normal (N)
Metro East | HOLDEN HILL - HOPE VALLEY SD1554A | 10% POE Forecast | MVA | 2028 | 49.6143 | 66kV | Meshed | None | Normal (N)
Metro East | HOPE VALLEY - TEA TREE GULLY SD1554B | 10% POE Forecast | MVA | 2028 | 33.5 | 66kV | Meshed | None | Normal (N)
Metro South | HV/SAW TEE - MORPHETT VALE EAST SD1591C | 10% POE Forecast | MVA | 2028 | 29 | 66kV | Meshed | None | Normal (N)
Metro East | KENT TOWN - KENT TOWN TEE SD1690 | 10% POE Forecast | MVA | 2028 | 31.4577 | 66kV | Meshed | None | Normal (N)
Metro South | KESWICK - CLARENCE GARDENS SD1671 | 10% POE Forecast | MVA | 2028 | 22 | 66kV | Radial | None | Normal (N)
Metro South | KESWICK - NEW RICHMOND TEE SD1670A | 10% POE Forecast | MVA | 2028 | 102.4 | 66kV | Meshed | N-1 | Normal (N)
Metro South | KESWICK - WHITMORE SQUARE TEE SD1669A | 10% POE Forecast | MVA | 2028 | 69.5 | 66kV | Meshed | None | Normal (N)
Metro West | KILBURN - CAVAN SD2014 | 10% POE Forecast | MVA | 2028 | 41.9648 | 66kV | Meshed | None | Normal (N)
Metro West | KILBURN - CROYDON PARK SD1531 | 10% POE Forecast | MVA | 2028 | 66.9 | 66kV | Meshed | None | Normal (N)
Metro East | KILBURN SOUTH TEE - KILBURN SOUTH SD1658B | 10% POE Forecast | MVA | 2028 | 17.9286 | 66kV | Radial | None | Normal (N)
Metro East | KILBURN SOUTH TEE - PROSPECT SD1658C | 10% POE Forecast | MVA | 2028 | 65.1857 | 66kV | Meshed | None | Normal (N)
Metro West | KILKENNY - WOODVILLE SD1675 | 10% POE Forecast | MVA | 2028 | 21.3 | 66kV | Meshed | None | Normal (N)
Metro South | KINGSWOOD - NORTH UNLEY SD1574 | 10% POE Forecast | MVA | 2028 | 51.1 | 66kV | Meshed | None | Normal (N)
Metro West | LARGS NORTH - ADELAIDE BRIGHTON CEMENT SD1654 | 10% POE Forecast | MVA | 2028 | 73.2 | 66kV | Meshed | None | Normal (N)
Metro West | LEFEVRE - BLACKPOOL SD1693 | 10% POE Forecast | MVA | 2028 | 62.1 | 66kV | Meshed | None | Normal (N)
Metro South | LINDEN PARK - LINDEN PARK TEE SD1662A | 10% POE Forecast | MVA | 2028 | 0 | 66kV | Meshed | None | Normal (N)
Metro South | LOWER MITCHAM - KINGSWOOD SD1563 | 10% POE Forecast | MVA | 2028 | 16.9 | 66kV | Meshed | None | Normal (N)
Metro East | MAGILL - BURNSIDE SD1556 | 10% POE Forecast | MVA | 2028 | 13.9332 | 66kV | Radial | None | Normal (N)
Metro East | MAGILL - KENT TOWN TEE SD1663A | 10% POE Forecast | MVA | 2028 | 31.4577 | 66kV | Meshed | None | Normal (N)
Metro East | MAGILL - NORWOOD SD1543 | 10% POE Forecast | MVA | 2028 | 65.7714 | 66kV | Meshed | None | Normal (N)
Metro South | MAGILL - URAIDLA TEE SD1662B | 10% POE Forecast | MVA | 2028 | 66.9 | 66kV | Meshed | None | Normal (N)
Metro East | MAGILL - WOODFORDE 2 SD1678 | 10% POE Forecast | MVA | 2028 | 19.9286 | 66kV | Radial | None | Normal (N)
Metro East | MAGILL - WOODFORDE 3 SD1679 | 10% POE Forecast | MVA | 2028 | 20.0286 | 66kV | Radial | None | Normal (N)
Metro South | MCLAREN FLAT - WILLUNGA SD1594A | 10% POE Forecast | MVA | 2028 | 61.9 | 66kV | Meshed | N-1 | Normal (N)
Metro South | MORPHETT VALE EAST - CLARENDON SD1592 | 10% POE Forecast | MVA | 2028 | 3.793 | 66kV | Radial | None | Normal (N)
Metro South | MORPHETT VALE EAST - HACKHAM SD1694B | 10% POE Forecast | MVA | 2028 | 66.9 | 66kV | Meshed | None | Normal (N)
Metro South | MORPHETT VALE EAST - MCLAREN FLAT SD1594B | 10% POE Forecast | MVA | 2028 | 75.4 | 66kV | Meshed | N-1 | Normal (N)
Metro South | MORPHETT VALE EAST - PORT STANVAC #1 SD1593 | 10% POE Forecast | MVA | 2028 | 61.7 | 66kV | Meshed | None | Normal (N)
Metro South | MORPHETT VALE EAST - PORT STANVAC #2 SD2010 | 10% POE Forecast | MVA | 2028 | 67.4 | 66kV | Meshed | None | Normal (N)
Metro South | MORPHETTVILLE - ASCOT PARK SD1586 | 10% POE Forecast | MVA | 2028 | 10 | 66kV | Meshed | None | Normal (N)
Metro South | MORPHETTVILLE - GLENELG NORTH TEE SD1584C | 10% POE Forecast | MVA | 2028 | 40 | 66kV | Meshed | None | Normal (N)
Metro South | MORPHETTVILLE - OAKLANDS SD1585 | 10% POE Forecast | MVA | 2028 | 17.4 | 66kV | Meshed | None | Normal (N)
Metro North | MUNNO PARA - ELIZABETH DOWNS SD2023 | 10% POE Forecast | MVA | 2028 | 41.2 | 66kV | Meshed | None | Normal (N)
Metro North | MUNNO PARA - EVANSTON SD1652 | 10% POE Forecast | MVA | 2028 | 58.6143 | 66kV | Meshed | N-1 | Normal (N)
Metro West | NEW OSBORNE - BLACKPOOL SD1518 | 10% POE Forecast | MVA | 2028 | 58.7 | 66kV | Meshed | None | Normal (N)
Metro West | NEW OSBORNE - GLANVILLE SD1527 | 10% POE Forecast | MVA | 2028 | 98.8 | 66kV | Meshed | N-1 | Normal (N)
Metro West | NEW OSBORNE - LARGS NORTH SD1653 | 10% POE Forecast | MVA | 2028 | 88.8 | 66kV | Meshed | None | Normal (N)
Metro West | NEW OSBORNE - SMORGON STEEL RECYCLING SD1532A | 10% POE Forecast | MVA | 2028 | 15.7 | 66kV | Meshed | None | Normal (N)
Metro West | NEW RICHMOND - THEBARTON SD1516 | 10% POE Forecast | MVA | 2028 | 27.9 | 66kV | Meshed | None | Normal (N)
Metro South | NEW RICHMOND TEE - NEW RICHMOND SD1670B | 10% POE Forecast | MVA | 2028 | 0 | 66kV | Meshed | None | Normal (N)
Metro South | NEW RICHMOND TEE - PLYMPTON SD1670C | 10% POE Forecast | MVA | 2028 | 85.1 | 66kV | Meshed | None | Normal (N)
Metro South | NOARLUNGA CENTRE - PORT NOARLUNGA SD1668 | 10% POE Forecast | MVA | 2028 | 42.9 | 66kV | Meshed | None | Normal (N)
Metro East | NORTH ADELAIDE - HINDLEY STREET TEE SD1659A | 10% POE Forecast | MVA | 2028 | 18.4714 | 66kV | Meshed | None | Normal (N)
Metro South | NORTH UNLEY - WHITMORE SQUARE TEE SD1669B | 10% POE Forecast | MVA | 2028 | 69.1 | 66kV | Meshed | N-1 | Normal (N)
Metro East | NORTHFIELD - CLEARVIEW SD1549 | 10% POE Forecast | MVA | 2028 | 28.6676 | 66kV | Radial | None | Normal (N)
Metro East | NORTHFIELD - DRY CREEK SD1657 | 10% POE Forecast | MVA | 2028 | 47.9571 | 66kV | Meshed | None | Normal (N)
Metro East | NORTHFIELD - HARROW SD1535 | 10% POE Forecast | MVA | 2028 | 23.0434 | 66kV | Radial | None | Normal (N)
Metro East | NORTHFIELD - HILLCREST SD1534 | 10% POE Forecast | MVA | 2028 | 69.8429 | 66kV | Meshed | None | Normal (N)
Metro East | NORTHFIELD - HOLDEN HILL SD1539 | 10% POE Forecast | MVA | 2028 | 74.6857 | 66kV | Meshed | None | Normal (N)
Metro East | NORTHFIELD - INGLE FARM #1 SD1548 | 10% POE Forecast | MVA | 2028 | 43.2857 | 66kV | Meshed | None | Normal (N)
Metro East | NORTHFIELD - INGLE FARM #2 SD2019 | 10% POE Forecast | MVA | 2028 | 45.0143 | 66kV | Meshed | None | Normal (N)
Metro East | NORWOOD - EAST TERRACE SD1545 | 10% POE Forecast | MVA | 2028 | 51.6143 | 66kV | Meshed | N-1 | Normal (N)
Metro East | NORWOOD - KENT TOWN SD1559 | 10% POE Forecast | MVA | 2028 | 0 | 66kV | Meshed | None | Normal (N)
Metro East | NORWOOD - LINDEN PARK SD1544 | 10% POE Forecast | MVA | 2028 | 42.9571 | 66kV | Meshed | None | Normal (N)
Metro South | PANORAMA - ASCOT PARK SD1587 | 10% POE Forecast | MVA | 2028 | 26.4 | 66kV | Meshed | None | Normal (N)
Metro South | PANORAMA - BLACKWOOD SD1572 | 10% POE Forecast | MVA | 2028 | 33.9 | 66kV | Radial | None | Normal (N)
Metro South | PANORAMA - CUDMORE PARK SD1573 | 10% POE Forecast | MVA | 2028 | 12.21 | 66kV | Radial | None | Normal (N)
Metro South | PANORAMA - LINDEN PARK TEE SD1662C | 10% POE Forecast | MVA | 2028 | 66.6 | 66kV | Meshed | None | Normal (N)
Metro South | PANORAMA - LOWER MITCHAM SD1562 | 10% POE Forecast | MVA | 2028 | 39.4 | 66kV | Meshed | None | Normal (N)
Metro South | PANORAMA - TONSLEY EAST SD2035 | 10% POE Forecast | MVA | 2028 | 33.6 | 66kV | Meshed | None | Normal (N)
Metro North | PARA - ELIZABETH HEIGHTS SD1504 | 10% POE Forecast | MVA | 2028 | 70.6286 | 66kV | Meshed | None | Normal (N)
Metro North | PARA - ELIZABETH SOUTH SD1503 | 10% POE Forecast | MVA | 2028 | 56.8286 | 66kV | Meshed | None | Normal (N)
Metro North | PARAFIELD GARDENS - CAVAN SD1687 | 10% POE Forecast | MVA | 2028 | 0 | 66kV | Meshed | None | Normal (N)
Metro North | PARAFIELD GARDENS - SALISBURY SD1502 | 10% POE Forecast | MVA | 2028 | 74.5857 | 66kV | Meshed | None | Normal (N)
Metro North | PARAFIELD GARDENS WEST - BOLIVAR SD1683 | 10% POE Forecast | MVA | 2028 | 17.2286 | 66kV | Radial | None | Normal (N)
Metro North | PARAFIELD GARDENS WEST - PARAFIELD GARDENS SD1682 | 10% POE Forecast | MVA | 2028 | 110.7143 | 66kV | Meshed | N-1 | Normal (N)
Metro North | PARAFIELD GARDENS WEST - PARALOWIE SD1510 | 10% POE Forecast | MVA | 2028 | 75.6 | 66kV | Meshed | None | Normal (N)
Metro North | PENFIELD - DIREK SD1685 | 10% POE Forecast | MVA | 2028 | 24.5571 | 66kV | Meshed | None | Normal (N)
Metro North | PENFIELD - ELIZABETH SOUTH SD1509 | 10% POE Forecast | MVA | 2028 | 23.1286 | 66kV | Meshed | None | Normal (N)
Metro South | PLYMPTON - GLENELG NORTH SD1583 | 10% POE Forecast | MVA | 2028 | 22.9 | 66kV | Meshed | None | Normal (N)
Metro West | PORT ADELAIDE - CHELTENHAM SD1646 | 10% POE Forecast | MVA | 2028 | 45.8 | 66kV | Meshed | None | Normal (N)
Metro West | PORT ADELAIDE NORTH - ATHOL PARK TEE SD1677B | 10% POE Forecast | MVA | 2028 | 26.7 | 66kV | Meshed | None | Normal (N)
Metro South | PORT NOARLUNGA - SEAFORD SD1676A | 10% POE Forecast | MVA | 2028 | 44.6 | 66kV | Meshed | N-1 | Normal (N)
Metro South | PORT STANVAC - LONSDALE SD1673 | 10% POE Forecast | MVA | 2028 | 48.3 | 66kV | Meshed | None | Normal (N)
Metro South | PORT STANVAC - NOARLUNGA CENTRE SD1667 | 10% POE Forecast | MVA | 2028 | 61.4 | 66kV | Meshed | None | Normal (N)
Metro East | PROSPECT - CROYDON SD2024 | 10% POE Forecast | MVA | 2028 | 42.5 | 66kV | Meshed | None | Normal (N)
Metro West | QUEENSTOWN - GLANVILLE SD1526 | 10% POE Forecast | MVA | 2028 | 83.8 | 66kV | Meshed | None | Normal (N)
Metro South | SEACOMBE - OAKLANDS SD1565 | 10% POE Forecast | MVA | 2028 | 43.7 | 66kV | Meshed | None | Normal (N)
Metro South | SEACOMBE - SHEIDOW PARK SD1672 | 10% POE Forecast | MVA | 2028 | 41.7 | 66kV | Meshed | None | Normal (N)
Metro South | SEAFORD - ALDINGA SD1676B | 10% POE Forecast | MVA | 2028 | 32.4 | 66kV | Meshed | N-1 | Normal (N)
Metro South | SHEIDOW PARK - LONSDALE SD2009 | 10% POE Forecast | MVA | 2028 | 22.7 | 66kV | Meshed | None | Normal (N)
Metro North | SMITHFIELD WEST - ANGLE VALE SD1650 | 10% POE Forecast | MVA | 2028 | 16.9286 | 66kV | Meshed | None | Normal (N)
Metro West | SMORGON STEEL RECYCLING - PORT ADELAIDE NORTH SD1532B | 10% POE Forecast | MVA | 2028 | 15.7 | 66kV | Meshed | None | Normal (N)
Metro North | ST KILDA - VIRGINIA SD1684 | 10% POE Forecast | MVA | 2028 | 17.3571 | 66kV | Radial | None | Normal (N)
Metro East | TEA TREE GULLY - GOLDEN GROVE SD1638 | 10% POE Forecast | MVA | 2028 | 24.4 | 66kV | Meshed | None | Normal (N)
Metro West | THEBARTON - CROYDON SD1522 | 10% POE Forecast | MVA | 2028 | 46.8 | 66kV | Meshed | None | Normal (N)
Metro South | TONSLEY EAST - TONSLEY PARK SD1588 | 10% POE Forecast | MVA | 2028 | 15.6 | 66kV | Meshed | None | Normal (N)
Metro South | TONSLEY PARK - SEACOMBE SD1564 | 10% POE Forecast | MVA | 2028 | 14.7 | 66kV | Meshed | None | Normal (N)
Metro West | TORRENS ISLAND - ATHOL PARK TEE SD1677C | 10% POE Forecast | MVA | 2028 | 45.1 | 66kV | Meshed | None | Normal (N)
Metro West | TORRENS ISLAND - KILBURN SD1656 | 10% POE Forecast | MVA | 2028 | 55.2 | 66kV | Meshed | None | Normal (N)
Metro South | URAIDLA TEE - LINDEN PARK TEE SD1662D | 10% POE Forecast | MVA | 2028 | 66.8 | 66kV | Meshed | None | Normal (N)
Metro North | VIRGINIA - VIRGINIA TEE SD2022A | 10% POE Forecast | MVA | 2028 | 9.93 | 66kV | Radial | None | Normal (N)
Metro North | VIRGINIA TEE - TWO WELLS SD2022B | 10% POE Forecast | MVA | 2028 | 9.93 | 66kV | Radial | None | Normal (N)
Metro East | WHITMORE SQUARE - KENT TOWN TEE SD1663B | 10% POE Forecast | MVA | 2028 | 0 | 66kV | Meshed | None | Normal (N)
Metro East | WHITMORE SQUARE - WHITMORE SQUARE TEE SD1669C | 10% POE Forecast | MVA | 2028 | 0 | 66kV | Meshed | None | Normal (N)
Metro West | WOODVILLE - FINDON SD1524 | 10% POE Forecast | MVA | 2028 | 38 | 66kV | Meshed | None | Normal (N)
Metro West | WOODVILLE - QUEENSTOWN SD1525 | 10% POE Forecast | MVA | 2028 | 68.9 | 66kV | Meshed | None | Normal (N)
Eastern Hills | MOUNT BARKER DISTRIBUTION - MOUNT BARKER SOUTH SD2012 | 10% POE Forecast | MVA | 2028 | 45.6467 | 66kV | Meshed | None | Normal (N)
Eastern Hills | MOUNT BARKER DISTRIBUTION - BALHANNAH SD1598 | 10% POE Forecast | MVA | 2028 | 46.3033 | 66kV | Radial | None | Normal (N)
Eastern Hills | BALHANNAH - URAIDLA SD1599 | 10% POE Forecast | MVA | 2028 | 22.6233 | 66kV | Radial | None | Normal (N)
Eastern Hills | URAIDLA - MAGILL (METRO SOUTH TIE) SD1662E | 10% POE Forecast | MVA | 2028 | 0 | 66kV | Radial | None | Normal (N)
Eastern Hills | MOUNT BARKER DISTRIBUTION - HAHNDORF SD1596 | 10% POE Forecast | MVA | 2028 | 5.54 | 66kV | Radial | None | Normal (N)
Eastern Hills | MOUNT BARKER SOUTH - MEADOWS SD1597 | 10% POE Forecast | MVA | 2028 | 6.3967 | 66kV | Radial | None | Normal (N)
Eastern Hills | MOUNT BARKER SOUTH - STRATHALBYN EAST TEE SD1601A | 10% POE Forecast | MVA | 2028 | 21.5267 | 66kV | Radial | None | Normal (N)
Eastern Hills | STRATHALBYN EAST TEE - STRATHALBYN SD1601B | 10% POE Forecast | MVA | 2028 | 21.02 | 66kV | Radial | None | Normal (N)
Eastern Hills | STRATHALBYN - BELVIDERE SD1602 | 10% POE Forecast | MVA | 2028 | 8.5167 | 66kV | Radial | None | Normal (N)
Eastern Hills | BELVIDERE - MILANG SD1603 | 10% POE Forecast | MVA | 2028 | 4.2667 | 66kV | Radial | None | Normal (N)
Eastern Hills | BELVIDERE - LANGHORNE CREEK SD1604 | 10% POE Forecast | MVA | 2028 | 4.24 | 66kV | Radial | None | Normal (N)
Eyre Peninsula | YADNARIE - CLEVE SD1609 | 10% POE Forecast | MVA | 2028 | 9.5825 | 66kV | Radial | None | Normal (N)
Eyre Peninsula | YADNARIE - RUDALL SD1610 | 10% POE Forecast | MVA | 2028 | 4.0833 | 66kV | Radial | None | Normal (N)
Eyre Peninsula | RUDALL - DARKE PEAK SD1611 | 10% POE Forecast | MVA | 2028 | 2.9333 | 66kV | Radial | None | Normal (N)
Eyre Peninsula | DARKE PEAK - CARALUE SD1612 | 10% POE Forecast | MVA | 2028 | 2.6333 | 66kV | Radial | None | Normal (N)
Eyre Peninsula | RUDALL - LOCK SD1613 | 10% POE Forecast | MVA | 2028 | 0.87667 | 66kV | Radial | None | Normal (N)
Eyre Peninsula | LOCK - POLDA SD1614 | 10% POE Forecast | MVA | 2028 | 0 | 66kV | Radial | None | Normal (N)
Eyre Peninsula | WUDINNA - POLDA SD1615 | 10% POE Forecast | MVA | 2028 | 1.07 | 66kV | Radial | None | Normal (N)
Eyre Peninsula | WUDINNA - MOORKITABIE SD1605 | 10% POE Forecast | MVA | 2028 | 13.9733 | 66kV | Radial | None | Normal (N)
Eyre Peninsula | MOORKITABIE - TARLTON SD1606 | 10% POE Forecast | MVA | 2028 | 12.7967 | 66kV | Radial | None | Normal (N)
Eyre Peninsula | TARLTON - STREAKY BAY SD1607 | 10% POE Forecast | MVA | 2028 | 3.7567 | 66kV | Radial | None | Normal (N)
Eyre Peninsula | TARLTON - CEDUNA SD1608 | 10% POE Forecast | MVA | 2028 | 8.1 | 66kV | Radial | None | Normal (N)
Riverland | NORTH WEST BEND - MORGAN TEE SD1616 | 10% POE Forecast | MVA | 2028 | 11.9233 | 66kV | Radial | None | Normal (N)
Riverland | MORGAN TEE - CORDOLA SD1617 | 10% POE Forecast | MVA | 2028 | 10.96 | 66kV | Radial | None | Normal (N)
Riverland | CORDOLA - ROONKA SD1618 | 10% POE Forecast | MVA | 2028 | 9.6567 | 66kV | Radial | None | Normal (N)
Riverland | ROONKA - PORTEE SD1619 | 10% POE Forecast | MVA | 2028 | 7.0667 | 66kV | Radial | None | Normal (N)
Riverland | PORTEE - SWAN REACH SD1620 | 10% POE Forecast | MVA | 2028 | 6.62 | 66kV | Radial | None | Normal (N)
Riverland | NORTH WEST BEND - CADELL SD1622 | 10% POE Forecast | MVA | 2028 | 17.51 | 66kV | Radial | None | Normal (N)
Riverland | CADELL - QUALCO SD1623 | 10% POE Forecast | MVA | 2028 | 16.49 | 66kV | Radial | None | Normal (N)
Riverland | QUALCO - RAMCO SD1624 | 10% POE Forecast | MVA | 2028 | 13.5267 | 66kV | Radial | None | Normal (N)
Riverland | RAMCO - WAIKERIE SD1625 | 10% POE Forecast | MVA | 2028 | 8.7633 | 66kV | Radial | None | Normal (N)
Riverland | BERRI - GLOSSOP SD1626 | 10% POE Forecast | MVA | 2028 | 33.69 | 66kV | Radial | None | Normal (N)
Riverland | GLOSSOP - LOVEDAY SD1627 | 10% POE Forecast | MVA | 2028 | 20.8433 | 66kV | Radial | None | Normal (N)
Riverland | LOVEDAY - WOOLPUNDA SD1628 | 10% POE Forecast | MVA | 2028 | 8.8933 | 66kV | Radial | None | Normal (N)
Riverland | WOOLPUNDA - WAIKERIE SD1629 | 10% POE Forecast | MVA | 2028 | 0 | 66kV | Radial | None | Normal (N)
Riverland | BERRI - LOXTON SD1630 | 10% POE Forecast | MVA | 2028 | 25.9233 | 66kV | Radial | None | Normal (N)
Riverland | LOXTON - PYAP SD1631 | 10% POE Forecast | MVA | 2028 | 13.8 | 66kV | Radial | None | Normal (N)
Riverland | BERRI - RENMARK SD1632 | 10% POE Forecast | MVA | 2028 | 34.1356 | 66kV | Radial | None | Normal (N)
Riverland | RENMARK - PARINGA SD1633 | 10% POE Forecast | MVA | 2028 | 16.56 | 66kV | Radial | None | Normal (N)
Riverland | BERRI - LYRUP SD1634 | 10% POE Forecast | MVA | 2028 | 5.54 | 66kV | Radial | None | Normal (N)
Metro South | WILLUNGA - MYPONGA SD1568 | 10% POE Forecast | MVA | 2028 | 28.3067 | 66kV | Radial | None | Normal (N)
Metro South | MYPONGA - YANKALILLA SD1569 | 10% POE Forecast | MVA | 2028 | 23.42 | 66kV | Radial | None | Normal (N)
Metro South | YANKALILLA - CAPE JERVIS SD1689 | 10% POE Forecast | MVA | 2028 | 18.3567 | 66kV | Radial | None | Normal (N)
Metro South | WILLUNGA - SQUARE WATER HOLE SD1570 | 10% POE Forecast | MVA | 2028 | 52.7567 | 66kV | Radial | None | Normal (N)
Metro South | SQUARE WATER HOLE - VICTOR HARBOR SD1595 | 10% POE Forecast | MVA | 2028 | 28.6667 | 66kV | Radial | None | Normal (N)
Metro South | SQUARE WATER HOLE - GOOLWA SD1571 | 10% POE Forecast | MVA | 2028 | 17.1533 | 66kV | Radial | None | Normal (N)
Eastern Hills | BALHANNAH - WOODSIDE SD41100 | 10% POE Forecast | MVA | 2028 | 9.9775 | 33kV | Radial | None | Normal (N)
Eastern Hills | BALHANNAH - VERDUN TEE SD41200 | 10% POE Forecast | MVA | 2028 | 3.9125 | 33kV | Radial | None | Normal (N)
Eastern Hills | VERDUN TEE - ALDGATE TEE SD41200 | 10% POE Forecast | MVA | 2028 | 0 | 33kV | Radial | None | Normal (N)
Eastern Hills | VERDUN TEE - MYLOR SD41200 | 10% POE Forecast | MVA | 2028 | 2.4125 | 33kV | Radial | None | Normal (N)
Eastern Hills | BALHANNAH - NAIRNE TEE SD41300 | 10% POE Forecast | MVA | 2028 | 9.805 | 33kV | Radial | None | Normal (N)
Eastern Hills | NAIRNE TEE - NAIRNE SD41300 | 10% POE Forecast | MVA | 2028 | 8.4875 | 33kV | Radial | None | Normal (N)
Eastern Hills | NAIRNE TEE - BRUKUNGA SD41300 | 10% POE Forecast | MVA | 2028 | 0.4425 | 33kV | Radial | None | Normal (N)
Eastern Hills | URAIDLA - PICCADILLY TEE SD42100 | 10% POE Forecast | MVA | 2028 | 17.2525 | 33kV | Radial | None | Normal (N)
Eastern Hills | PICCADILLY TEE - PICCADILLY EOL SD42100 | 10% POE Forecast | MVA | 2028 | 1.73 | 33kV | Radial | None | Normal (N)
Eastern Hills | PICCADILLY TEE - ALDGATE TEE SD42100 | 10% POE Forecast | MVA | 2028 | 15.225 | 33kV | Radial | None | Normal (N)
Eastern Hills | ALDGATE TEE - ALDGATE SD42100 | 10% POE Forecast | MVA | 2028 | 7.635 | 33kV | Radial | None | Normal (N)
Eastern Hills | ANGAS CREEK - BIRDWOOD TEE SD38100 | 10% POE Forecast | MVA | 2028 | 7.8275 | 33kV | Radial | None | Normal (N)
Eastern Hills | BIRDWOOD TEE - GUMERACHA RURAL SD38100 | 10% POE Forecast | MVA | 2028 | 1.1575 | 33kV | Radial | None | Normal (N)
Eastern Hills | BIRDWOOD TEE - BIRDWOOD SD38100 | 10% POE Forecast | MVA | 2028 | 6.4025 | 33kV | Radial | None | Normal (N)
Eastern Hills | BIRDWOOD - MOUNT PLEASANT TEE SD38100 | 10% POE Forecast | MVA | 2028 | 3.2025 | 33kV | Radial | None | Normal (N)
Eastern Hills | MOUNT PLEASANT TEE - PALMER RURAL SD38100 | 10% POE Forecast | MVA | 2028 | 0.32 | 33kV | Radial | None | Normal (N)
Eastern Hills | MOUNT PLEASANT TEE - MOUNT PLEASANT SD38100 | 10% POE Forecast | MVA | 2028 | 2.4525 | 33kV | Radial | None | Normal (N)
Eastern Hills | ANGAS CREEK - ANGAS CREEK TEE SD38200 | 10% POE Forecast | MVA | 2028 | 12.4925 | 33kV | Radial | None | Normal (N)
Eastern Hills | ANGAS CREEK TEE - LOBETHAL SD38200 | 10% POE Forecast | MVA | 2028 | 8.5175 | 33kV | Radial | None | Normal (N)
Eastern Hills | LOBETHAL - WOODSIDE SD38200 | 10% POE Forecast | MVA | 2028 | 0.1 | 33kV | Radial | None | Normal (N)
Eastern Hills | ANGAS CREEK TEE - GUMERACHA WEIR SD38200 | 10% POE Forecast | MVA | 2028 | 3.75 | 33kV | Radial | None | Normal (N)
Eastern Hills | GUMERACHA WEIR - HOUGHTON SD38200 | 10% POE Forecast | MVA | 2028 | 2.655 | 33kV | Radial | None | Normal (N)
Eastern Hills | GUMERACHA WEIR - KERSBROOK SD38200 | 10% POE Forecast | MVA | 2028 | 0.965 | 33kV | Radial | None | Normal (N)
Eastern Hills | KERSBROOK - WILLIAMSTOWN SOUTH TEE SD38200 | 10% POE Forecast | MVA | 2028 | 0.42 | 33kV | Radial | None | Normal (N)
Eastern Hills | GUMERACHA WEIR - GUMERACHA RURAL SD38200 | 10% POE Forecast | MVA | 2028 | 0 | 33kV | Radial | None | Normal (N)
Eyre Peninsula | WHYALLA CENTRAL - WHYALLA CITY 1 SD56101 | 10% POE Forecast | MVA | 2028 | 10.04 | 33kV | Radial | None | Normal (N)
Eyre Peninsula | WHYALLA CENTRAL - WHYALLA CITY 2 SD56102 | 10% POE Forecast | MVA | 2028 | 11.46 | 33kV | Radial | None | Normal (N)
Eyre Peninsula | WHYALLA CENTRAL - WHYALLA STUART SD56201 | 10% POE Forecast | MVA | 2028 | 20.2275 | 33kV | Radial | None | Normal (N)
Eyre Peninsula | WHYALLA CENTRAL - WHYALLA NORTH TEE SD56301 | 10% POE Forecast | MVA | 2028 | 5.7275 | 33kV | Radial | None | Normal (N)
Eyre Peninsula | WHYALLA NORTH TEE - WHYALLA TERMINAL SD56301 | 10% POE Forecast | MVA | 2028 | 0 | 33kV | Radial | None | Normal (N)
Eyre Peninsula | WHYALLA NORTH TEE - WHYALLA SOLAR SD56301 | 10% POE Forecast | MVA | 2028 | 5.5375 | 33kV | Radial | None | Normal (N)
Eyre Peninsula | WHYALLA SOLAR - WHYALLA NORTH SD56301 | 10% POE Forecast | MVA | 2028 | 0.5575 | 33kV | Radial | None | Normal (N)
Eyre Peninsula | PORT LINCOLN TERMINAL - PORT LINCOLN CITY TEE PL32 | 10% POE Forecast | MVA | 2028 | 16.7067 | 33kV | Radial | None | Normal (N)
Eyre Peninsula | PORT LINCOLN CITY TEE - PORT LINCOLN CITY PL32 | 10% POE Forecast | MVA | 2028 | 0 | 33kV | Radial | None | Normal (N)
Eyre Peninsula | PORT LINCOLN CITY TEE - PORT LINCOLN MARINA TEE PL32 | 10% POE Forecast | MVA | 2028 | 16.1567 | 33kV | Radial | None | Normal (N)
Eyre Peninsula | PORT LINCOLN MARINA TEE - PORT LINCOLN DOCKS PL32 | 10% POE Forecast | MVA | 2028 | 6.9833 | 33kV | Radial | None | Normal (N)
Eyre Peninsula | PORT LINCOLN MARINA TEE - PORT LINCOLN MARINA PL32 | 10% POE Forecast | MVA | 2028 | 9.1167 | 33kV | Radial | None | Normal (N)
Eyre Peninsula | PORT LINCOLN TERMINAL - PORT LINCOLN CITY SD61101 | 10% POE Forecast | MVA | 2028 | 12.87 | 33kV | Radial | None | Normal (N)
Eyre Peninsula | PORT LINCOLN TERMINAL - POONINDIE TEE PL34 | 10% POE Forecast | MVA | 2028 | 14.5 | 33kV | Radial | None | Normal (N)
Eyre Peninsula | POONINDIE TEE - POONINDIE PL34 | 10% POE Forecast | MVA | 2028 | 6.9433 | 33kV | Radial | None | Normal (N)
Eyre Peninsula | POONINDIE - POINT BOSTON PL34 | 10% POE Forecast | MVA | 2028 | 1.38 | 33kV | Radial | None | Normal (N)
Eyre Peninsula | POONINDIE TEE - TOD RIVER PL34 | 10% POE Forecast | MVA | 2028 | 6.5433 | 33kV | Radial | None | Normal (N)
Eyre Peninsula | TOD RIVER - CUMMINS CM36 | 10% POE Forecast | MVA | 2028 | 3.0533 | 33kV | Radial | None | Normal (N)
Eyre Peninsula | TOD RIVER - TUMBY BAY CM35 | 10% POE Forecast | MVA | 2028 | 3.0167 | 33kV | Radial | None | Normal (N)
Eyre Peninsula | PORT LINCOLN TERMINAL - ULEY SOUTH TEE PL33 | 10% POE Forecast | MVA | 2028 | 4.31 | 33kV | Radial | None | Normal (N)
Eyre Peninsula | ULEY SOUTH TEE - ULEY SOUTH PL33 | 10% POE Forecast | MVA | 2028 | 1.3867 | 33kV | Radial | None | Normal (N)
Eyre Peninsula | ULEY SOUTH TEE - ULEY PL33 | 10% POE Forecast | MVA | 2028 | 2.7333 | 33kV | Radial | None | Normal (N)
Eyre Peninsula | ULEY - COFFIN BAY PL33 | 10% POE Forecast | MVA | 2028 | 2.21 | 33kV | Radial | None | Normal (N)
Eyre Peninsula | CLEVE - COWELL SD53100 | 10% POE Forecast | MVA | 2028 | 2.6475 | 33kV | Radial | None | Normal (N)
Eyre Peninsula | CLEVE - BOOTHBY SD55100 | 10% POE Forecast | MVA | 2028 | 5.89 | 33kV | Radial | None | Normal (N)
Eyre Peninsula | BOOTHBY - PUMPING STATION ROAD SD55100 | 10% POE Forecast | MVA | 2028 | 5.57 | 33kV | Radial | None | Normal (N)
Eyre Peninsula | PUMPING STATION ROAD - ARNO BAY SD55100 | 10% POE Forecast | MVA | 2028 | 0.93 | 33kV | Radial | None | Normal (N)
Mid North | BRINKWORTH - YACKA TEE SD33100 | 10% POE Forecast | MVA | 2028 | 2.265 | 33kV | Radial | None | Normal (N)
Mid North | YACKA TEE - YACKA RURAL SD33100 | 10% POE Forecast | MVA | 2028 | 0 | 33kV | Radial | None | Normal (N)
Mid North | YACKA TEE - SPALDING TEE SD33100 | 10% POE Forecast | MVA | 2028 | 2.255 | 33kV | Radial | None | Normal (N)
Mid North | SPALDING TEE - GEORGETOWN SD33100 | 10% POE Forecast | MVA | 2028 | 0.5575 | 33kV | Radial | None | Normal (N)
Mid North | GEORGETOWN - GLADSTONE SD33100 | 10% POE Forecast | MVA | 2028 | 0.26 | 33kV | Radial | None | Normal (N)
Mid North | SPALDING TEE - SPALDING SD33100 | 10% POE Forecast | MVA | 2028 | 1.3325 | 33kV | Radial | None | Normal (N)
Mid North | BRINKWORTH - MERRITON SD33300 | 10% POE Forecast | MVA | 2028 | 0.6625 | 33kV | Radial | None | Normal (N)
Mid North | BRINKWORTH - BRINKWORTH TEE SD33200 | 10% POE Forecast | MVA | 2028 | 2.67 | 33kV | Radial | None | Normal (N)
Mid North | BRINKWORTH TEE - YACKA RURAL SD33200 | 10% POE Forecast | MVA | 2028 | 0.02 | 33kV | Radial | None | Normal (N)
Mid North | BRINKWORTH TEE - BLYTH TOWNSHIP SD33200 | 10% POE Forecast | MVA | 2028 | 2.6575 | 33kV | Radial | None | Normal (N)
Mid North | BLYTH TOWNSHIP - CLARE NORTH TEE SD33200 | 10% POE Forecast | MVA | 2028 | 0 | 33kV | Radial | None | Normal (N)
Mid North | BLYTH TOWNSHIP - BALAKLAVA TOWNSHIP SD33200 | 10% POE Forecast | MVA | 2028 | 0.7025 | 33kV | Radial | None | Normal (N)
Mid North | WATERLOO DISTRIBUTION - RIVERTON TEE SD36400 | 10% POE Forecast | MVA | 2028 | 6.49 | 33kV | Radial | N | Normal (N)
Mid North | RIVERTON TEE - AUBURN TEE SD36400 | 10% POE Forecast | MVA | 2028 | 4.3025 | 33kV | Radial | None | Normal (N)
Mid North | AUBURN TEE - AUBURN SD36400 | 10% POE Forecast | MVA | 2028 | 3.3525 | 33kV | Radial | None | Normal (N)
Mid North | RIVERTON TEE - RIVERTON SD36400 | 10% POE Forecast | MVA | 2028 | 2.0925 | 33kV | Radial | None | Normal (N)
Mid North | WATERLOO DISTRIBUTION - WATERLOO RURAL SD36201 | 10% POE Forecast | MVA | 2028 | 1.0725 | 33kV | Radial | None | Normal (N)
Mid North | WATERLOO RURAL - ROBERTSTOWN SD36201 | 10% POE Forecast | MVA | 2028 | 1.0725 | 33kV | Radial | None | Normal (N)
Mid North | WATERLOO DISTRIBUTION - PORTERS LAGOON SD36101 | 10% POE Forecast | MVA | 2028 | 0.14 | 33kV | Radial | None | Normal (N)
Mid North | PORTERS LAGOON - HANSON SD36101 | 10% POE Forecast | MVA | 2028 | 0.02 | 33kV | Radial | None | Normal (N)
Mid North | WATERLOO DISTRIBUTION - WATERLOO TOWN SD36300 | 10% POE Forecast | MVA | 2028 | 2.9725 | 33kV | Radial | None | Normal (N)
Mid North | WATERLOO TOWN - EUDUNDA TEE SD36300 | 10% POE Forecast | MVA | 2028 | 2.6825 | 33kV | Radial | None | Normal (N)
Mid North | EUDUNDA TEE - EUDUNDA SD36300 | 10% POE Forecast | MVA | 2028 | 1.76 | 33kV | Radial | None | Normal (N)
Mid North | EUDUNDA TEE - KAPUNDA RURAL SD36300 | 10% POE Forecast | MVA | 2028 | 0.06 | 33kV | Radial | None | Normal (N)
Mid North | TEMPLERS - WASLEYS SD37402 | 10% POE Forecast | MVA | 2028 | 9.42 | 33kV | Radial | None | Normal (N)
Mid North | WASLEYS - MALLALA SD37402 | 10% POE Forecast | MVA | 2028 | 0 | 33kV | Radial | None | Normal (N)
Mid North | TEMPLERS - HAMLEY BRIDGE SD37101 | 10% POE Forecast | MVA | 2028 | 4.87 | 33kV | Radial | None | Normal (N)
Mid North | HAMLEY BRIDGE - BALAKLAVA RURAL SD37102 | 10% POE Forecast | MVA | 2028 | 1.5575 | 33kV | Radial | None | Normal (N)
Mid North | TEMPLERS - FREELING NORTH TEE SD37200 | 10% POE Forecast | MVA | 2028 | 11.795 | 33kV | Radial | None | Normal (N)
Mid North | FREELING NORTH TEE - KAPUNDA RURAL SD37200 | 10% POE Forecast | MVA | 2028 | 7.7025 | 33kV | Radial | N | Normal (N)
Mid North | TEMPLERS - DAVEYSTON TOWNSHIP SD37301 | 10% POE Forecast | MVA | 2028 | 1.89 | 33kV | Radial | None | Normal (N)
Mid North | TEMPLERS - GAWLER BELT TEE SD37501 | 10% POE Forecast | MVA | 2028 | 11.535 | 33kV | Radial | None | Normal (N)
Mid North | GAWLER BELT TEE - EVANSTON SD60101 | 10% POE Forecast | MVA | 2028 | 0.14 | 33kV | Radial | None | Normal (N)
Mid North | DORRIEN - NURIOOTPA TEE SD52100 | 10% POE Forecast | MVA | 2028 | 20.6825 | 33kV | Radial | N | Normal (N)
Mid North | NURIOOTPA TEE - NURIOOTPA SD52100 | 10% POE Forecast | MVA | 2028 | 11.3025 | 33kV | Radial | None | Normal (N)
Mid North | NURIOOTPA TEE - STOCKWELL SD52100 | 10% POE Forecast | MVA | 2028 | 8.79 | 33kV | Radial | None | Normal (N)
Mid North | DORRIEN - ANGASTON NO 1 SD52201 | 10% POE Forecast | MVA | 2028 | 8.6625 | 33kV | Meshed | None | Normal (N)
Mid North | DORRIEN - ANGASTON NO 2 SD52202 | 10% POE Forecast | MVA | 2028 | 10.0325 | 33kV | Meshed | None | Normal (N)
Mid North | DORRIEN - BAROSSA SOUTH SD52300 | 10% POE Forecast | MVA | 2028 | 20.59 | 33kV | Radial | None | Normal (N)
Mid North | BAROSSA SOUTH TEE - LYNDOCH TEE SD52300 | 10% POE Forecast | MVA | 2028 | 12.4425 | 33kV | Radial | None | Normal (N)
Mid North | LYNDOCH TEE - LYNDOCH SD52300 | 10% POE Forecast | MVA | 2028 | 8.5875 | 33kV | Radial | None | Normal (N)
Mid North | LYNDOCH TEE - SANDY CREEK TEE SD52300 | 10% POE Forecast | MVA | 2028 | 3.4525 | 33kV | Radial | None | Normal (N)
Mid North | SANDY CREEK TEE - SANDY CREEK SD52300 | 10% POE Forecast | MVA | 2028 | 2.825 | 33kV | Radial | None | Normal (N)
Mid North | SANDY CREEK TEE - EVANSTON TEE SD52300 | 10% POE Forecast | MVA | 2028 | 0.59 | 33kV | Radial | None | Normal (N)
Mid North | LYNDOCH - WILLIAMSTOWN SD52300 | 10% POE Forecast | MVA | 2028 | 4.9 | 33kV | Radial | None | Normal (N)
Mid North | WILLIAMSTOWN - WILLIAMSTOWN SOUTH TEE SD52300 | 10% POE Forecast | MVA | 2028 | 2.8325 | 33kV | Radial | None | Normal (N)
Mid North | WILLIAMSTOWN SOUTH TEE - WILLIAMSTOWN SOUTH SD52300 | 10% POE Forecast | MVA | 2028 | 2.83 | 33kV | Radial | None | Normal (N)
Mid North | WILLIAMSTOWN SOUTH TEE - ANGAS CREEK TIE SD52300 | 10% POE Forecast | MVA | 2028 | 0 | 33kV | Radial | None | Normal (N)
Mid North | CLARE NORTH - CLARE NO 1 SD57101 | 10% POE Forecast | MVA | 2028 | 7.2 | 33kV | Meshed | None | Normal (N)
Mid North | CLARE NORTH - CLARE NORTH TEE SD57102 | 10% POE Forecast | MVA | 2028 | 7.35 | 33kV | Meshed | None | Normal (N)
Mid North | CLARE NORTH TEE - CLARE NO 2 SD57102 | 10% POE Forecast | MVA | 2028 | 7.3425 | 33kV | Meshed | None | Normal (N)
Mid North | CLARE - FARRELL FLAT SD57100 | 10% POE Forecast | MVA | 2028 | 3.6875 | 33kV | Radial | None | Normal (N)
Mid North | FARRELL FLAT - WATERLOO TIE SD57100 | 10% POE Forecast | MVA | 2028 | 0 | 33kV | Radial | None | Normal (N)
Mid North | FARRELL FLAT - BURRA SD57100 | 10% POE Forecast | MVA | 2028 | 3.6025 | 33kV | Radial | None | Normal (N)
Murraylands | MANNUM - PALMER TEE SD39200 | 10% POE Forecast | MVA | 2028 | 1.5725 | 33kV | Radial | None | Normal (N)
Murraylands | PALMER TEE - MANNUM ROAD RANDELL ROAD INT SD39200 | 10% POE Forecast | MVA | 2028 | 0 | 33kV | Radial | None | Normal (N)
Murraylands | PALMER TEE - CAMBRAI TEE SD39200 | 10% POE Forecast | MVA | 2028 | 1.5725 | 33kV | Radial | None | Normal (N)
Murraylands | CAMBRAI TEE - CAMBRAI SD39200 | 10% POE Forecast | MVA | 2028 | 1.5325 | 33kV | Radial | None | Normal (N)
Murraylands | CAMBRAI TEE - PALMER RURAL SD39200 | 10% POE Forecast | MVA | 2028 | 0.03 | 33kV | Radial | None | Normal (N)
Murraylands | MANNUM - TEAL FLAT TEE SD39100 | 10% POE Forecast | MVA | 2028 | 8.4175 | 33kV | Radial | None | Normal (N)
Murraylands | TEAL FLAT TEE - TEAL FLAT SD39100 | 10% POE Forecast | MVA | 2028 | 3.2525 | 33kV | Radial | None | Normal (N)
Murraylands | TEAL FLAT TEE - SWAN REACH SD39100 | 10% POE Forecast | MVA | 2028 | 4.0225 | 33kV | Radial | None | Normal (N)
Murraylands | MANNUM - CALOOTE TEE SD39300 | 10% POE Forecast | MVA | 2028 | 2.0325 | 33kV | Radial | None | Normal (N)
Murraylands | CALOOTE TEE - CALOOTE SD39300 | 10% POE Forecast | MVA | 2028 | 1.9225 | 33kV | Radial | None | Normal (N)
Murraylands | CALOOTE TEE - MOBILONG TIE SD39300 | 10% POE Forecast | MVA | 2028 | 0 | 33kV | Radial | None | Normal (N)
Murraylands | MANNUM - MANNUM RURAL SD39300 | 10% POE Forecast | MVA | 2028 | 5.5325 | 33kV | Radial | None | Normal (N)
Murraylands | MANNUM RURAL - MANNUM TOWN TEE SD39300 | 10% POE Forecast | MVA | 2028 | 5.5225 | 33kV | Radial | None | Normal (N)
Murraylands | MANNUM TOWN TEE - MANNUM ROAD RANDELL ROAD INT SD39300 | 10% POE Forecast | MVA | 2028 | 0 | 33kV | Radial | None | Normal (N)
Murraylands | MANNUM TOWN TEE - PELLARING FLAT TEE SD39300 | 10% POE Forecast | MVA | 2028 | 5.485 | 33kV | Radial | None | Normal (N)
Murraylands | PELLARING FLAT TEE - MANNUM TOWN SD39300 | 10% POE Forecast | MVA | 2028 | 5.475 | 33kV | Radial | None | Normal (N)
Murraylands | MOBILONG DISTRIBUTION - MOBILONG SD43100 | 10% POE Forecast | MVA | 2028 | 18.0475 | 33kV | Radial | None | Normal (N)
Murraylands | MOBILONG - MOBILONG TEE SD43100 | 10% POE Forecast | MVA | 2028 | 18.0475 | 33kV | Radial | None | Normal (N)
Murraylands | MOBILONG TEE - MYPOLONGA TIE SD43100 | 10% POE Forecast | MVA | 2028 | 0 | 33kV | Radial | None | Normal (N)
Murraylands | MOBILONG TEE - MURRAY BRIDGE NORTH TEE SD43100 | 10% POE Forecast | MVA | 2028 | 18.0475 | 33kV | Radial | None | Normal (N)
Murraylands | MURRAY BRIDGE NORTH TEE - MURRAY BRIDGE NORTH SD43100 | 10% POE Forecast | MVA | 2028 | 0 | 33kV | Radial | None | Normal (N)
Murraylands | MURRAY BRIDGE NORTH TEE - MURRAY BRIDGE SOUTH TEE SD43100 | 10% POE Forecast | MVA | 2028 | 17.1425 | 33kV | Radial | None | Normal (N)
Murraylands | MURRAY BRIDGE SOUTH TEE - MURRAY BRIDGE SOUTH SD43100 | 10% POE Forecast | MVA | 2028 | 16.8525 | 33kV | Radial | None | Normal (N)
Murraylands | MURRAY BRIDGE SOUTH TEE - MURRAY BRIDGE TOWNSHIP SD43100 | 10% POE Forecast | MVA | 2028 | 0 | 33kV | Radial | None | Normal (N)
Murraylands | MOBILONG DISTRIBUTION - MOBILONG SD43200 | 10% POE Forecast | MVA | 2028 | 21.415 | 33kV | Radial | None | Normal (N)
Murraylands | MOBILONG - MONARTO TEE SD43200 | 10% POE Forecast | MVA | 2028 | 21.415 | 33kV | Radial | None | Normal (N)
Murraylands | MONARTO TEE - MURRAY BRIDGE NORTH SD43200 | 10% POE Forecast | MVA | 2028 | 14.1 | 33kV | Radial | None | Normal (N)
Murraylands | MONARTO TEE - MONARTO SOUTH TEE SD43200 | 10% POE Forecast | MVA | 2028 | 7.0025 | 33kV | Radial | None | Normal (N)
Murraylands | MONARTO SOUTH TEE - MONARTO SOUTH SD43200 | 10% POE Forecast | MVA | 2028 | 4.72 | 33kV | Radial | None | Normal (N)
Murraylands | MONARTO SOUTH TEE - MONARTO CENTRAL SD43200 | 10% POE Forecast | MVA | 2028 | 2.14 | 33kV | Radial | None | Normal (N)
Murraylands | MOBILONG DISTRIBUTION - MOBILONG SD43300 | 10% POE Forecast | MVA | 2028 | 3.125 | 33kV | Radial | None | Normal (N)
Murraylands | MOBILONG - PALLAMANA TEE SD43300 | 10% POE Forecast | MVA | 2028 | 3.1325 | 33kV | Radial | None | Normal (N)
Murraylands | PALLAMANA TEE - MYPOLONGA TEE SD43300 | 10% POE Forecast | MVA | 2028 | 3.125 | 33kV | Radial | None | Normal (N)
Murraylands | MYPOLONGA TEE - MYPOLONGA SD43300 | 10% POE Forecast | MVA | 2028 | 3.1325 | 33kV | Radial | None | Normal (N)
Murraylands | MYPOLONGA - MYPOLONGA EOL SD43300 | 10% POE Forecast | MVA | 2028 | 0.05 | 33kV | Radial | None | Normal (N)
Murraylands | MYPOLONGA TEE - CALOOTE TEE SD43300 | 10% POE Forecast | MVA | 2028 | 0.02 | 33kV | Radial | None | Normal (N)
Murraylands | TAILEM BEND - PUMP STATION TEE SD40101 | 10% POE Forecast | MVA | 2028 | 19.1875 | 33kV | Radial | None | Normal (N)
Murraylands | PUMP STATION TEE - TAILEM BEND RURAL SD40101 | 10% POE Forecast | MVA | 2028 | 0.49 | 33kV | Radial | None | Normal (N)
Murraylands | TAILEM BEND RURAL - TAILEM BEND EOL SD40101 | 10% POE Forecast | MVA | 2028 | 0 | 33kV | Radial | None | Normal (N)
Murraylands | PUMP STATION TEE - TAILEM BEND TOWN TEE SD40101 | 10% POE Forecast | MVA | 2028 | 18.3475 | 33kV | Radial | None | Normal (N)
Murraylands | TAILEM BEND TOWN TEE - TAILEM BEND TOWN SD40101 | 10% POE Forecast | MVA | 2028 | 3.18 | 33kV | Radial | None | Normal (N)
Murraylands | TAILEM BEND TOWN TEE - JERVOIS SD40101 | 10% POE Forecast | MVA | 2028 | 15.12 | 33kV | Radial | None | Normal (N)
Murraylands | JERVOIS - JERVOIS FLAT 1 TEE SD40102 | 10% POE Forecast | MVA | 2028 | 11.97 | 33kV | Radial | None | Normal (N)
Murraylands | JERVOIS FLAT 1 TEE - JERVOIS FLAT 2 TEE SD40102 | 10% POE Forecast | MVA | 2028 | 9.59 | 33kV | Radial | None | Normal (N)
Murraylands | JERVOIS FLAT 2 TEE - WOODS POINT SD40102 | 10% POE Forecast | MVA | 2028 | 7.2825 | 33kV | Radial | None | Normal (N)
Murraylands | WOODS POINT - WHITE SANDS TEE SD40103 | 10% POE Forecast | MVA | 2028 | 4.9225 | 33kV | Radial | None | Normal (N)
Murraylands | WHITE SANDS TEE - WHITE SANDS SD40103 | 10% POE Forecast | MVA | 2028 | 4.915 | 33kV | Radial | None | Normal (N)
Murraylands | WHITE SANDS TEE - MURRAY BRIDGE TOWNSHIP SD40103 | 10% POE Forecast | MVA | 2028 | 0.02 | 33kV | Radial | None | Normal (N)
Murraylands | TAILEM BEND - SUBSTATION ROAD TEE SD40200 | 10% POE Forecast | MVA | 2028 | 8.545 | 33kV | Radial | None | Normal (N)
Murraylands | SUBSTATION ROAD TEE - SUBSTATION ROAD SD40200 | 10% POE Forecast | MVA | 2028 | 0 | 33kV | Radial | None | Normal (N)
Murraylands | SUBSTATION ROAD TEE - MALLEE HWY SD40200 | 10% POE Forecast | MVA | 2028 | 8.545 | 33kV | Radial | None | Normal (N)
Murraylands | MALLEE HWY - MOORLANDS SWER SD40200 | 10% POE Forecast | MVA | 2028 | 8.4975 | 33kV | Radial | None | Normal (N)
Murraylands | MALLEE HWY - ELWOMPLE SD40200 | 10% POE Forecast | MVA | 2028 | 0.01 | 33kV | Radial | None | Normal (N)
Murraylands | MOORLANDS SWER - COOMANDOOK SD40200 | 10% POE Forecast | MVA | 2028 | 7.97 | 33kV | Radial | None | Normal (N)
Murraylands | COOMANDOOK - COONALPYN SD40200 | 10% POE Forecast | MVA | 2028 | 7.3775 | 33kV | Radial | None | Normal (N)
Murraylands | COONALPYN - BINNIES TEE SD40300 | 10% POE Forecast | MVA | 2028 | 6.3725 | 33kV | Radial | N | Normal (N)
Murraylands | BINNIES TEE - BINNIES SD40300 | 10% POE Forecast | MVA | 2028 | 1.465 | 33kV | Radial | None | Normal (N)
Murraylands | BINNIES TEE - MENINGIE SD40300 | 10% POE Forecast | MVA | 2028 | 4.585 | 33kV | Radial | None | Normal (N)
Murraylands | MENINGIE - CAMPBELL PARK TEE SD40400 | 10% POE Forecast | MVA | 2028 | 2.2275 | 33kV | Radial | None | Normal (N)
Murraylands | CAMPBELL PARK TEE - CAMPBELL PARK SD40400 | 10% POE Forecast | MVA | 2028 | 0.5725 | 33kV | Radial | None | Normal (N)
Murraylands | CAMPBELL PARK TEE - NARRUNG SD40400 | 10% POE Forecast | MVA | 2028 | 1.635 | 33kV | Radial | None | Normal (N)
Murraylands | TAILEM BEND - SHERLOCK SD40501 | 10% POE Forecast | MVA | 2028 | 13.1231 | 33kV | Radial | None | Normal (N)
Murraylands | SHERLOCK - KAROONDA SD40502 | 10% POE Forecast | MVA | 2028 | 1.31 | 33kV | Radial | None | Normal (N)
Murraylands | SHERLOCK - GERANIUM SD40600 | 10% POE Forecast | MVA | 2028 | 10.1623 | 33kV | Radial | N | Normal (N)
Murraylands | GERANIUM - LAMEROO SD40700 | 10% POE Forecast | MVA | 2028 | 7.6988 | 33kV | Radial | N | Normal (N)
Murraylands | LAMEROO - LAMEROO RURAL SD40800 | 10% POE Forecast | MVA | 2028 | 5.278 | 33kV | Radial | N | Normal (N)
Murraylands | LAMEROO RURAL - PARILLA TEE SD40800 | 10% POE Forecast | MVA | 2028 | 4.9898 | 33kV | Radial | N | Normal (N)
Murraylands | PARILLA TEE - PARILLA SD40800 | 10% POE Forecast | MVA | 2028 | 2.5067 | 33kV | Radial | None | Normal (N)
Murraylands | PARILLA TEE - PINNAROO SD40800 | 10% POE Forecast | MVA | 2028 | 2.225 | 33kV | Radial | None | Normal (N)
Riverland | PARINGA - MURTHO LX21 | 10% POE Forecast | MVA | 2028 | 15.1607 | 33kV | Radial | N | Normal (N)
Riverland | MURTHO - LINDSAY PT TEE LX21 | 10% POE Forecast | MVA | 2028 | 5.0275 | 33kV | Radial | None | Normal (N)
Riverland | LINDSAY PT TEE - BORDER CLIFFS LX21 | 10% POE Forecast | MVA | 2028 | 1.0595 | 33kV | Radial | None | Normal (N)
Riverland | LINDSAY PT TEE - VIC BORDER LX21 | 10% POE Forecast | MVA | 2028 | 3.4227 | 33kV | Radial | None | Normal (N)
Riverland | SWAN REACH - SWAN REACH FILTRATION TEE SD39400 | 10% POE Forecast | MVA | 2028 | 2.975 | 33kV | Radial | None | Normal (N)
Riverland | SWAN REACH FILTRATION TEE - SWAN REACH TOWN SD39400 | 10% POE Forecast | MVA | 2028 | 1.76 | 33kV | Radial | None | Normal (N)
South East | KEITH - COONALPYN SD45101 | 10% POE Forecast | MVA | 2028 | 2.025 | 33kV | Radial | None | Normal (N)
South East | KEITH - PADTHAWAY SD45300 | 10% POE Forecast | MVA | 2028 | 3.695 | 33kV | Radial | None | Normal (N)
South East | KEITH - WIRREGA SD45201 | 10% POE Forecast | MVA | 2028 | 17.655 | 33kV | Radial | N | Normal (N)
South East | WIRREGA - BORDERTOWN SD45202 | 10% POE Forecast | MVA | 2028 | 13.6 | 33kV | Radial | N | Normal (N)
South East | SNUGGERY RURAL - MILLICENT SD49100 | 10% POE Forecast | MVA | 2028 | 15.6625 | 33kV | Radial | None | Normal (N)
South East | MILLICENT - SOUTH END TEE SD49100 | 10% POE Forecast | MVA | 2028 | 9.2275 | 33kV | Radial | None | Normal (N)
South East | SOUTH END TEE - SOUTH END SD49100 | 10% POE Forecast | MVA | 2028 | 0.42 | 33kV | Radial | None | Normal (N)
South East | SOUTH END TEE - HATHERLEIGH TOWNSHIP TEE SD49100 | 10% POE Forecast | MVA | 2028 | 8.0975 | 33kV | Radial | None | Normal (N)
South East | HATHERLEIGH TOWNSHIP TEE - HATHERLEIGH TOWNSHIP SD49100 | 10% POE Forecast | MVA | 2028 | 0.0775 | 33kV | Radial | None | Normal (N)
South East | HATHERLEIGH TOWNSHIP TEE - HATHERLEIGH SD49100 | 10% POE Forecast | MVA | 2028 | 7.745 | 33kV | Radial | None | Normal (N)
South East | HATHERLEIGH - BEACHPORT TEE SD49200 | 10% POE Forecast | MVA | 2028 | 7.5825 | 33kV | Radial | None | Normal (N)
South East | BEACHPORT TEE - BEACHPORT SD49200 | 10% POE Forecast | MVA | 2028 | 1.505 | 33kV | Radial | None | Normal (N)
South East | BEACHPORT TEE - ROBE SD49200 | 10% POE Forecast | MVA | 2028 | 6.1 | 33kV | Radial | N | Normal (N)
South East | SNUGGERY RURAL - MOUNT BURR SD49500 | 10% POE Forecast | MVA | 2028 | 2.25 | 33kV | Radial | None | Normal (N)
South East | MOUNT BURR - KALANGADOO TEE SD49500 | 10% POE Forecast | MVA | 2028 | 1.4125 | 33kV | Radial | None | Normal (N)
South East | KALANGADOO TEE - KALANGADOO SD49500 | 10% POE Forecast | MVA | 2028 | 0.625 | 33kV | Radial | None | Normal (N)
South East | KALANGADOO TEE - KALANGADOO RURAL SD49500 | 10% POE Forecast | MVA | 2028 | 0 | 33kV | Radial | None | Normal (N)
South East | BLANCHE - MOUNT GAMBIER WEST SD48101 | 10% POE Forecast | MVA | 2028 | 16.275 | 33kV | Radial | None | Normal (N)
South East | BLUE LAKE TEE - MOUNT GAMBIER SD48104 | 10% POE Forecast | MVA | 2028 | 0 | 33kV | Radial | None | Normal (N)
South East | BLANCHE - LAKESIDE TEE SD48100 | 10% POE Forecast | MVA | 2028 | 22.045 | 33kV | Radial | None | Normal (N)
South East | LAKESIDE TEE - GLENCOE TEE SD48100 | 10% POE Forecast | MVA | 2028 | 15.4125 | 33kV | Radial | None | Normal (N)
South East | GLENCOE TEE - TANTANOOLA SD48100 | 10% POE Forecast | MVA | 2028 | 2.885 | 33kV | Radial | None | Normal (N)
South East | GLENCOE TEE - MOUNT GAMBIER SD48100 | 10% POE Forecast | MVA | 2028 | 12.435 | 33kV | Radial | None | Normal (N)
South East | BLANCHE - KONGORONG TEE SD48200 | 10% POE Forecast | MVA | 2028 | 7.9725 | 33kV | Radial | None | Normal (N)
South East | KONGORONG TEE - KONGORONG SD48200 | 10% POE Forecast | MVA | 2028 | 1.1725 | 33kV | Radial | None | Normal (N)
South East | KONGORONG TEE - MOUNT SCHANK SD48200 | 10% POE Forecast | MVA | 2028 | 6.655 | 33kV | Radial | None | Normal (N)
South East | MOUNT SCHANK - ALLENDALE EAST SD48200 | 10% POE Forecast | MVA | 2028 | 4.6775 | 33kV | Radial | None | Normal (N)
South East | MOUNT GAMBIER - TARPEENA SOUTH TEE SD47101 | 10% POE Forecast | MVA | 2028 | 8.71 | 33kV | Radial | None | Normal (N)
South East | TARPEENA SOUTH TEE - MOUNT GAMBIER SD47101 | 10% POE Forecast | MVA | 2028 | 0.02 | 33kV | Radial | None | Normal (N)
South East | TARPEENA SOUTH TEE - TARPEENA SOUTH SD47101 | 10% POE Forecast | MVA | 2028 | 8.065 | 33kV | Radial | None | Normal (N)
South East | KINCRAIG - LUCINDALE SD46201 | 10% POE Forecast | MVA | 2028 | 6.2425 | 33kV | Radial | None | Normal (N)
South East | LUCINDALE - KINGSTON SE SD46201 | 10% POE Forecast | MVA | 2028 | 4.42 | 33kV | Radial | None | Normal (N)
South East | KINCRAIG - NARACOORTE SD46300 | 10% POE Forecast | MVA | 2028 | 18.075 | 33kV | Radial | None | Normal (N)
South East | NARACOORTE - NARACOORTE EAST TEE SD46100 | 10% POE Forecast | MVA | 2028 | 6.2175 | 33kV | Radial | None | Normal (N)
South East | NARACOORTE EAST TEE - NARACOORTE EAST SD46100 | 10% POE Forecast | MVA | 2028 | 5.845 | 33kV | Radial | None | Normal (N)
South East | NARACOORTE EAST TEE - PADTHAWAY SD46100 | 10% POE Forecast | MVA | 2028 | 0.2 | 33kV | Radial | None | Normal (N)
South East | KINCRAIG - STRUAN RURAL SD46400 | 10% POE Forecast | MVA | 2028 | 0.8325 | 33kV | Radial | None | Normal (N)
South East | STRUAN RURAL - GLENROY RURAL SD46400 | 10% POE Forecast | MVA | 2028 | 0.02 | 33kV | Radial | None | Normal (N)
South East | PENOLA WEST - PENOLA TEE SD58200 | 10% POE Forecast | MVA | 2028 | 7.045 | 33kV | Radial | None | Normal (N)
South East | PENOLA TEE - GLENROY RURAL SD58200 | 10% POE Forecast | MVA | 2028 | 7 | 33kV | Radial | N | Normal (N)
South East | PENOLA WEST - PENOLA TEE SD58101 | 10% POE Forecast | MVA | 2028 | 3.0625 | 33kV | Radial | None | Normal (N)
South East | PENOLA TEE - SAFRIES TEE SD58101 | 10% POE Forecast | MVA | 2028 | 3.0725 | 33kV | Radial | None | Normal (N)
South East | SAFRIES TEE - KALANGADOO NANGWARRY TEE SD58101 | 10% POE Forecast | MVA | 2028 | 0.6475 | 33kV | Radial | None | Normal (N)
South East | KALANGADOO NANGWARRY TEE - NANGWARRY TEE SD58101 | 10% POE Forecast | MVA | 2028 | 0.565 | 33kV | Radial | None | Normal (N)
South East | NANGWARRY TEE - NANGWARRY SD58101 | 10% POE Forecast | MVA | 2028 | 0.5675 | 33kV | Radial | None | Normal (N)
South East | KALANGADOO NANGWARRY TEE - KALANGADOO RURAL SD58101 | 10% POE Forecast | MVA | 2028 | 0.01 | 33kV | Radial | None | Normal (N)
South East | NANGWARRY TEE - MOUNT GAMBIER SD58101 | 10% POE Forecast | MVA | 2028 | 0 | 33kV | Radial | None | Normal (N)
Metro South | WILLUNGA - MCLAREN VALE SD44400 | 10% POE Forecast | MVA | 2028 | 0 | 33kV | Radial | None | Normal (N)
Metro South | YANKALILLA - HAY FLAT SD44200 | 10% POE Forecast | MVA | 2028 | 1.4983 | 33kV | Radial | None | Normal (N)
Metro South | HAY FLAT - RAPID BAY TEE SD44200 | 10% POE Forecast | MVA | 2028 | 1.3892 | 33kV | Radial | None | Normal (N)
Metro South | RAPID BAY TEE - RAPID BAY SD44200 | 10% POE Forecast | MVA | 2028 | 0.02075 | 33kV | Radial | None | Normal (N)
Metro South | RAPID BAY TEE - CAPE JERVIS SD44200 | 10% POE Forecast | MVA | 2028 | 0.12725 | 33kV | Radial | None | Normal (N)
Metro South | CAPE JERVIS - CUTTLEFISH BAY SD44301 | 10% POE Forecast | MVA | 2028 | 10.8578 | 33kV | Radial | None | Normal (N)
Metro South | FISHERY BEACH BACKUP - CUTTLEFISH BAY BACKUP SD44301 | 10% POE Forecast | MVA | 2028 | 0.5815 | 33kV | Radial | None | Normal (N)
Metro South | CUTTLEFISH BAY - PENNESHAW SD44301 | 10% POE Forecast | MVA | 2028 | 10.8623 | 33kV | Radial | None | Normal (N)
Metro South | PENNESHAW - AMERICAN RIVER SD44300 | 10% POE Forecast | MVA | 2028 | 8.6405 | 33kV | Radial | None | Normal (N)
Metro South | AMERICAN RIVER - KINGSCOTE TEE SD44300 | 10% POE Forecast | MVA | 2028 | 6.8775 | 33kV | Radial | N | Normal (N)
Metro South | KINGSCOTE TEE - MACGILLIVRAY SD44300 | 10% POE Forecast | MVA | 2028 | 3.7883 | 33kV | Radial | None | Normal (N)
Metro South | KINGSCOTE TEE - KINGSCOTE SD44300 | 10% POE Forecast | MVA | 2028 | 2.705 | 33kV | Radial | None | Normal (N)
Upper North | DAVENPORT WEST - PORT AUGUSTA NO1 SD54101 | 10% POE Forecast | MVA | 2028 | 16.0375 | 33kV | Meshed | None | Normal (N)
Upper North | DAVENPORT WEST - PORT AUGUSTA TEE SD54102 | 10% POE Forecast | MVA | 2028 | 11.6525 | 33kV | Meshed | None | Normal (N)
Upper North | PORT AUGUSTA NO2 - PORT AUGUSTA TEE SD54102 | 10% POE Forecast | MVA | 2028 | 1.4875 | 33kV | Meshed | None | Normal (N)
Upper North | PORT AUGUSTA TEE - PORT AUGUSTA WEST TEE SD54102 | 10% POE Forecast | MVA | 2028 | 11.375 | 33kV | Radial | None | Normal (N)
Upper North | PORT AUGUSTA WEST TEE - PORT AUGUSTA WEST SD54102 | 10% POE Forecast | MVA | 2028 | 9.9925 | 33kV | Radial | None | Normal (N)
Upper North | PORT AUGUSTA WEST TEE - PANDURRA TEE SD54102 | 10% POE Forecast | MVA | 2028 | 1.3075 | 33kV | Radial | None | Normal (N)
Upper North | PANDURRA TEE - BOOKALOO SD54102 | 10% POE Forecast | MVA | 2028 | 0.17 | 33kV | Radial | None | Normal (N)
Upper North | PANDURRA TEE - PANDURRA SD54102 | 10% POE Forecast | MVA | 2028 | 1.15 | 33kV | Radial | None | Normal (N)
Upper North | DAVENPORT WEST - AUGUSTA HWY SD54300 | 10% POE Forecast | MVA | 2028 | 5.7525 | 33kV | Radial | None | Normal (N)
Upper North | AUGUSTA HWY - STIRLING NORTH SD54300 | 10% POE Forecast | MVA | 2028 | 5.715 | 33kV | Radial | None | Normal (N)
Upper North | STIRLING NORTH - QUORN SD54300 | 10% POE Forecast | MVA | 2028 | 2.1475 | 33kV | Radial | None | Normal (N)
Upper North | DAVENPORT WEST - PT PATERSON SD54400 | 10% POE Forecast | MVA | 2028 | 4.75 | 33kV | Radial | None | Normal (N)
Upper North | BAROOTA - BAROOTA TOWN TEE SD31100 | 10% POE Forecast | MVA | 2028 | 9.2425 | 33kV | Radial | None | Normal (N)
Upper North | BAROOTA TOWN TEE - BAROOTA TOWN SD31100 | 10% POE Forecast | MVA | 2028 | 0.245 | 33kV | Radial | None | Normal (N)
Upper North | BAROOTA TOWN TEE - BAROOTA TEE SD31100 | 10% POE Forecast | MVA | 2028 | 8.9675 | 33kV | Radial | None | Normal (N)
Upper North | BAROOTA TEE - NAPPERBY BUNGAMA SD31100 | 10% POE Forecast | MVA | 2028 | 3.18 | 33kV | Radial | None | Normal (N)
Upper North | BAROOTA TEE - MURRAYTOWN SD31100 | 10% POE Forecast | MVA | 2028 | 5.785 | 33kV | Radial | None | Normal (N)
Upper North | MURRAYTOWN - WIRRABARA FOREST TEE SD31200 | 10% POE Forecast | MVA | 2028 | 1.275 | 33kV | Radial | None | Normal (N)
Upper North | WIRRABARA FOREST TEE - WIRRABARA FOREST SD31200 | 10% POE Forecast | MVA | 2028 | 0.475 | 33kV | Radial | None | Normal (N)
Upper North | WIRRABARA FOREST TEE - GLADSTONE SD31200 | 10% POE Forecast | MVA | 2028 | 0.2575 | 33kV | Radial | None | Normal (N)
Upper North | MURRAYTOWN - ORROROO SD31300 | 10% POE Forecast | MVA | 2028 | 2.5175 | 33kV | Radial | None | Normal (N)
Upper North | MURRAYTOWN - WILMINGTON SD31400 | 10% POE Forecast | MVA | 2028 | 1.53 | 33kV | Radial | None | Normal (N)
Upper North | BUNGAMA - PORT PIRIE SOUTH SD32101 | 10% POE Forecast | MVA | 2028 | 12.58 | 33kV | Meshed | None | Normal (N)
Upper North | PORT PIRIE SOUTH - PORT PIRIE SD32102 | 10% POE Forecast | MVA | 2028 | 10.0775 | 33kV | Meshed | None | Normal (N)
Upper North | BUNGAMA - PORT PIRIE SD32103 | 10% POE Forecast | MVA | 2028 | 9.38 | 33kV | Meshed | None | Normal (N)
Upper North | BUNGAMA - HUGHES GAP SD32301 | 10% POE Forecast | MVA | 2028 | 9.2825 | 33kV | Radial | Reverse N | Normal (N)
Upper North | HUGHES GAP - CRYSTAL BROOK TEE SD32302 | 10% POE Forecast | MVA | 2028 | 8.7525 | 33kV | Radial | None | Normal (N)
Upper North | CRYSTAL BROOK TEE - GLADSTONE SD32302 | 10% POE Forecast | MVA | 2028 | 8.7325 | 33kV | Radial | None | Normal (N)
Upper North | GLADSTONE - CALTOWIE TEE SD32200 | 10% POE Forecast | MVA | 2028 | 6.3 | 33kV | Radial | None | Normal (N)
Upper North | CALTOWIE TEE - CALTOWIE SD32200 | 10% POE Forecast | MVA | 2028 | 0.1 | 33kV | Radial | None | Normal (N)
Upper North | CALTOWIE TEE - PETERBOROUGH TEE SD32200 | 10% POE Forecast | MVA | 2028 | 5.79 | 33kV | Radial | None | Normal (N)
Upper North | PETERBOROUGH TEE - JAMESTOWN SD32200 | 10% POE Forecast | MVA | 2028 | 3.1175 | 33kV | Radial | None | Normal (N)
Upper North | JAMESTOWN - TEROWIE TOWNSHIP SD32200 | 10% POE Forecast | MVA | 2028 | 1.11 | 33kV | Radial | None | Normal (N)
Upper North | PETERBOROUGH TEE - PETERBOROUGH SD32200 | 10% POE Forecast | MVA | 2028 | 2.1975 | 33kV | Radial | None | Normal (N)
Upper North | BUNGAMA - PORT BROUGHTON TEE SD32400 | 10% POE Forecast | MVA | 2028 | 7.5 | 33kV | Radial | Reverse N | Normal (N)
Upper North | PORT BROUGHTON TEE - PORT BROUGHTON SD32400 | 10% POE Forecast | MVA | 2028 | 4.31 | 33kV | Radial | None | Normal (N)
Upper North | PORT BROUGHTON TEE - BRINKWORTH TIE SD32400 | 10% POE Forecast | MVA | 2028 | 0 | 33kV | Radial | None | Normal (N)
Upper North | PORT BROUGHTON TEE - CRYSTAL BROOK TEE SD32400 | 10% POE Forecast | MVA | 2028 | 2.545 | 33kV | Radial | None | Normal (N)
Upper North | NEUROODLA - HAWKER SD59100 | 10% POE Forecast | MVA | 2028 | 1.1025 | 33kV | Radial | None | Normal (N)
Yorke Peninsula | HUMMOCKS DISTRIBUTION - NINNES TEE SD34400 | 10% POE Forecast | MVA | 2028 | 3.7 | 33kV | Radial | None | Normal (N)
Yorke Peninsula | NINNES TEE - LOCHIEL SD34400 | 10% POE Forecast | MVA | 2028 | 1.55 | 33kV | Radial | None | Normal (N)
Yorke Peninsula | NINNES TEE - KAINTON TEE SD34400 | 10% POE Forecast | MVA | 2028 | 1.7025 | 33kV | Radial | None | Normal (N)
Yorke Peninsula | KAINTON TEE - KAINTON SD34400 | 10% POE Forecast | MVA | 2028 | 0.25 | 33kV | Radial | None | Normal (N)
Yorke Peninsula | KAINTON TEE - PASKEVILLE SD34400 | 10% POE Forecast | MVA | 2028 | 1.2525 | 33kV | Radial | None | Normal (N)
Yorke Peninsula | PASKEVILLE - KADINA EAST SD34405 | 10% POE Forecast | MVA | 2028 | 0.87 | 33kV | Radial | None | Normal (N)
Yorke Peninsula | HUMMOCKS DISTRIBUTION - PORT CLINTON SD34300 | 10% POE Forecast | MVA | 2028 | 0.8425 | 33kV | Radial | None | Normal (N)
Yorke Peninsula | PORT CLINTON - ARDROSSAN SD34300 | 10% POE Forecast | MVA | 2028 | 0.42 | 33kV | Radial | None | Normal (N)
Yorke Peninsula | HUMMOCKS DISTRIBUTION - FEDERATION CORNER SD34201 | 10% POE Forecast | MVA | 2028 | 4.29 | 33kV | Radial | None | Normal (N)
Yorke Peninsula | FEDERATION CORNER - SWAMP ROAD SD34201 | 10% POE Forecast | MVA | 2028 | 1.21 | 33kV | Radial | None | Normal (N)
Yorke Peninsula | FEDERATION CORNER - PT WAKEFIELD TEE SD34201 | 10% POE Forecast | MVA | 2028 | 3 | 33kV | Radial | None | Normal (N)
Yorke Peninsula | PT WAKEFIELD TEE - SWAMP ROAD SD34201 | 10% POE Forecast | MVA | 2028 | 1.2 | 33kV | Radial | None | Normal (N)
Yorke Peninsula | SWAMP ROAD - PT WAKEFIELD FAR NORTH EAST SD34201 | 10% POE Forecast | MVA | 2028 | 0 | 33kV | Radial | None | Normal (N)
Yorke Peninsula | PT WAKEFIELD TEE - PT WAKEFIELD RURAL SD34201 | 10% POE Forecast | MVA | 2028 | 1.51 | 33kV | Radial | None | Normal (N)
Yorke Peninsula | PT WAKEFIELD RURAL - PT WAKEFIELD TOWN TEE SD34201 | 10% POE Forecast | MVA | 2028 | 1.39 | 33kV | Radial | None | Normal (N)
Yorke Peninsula | PT WAKEFIELD TOWN TEE - PT WAKEFIELD TOWN SD34201 | 10% POE Forecast | MVA | 2028 | 0.42 | 33kV | Radial | None | Normal (N)
Yorke Peninsula | PT WAKEFIELD TOWN TEE - PROOF RANGE SD34201 | 10% POE Forecast | MVA | 2028 | 0.93 | 33kV | Radial | None | Normal (N)
Yorke Peninsula | HUMMOCKS DISTRIBUTION - BOWMANS TEE SD34102 | 10% POE Forecast | MVA | 2028 | 5.9425 | 33kV | Radial | None | Normal (N)
Yorke Peninsula | BOWMANS TEE - PT WAKEFIELD RURAL SD34102 | 10% POE Forecast | MVA | 2028 | 0 | 33kV | Radial | None | Normal (N)
Yorke Peninsula | BOWMANS TEE - SAINTS SD34102 | 10% POE Forecast | MVA | 2028 | 5.4875 | 33kV | Radial | None | Normal (N)
Yorke Peninsula | SAINTS - BALAKLAVA SD34102 | 10% POE Forecast | MVA | 2028 | 3.58 | 33kV | Radial | None | Normal (N)
Yorke Peninsula | BALAKLAVA - BALAKLAVA RURAL SD34102 | 10% POE Forecast | MVA | 2028 | 0 | 33kV | Radial | None | Normal (N)
Yorke Peninsula | BALAKLAVA - BALAKLAVA TOWNSHIP SD34102 | 10% POE Forecast | MVA | 2028 | 0 | 33kV | Radial | None | Normal (N)
Yorke Peninsula | KADINA EAST DISTRIBUTION - KADINA SD51102 | 10% POE Forecast | MVA | 2028 | 10.6325 | 33kV | Radial | None | Normal (N)
Yorke Peninsula | KADINA EAST DISTRIBUTION - MOONTA TEE SD51200 | 10% POE Forecast | MVA | 2028 | 13.705 | 33kV | Radial | None | Normal (N)
Yorke Peninsula | MOONTA TEE - KADINA SD51200 | 10% POE Forecast | MVA | 2028 | 0 | 33kV | Radial | None | Normal (N)
Yorke Peninsula | MOONTA TEE - MOONTA SD51200 | 10% POE Forecast | MVA | 2028 | 13.61 | 33kV | Radial | N | Normal (N)
Yorke Peninsula | KADINA EAST DISTRIBUTION - WALLAROO TEE SD51300 | 10% POE Forecast | MVA | 2028 | 12.05 | 33kV | Radial | None | Normal (N)
Yorke Peninsula | WALLAROO TEE - KADINA SD51300 | 10% POE Forecast | MVA | 2028 | 0 | 33kV | Radial | None | Normal (N)
Yorke Peninsula | WALLAROO TEE - WALLAROO SD51300 | 10% POE Forecast | MVA | 2028 | 11.975 | 33kV | Radial | None | Normal (N)
Yorke Peninsula | ARDROSSAN WEST DISTRIBUTION - MAITLAND SD35100 | 10% POE Forecast | MVA | 2028 | 4.57 | 33kV | Radial | None | Normal (N)
Yorke Peninsula | ARDROSSAN WEST DISTRIBUTION - ARDROSSAN SD35201 | 10% POE Forecast | MVA | 2028 | 2.2925 | 33kV | Radial | None | Normal (N)
Yorke Peninsula | ARDROSSAN WEST DISTRIBUTION - ARDROSSAN BHP SD35200 | 10% POE Forecast | MVA | 2028 | 6.2225 | 33kV | Radial | None | Normal (N)
Yorke Peninsula | ARDROSSAN - ARDROSSAN BHP SD35200 | 10% POE Forecast | MVA | 2028 | 0 | 33kV | Radial | None | Normal (N)
Yorke Peninsula | ARDROSSAN BHP - PORT VINCENT SD35200 | 10% POE Forecast | MVA | 2028 | 6.025 | 33kV | Radial | None | Normal (N)
Yorke Peninsula | PORT VINCENT - MINLATON TEE SD35300 | 10% POE Forecast | MVA | 2028 | 2.6725 | 33kV | Radial | None | Normal (N)
Yorke Peninsula | MINLATON TEE - CURRAMULKA TEE SD35300 | 10% POE Forecast | MVA | 2028 | 2.665 | 33kV | Radial | None | Normal (N)
Yorke Peninsula | CURRAMULKA TEE - CURRAMULKA SD35300 | 10% POE Forecast | MVA | 2028 | 0.3075 | 33kV | Radial | None | Normal (N)
Yorke Peninsula | CURRAMULKA TEE - MINLATON SD35300 | 10% POE Forecast | MVA | 2028 | 2.3175 | 33kV | Radial | None | Normal (N)
Yorke Peninsula | MINLATON TEE - PT VINCENT RURAL SD35300 | 10% POE Forecast | MVA | 2028 | 0 | 33kV | Radial | None | Normal (N)
Yorke Peninsula | DALRYMPLE - STANSBURY TEE SD35400 | 10% POE Forecast | MVA | 2028 | 6.2375 | 33kV | Radial | None | Normal (N)
Yorke Peninsula | STANSBURY TEE - PORT GILES TEE SD35400 | 10% POE Forecast | MVA | 2028 | 3 | 33kV | Radial | None | Normal (N)
Yorke Peninsula | PORT GILES TEE - PORT GILES SD35400 | 10% POE Forecast | MVA | 2028 | 1.7125 | 33kV | Radial | None | Normal (N)
Yorke Peninsula | STANSBURY TEE - STANSBURY SD35400 | 10% POE Forecast | MVA | 2028 | 3.2875 | 33kV | Radial | None | Normal (N)
Yorke Peninsula | STANSBURY - PT VINCENT RURAL SD35403 | 10% POE Forecast | MVA | 2028 | 1.29 | 33kV | Radial | None | Normal (N)
Yorke Peninsula | DALRYMPLE - WOOL BAY RURAL SD35500 | 10% POE Forecast | MVA | 2028 | 5.93 | 33kV | Radial | None | Normal (N)
Yorke Peninsula | WOOL BAY RURAL - WOOL BAY SD35500 | 10% POE Forecast | MVA | 2028 | 5.8775 | 33kV | Radial | None | Normal (N)
Yorke Peninsula | WOOL BAY RURAL - PORT GILES TEE SD35500 | 10% POE Forecast | MVA | 2028 | 0 | 33kV | Radial | None | Normal (N)
Yorke Peninsula | WOOL BAY - EDITHBURGH TEE SD35500 | 10% POE Forecast | MVA | 2028 | 5.8575 | 33kV | Radial | None | Normal (N)
Yorke Peninsula | EDITHBURGH TEE - YORKETOWN SD35500 | 10% POE Forecast | MVA | 2028 | 4.1025 | 33kV | Radial | None | Normal (N)
Yorke Peninsula | YORKETOWN - MARION BAY SD35500 | 10% POE Forecast | MVA | 2028 | 2.8075 | 33kV | Radial | None | Normal (N)
Yorke Peninsula | EDITHBURGH TEE - EDITHBURGH SD35500 | 10% POE Forecast | MVA | 2028 | 1.51 | 33kV | Radial | None | Normal (N)
Metro West | ADELAIDE BRIGHTON CEMENT - PORT ADELAIDE SD1529 | 10% POE Forecast | MVA | 2029 | 58.7667 | 66kV | Meshed | None | Normal (N)
Metro South | ALDINGA - WILLUNGA SD1674 | 10% POE Forecast | MVA | 2029 | 11.7 | 66kV | Meshed | None | Normal (N)
Metro North | ANGLE VALE - ANGLE VALE TEE SD1506A | 10% POE Forecast | MVA | 2029 | 12.6571 | 66kV | Meshed | None | Normal (N)
Metro North | ANGLE VALE TEE - EVANSTON SD1506B | 10% POE Forecast | MVA | 2029 | 12.7286 | 66kV | Meshed | None | Normal (N)
Metro North | ANGLE VALE TEE - VIRGINIA TEE SD2033 | 10% POE Forecast | MVA | 2029 | 0 | 66kV | Radial | None | Normal (N)
Metro West | ATHOL PARK - ATHOL PARK TEE SD1677A | 10% POE Forecast | MVA | 2029 | 19.9616 | 66kV | Radial | None | Normal (N)
Metro West | BLACKPOOL - FULHAM GARDENS SD1639 | 10% POE Forecast | MVA | 2029 | 89.6 | 66kV | Meshed | None | Normal (N)
Metro North | BOLIVAR - ST KILDA SD2034 | 10% POE Forecast | MVA | 2029 | 18.3143 | 66kV | Radial | None | Normal (N)
Metro East | CAMPBELLTOWN - MAGILL SD1661 | 10% POE Forecast | MVA | 2029 | 52.9429 | 66kV | Meshed | None | Normal (N)
Metro West | CHELTENHAM - CROYDON PARK TEE SD1655A | 10% POE Forecast | MVA | 2029 | 34.8333 | 66kV | Meshed | None | Normal (N)
Metro South | CITY WEST - KESWICK SD2013 | 10% POE Forecast | MVA | 2029 | 218.25 | 66kV | Meshed | None | Normal (N)
Metro East | CITY WEST - WHITMORE SQUARE SD2016 | 10% POE Forecast | MVA | 2029 | 154.3 | 66kV | Meshed | None | Normal (N)
Metro East | COROMANDEL PLACE - WHITMORE SQUARE SD1681 | 10% POE Forecast | MVA | 2029 | 48.8857 | 66kV | Meshed | None | Normal (N)
Metro East | CROYDON - HINDLEY STREET TEE SD1659B | 10% POE Forecast | MVA | 2029 | 42.2 | 66kV | Meshed | None | Normal (N)
Metro West | CROYDON - KILKENNY SD1523 | 10% POE Forecast | MVA | 2029 | 10 | 66kV | Meshed | None | Normal (N)
Metro West | CROYDON PARK - CROYDON PARK TEE SD1655B | 10% POE Forecast | MVA | 2029 | 52.6333 | 66kV | Meshed | None | Normal (N)
Metro West | CROYDON PARK TEE - CROYDON SD1655C | 10% POE Forecast | MVA | 2029 | 77.45 | 66kV | Meshed | None | Normal (N)
Metro North | DIREK - PARALOWIE SD2004 | 10% POE Forecast | MVA | 2029 | 56.1714 | 66kV | Meshed | None | Normal (N)
Metro East | DRY CREEK - KILBURN SOUTH TEE SD1658A | 10% POE Forecast | MVA | 2029 | 76.2143 | 66kV | Meshed | None | Normal (N)
Metro East | EAST TERRACE - COROMANDEL PLACE SD1680 | 10% POE Forecast | MVA | 2029 | 31.3714 | 66kV | Meshed | None | Normal (N)
Metro East | EAST TERRACE - NORTH ADELAIDE SD1560 | 10% POE Forecast | MVA | 2029 | 22.2857 | 66kV | Meshed | None | Normal (N)
Metro North | EDINBURGH - SALISBURY SD1688 | 10% POE Forecast | MVA | 2029 | 21.2571 | 66kV | Meshed | None | Normal (N)
Metro North | ELIZABETH DOWNS - PENFIELD SD1508 | 10% POE Forecast | MVA | 2029 | 19.2286 | 66kV | Meshed | None | Normal (N)
Metro North | ELIZABETH DOWNS - SMITHFIELD WEST SD1686 | 10% POE Forecast | MVA | 2029 | 49.2143 | 66kV | Meshed | N-1 | Normal (N)
Metro North | ELIZABETH HEIGHTS - ELIZABETH DOWNS SD1501 | 10% POE Forecast | MVA | 2029 | 52.0429 | 66kV | Meshed | None | Normal (N)
Metro North | ELIZABETH SOUTH - EDINBURGH SD1511 | 10% POE Forecast | MVA | 2029 | 25.8714 | 66kV | Meshed | None | Normal (N)
Metro West | FINDON - FINDON TEE SD1520A | 10% POE Forecast | MVA | 2029 | 20.1333 | 66kV | Meshed | None | Normal (N)
Metro West | FINDON TEE - FLINDERS PARK SD1520B | 10% POE Forecast | MVA | 2029 | 30.8667 | 66kV | Meshed | None | Normal (N)
Metro West | FLINDERS PARK - NEW RICHMOND SD1521 | 10% POE Forecast | MVA | 2029 | 14.2 | 66kV | Meshed | None | Normal (N)
Metro West | FULHAM GARDENS - FINDON TEE SD1520C | 10% POE Forecast | MVA | 2029 | 12.6667 | 66kV | Meshed | None | Normal (N)
Metro West | FULHAM GARDENS - HENLEY SOUTH #1 SD1519 | 10% POE Forecast | MVA | 2029 | 18.6833 | 66kV | Meshed | None | Normal (N)
Metro West | FULHAM GARDENS - HENLEY SOUTH #2 SD1691 | 10% POE Forecast | MVA | 2029 | 18.6833 | 66kV | Meshed | None | Normal (N)
Metro South | GLENELG NORTH TEE - GLENELG NORTH SD1584A | 10% POE Forecast | MVA | 2029 | 0 | 66kV | Meshed | None | Normal (N)
Metro South | GLENELG NORTH TEE - PLYMPTON SD1584B | 10% POE Forecast | MVA | 2029 | 40.3 | 66kV | Meshed | None | Normal (N)
Metro East | GOLDEN GROVE - INGLE FARM SD1647 | 10% POE Forecast | MVA | 2029 | 56.9857 | 66kV | Meshed | None | Normal (N)
Metro South | HACKHAM - PORT NOARLUNGA SD1694A | 10% POE Forecast | MVA | 2029 | 49.6 | 66kV | Meshed | None | Normal (N)
Metro South | HAPPY VALLEY - HV/SAW TEE SD1591A | 10% POE Forecast | MVA | 2029 | 38.7 | 66kV | Meshed | None | Normal (N)
Metro South | HAPPY VALLEY - PANORAMA #1 SD1665 | 10% POE Forecast | MVA | 2029 | 52.05 | 66kV | Meshed | None | Normal (N)
Metro South | HAPPY VALLEY - PANORAMA #2 SD1666 | 10% POE Forecast | MVA | 2029 | 52.15 | 66kV | Meshed | None | Normal (N)
Metro South | HAPPY VALLEY - SEACOMBE #1 SD1566 | 10% POE Forecast | MVA | 2029 | 68.15 | 66kV | Meshed | None | Normal (N)
Metro South | HAPPY VALLEY - SEACOMBE #2 SD1590 | 10% POE Forecast | MVA | 2029 | 58.2 | 66kV | Meshed | None | Normal (N)
Metro East | HILLCREST - HOLDEN HILL SD1692 | 10% POE Forecast | MVA | 2029 | 30.0571 | 66kV | Meshed | None | Normal (N)
Metro East | HINDLEY STREET - WHITMORE SQUARE SD1664 | 10% POE Forecast | MVA | 2029 | 69.8 | 66kV | Meshed | None | Normal (N)
Metro East | HINDLEY STREET TEE - HINDLEY STREET SD1659C | 10% POE Forecast | MVA | 2029 | 23.8571 | 66kV | Meshed | None | Normal (N)
Metro East | HOLDEN HILL - CAMPBELLTOWN SD1660 | 10% POE Forecast | MVA | 2029 | 25.3571 | 66kV | Meshed | None | Normal (N)
Metro East | HOLDEN HILL - HOPE VALLEY SD1554A | 10% POE Forecast | MVA | 2029 | 50.5286 | 66kV | Meshed | None | Normal (N)
Metro East | HOPE VALLEY - TEA TREE GULLY SD1554B | 10% POE Forecast | MVA | 2029 | 34 | 66kV | Meshed | None | Normal (N)
Metro South | HV/SAW TEE - MORPHETT VALE EAST SD1591C | 10% POE Forecast | MVA | 2029 | 29.95 | 66kV | Meshed | None | Normal (N)
Metro East | KENT TOWN - KENT TOWN TEE SD1690 | 10% POE Forecast | MVA | 2029 | 32.5329 | 66kV | Meshed | None | Normal (N)
Metro South | KESWICK - CLARENCE GARDENS SD1671 | 10% POE Forecast | MVA | 2029 | 22.2 | 66kV | Radial | None | Normal (N)
Metro South | KESWICK - NEW RICHMOND TEE SD1670A | 10% POE Forecast | MVA | 2029 | 103.5 | 66kV | Meshed | N-1 | Normal (N)
Metro South | KESWICK - WHITMORE SQUARE TEE SD1669A | 10% POE Forecast | MVA | 2029 | 70.5 | 66kV | Meshed | None | Normal (N)
Metro West | KILBURN - CAVAN SD2014 | 10% POE Forecast | MVA | 2029 | 44.1295 | 66kV | Meshed | None | Normal (N)
Metro West | KILBURN - CROYDON PARK SD1531 | 10% POE Forecast | MVA | 2029 | 68.7333 | 66kV | Meshed | None | Normal (N)
Metro East | KILBURN SOUTH TEE - KILBURN SOUTH SD1658B | 10% POE Forecast | MVA | 2029 | 18.3571 | 66kV | Radial | None | Normal (N)
Metro East | KILBURN SOUTH TEE - PROSPECT SD1658C | 10% POE Forecast | MVA | 2029 | 64.9714 | 66kV | Meshed | None | Normal (N)
Metro West | KILKENNY - WOODVILLE SD1675 | 10% POE Forecast | MVA | 2029 | 21.3833 | 66kV | Meshed | None | Normal (N)
Metro South | KINGSWOOD - NORTH UNLEY SD1574 | 10% POE Forecast | MVA | 2029 | 51.85 | 66kV | Meshed | None | Normal (N)
Metro West | LARGS NORTH - ADELAIDE BRIGHTON CEMENT SD1654 | 10% POE Forecast | MVA | 2029 | 74.65 | 66kV | Meshed | None | Normal (N)
Metro West | LEFEVRE - BLACKPOOL SD1693 | 10% POE Forecast | MVA | 2029 | 63.7833 | 66kV | Meshed | None | Normal (N)
Metro South | LINDEN PARK - LINDEN PARK TEE SD1662A | 10% POE Forecast | MVA | 2029 | 0 | 66kV | Meshed | None | Normal (N)
Metro South | LOWER MITCHAM - KINGSWOOD SD1563 | 10% POE Forecast | MVA | 2029 | 18.35 | 66kV | Meshed | None | Normal (N)
Metro East | MAGILL - BURNSIDE SD1556 | 10% POE Forecast | MVA | 2029 | 14.5045 | 66kV | Radial | None | Normal (N)
Metro East | MAGILL - KENT TOWN TEE SD1663A | 10% POE Forecast | MVA | 2029 | 32.5329 | 66kV | Meshed | None | Normal (N)
Metro East | MAGILL - NORWOOD SD1543 | 10% POE Forecast | MVA | 2029 | 65.4429 | 66kV | Meshed | None | Normal (N)
Metro South | MAGILL - URAIDLA TEE SD1662B | 10% POE Forecast | MVA | 2029 | 67.3 | 66kV | Meshed | None | Normal (N)
Metro East | MAGILL - WOODFORDE 2 SD1678 | 10% POE Forecast | MVA | 2029 | 20.3571 | 66kV | Radial | None | Normal (N)
Metro East | MAGILL - WOODFORDE 3 SD1679 | 10% POE Forecast | MVA | 2029 | 20.4571 | 66kV | Radial | None | Normal (N)
Metro South | MCLAREN FLAT - WILLUNGA SD1594A | 10% POE Forecast | MVA | 2029 | 63.1 | 66kV | Meshed | N-1 | Normal (N)
Metro South | MORPHETT VALE EAST - CLARENDON SD1592 | 10% POE Forecast | MVA | 2029 | 3.8409 | 66kV | Radial | None | Normal (N)
Metro South | MORPHETT VALE EAST - HACKHAM SD1694B | 10% POE Forecast | MVA | 2029 | 68.1 | 66kV | Meshed | None | Normal (N)
Metro South | MORPHETT VALE EAST - MCLAREN FLAT SD1594B | 10% POE Forecast | MVA | 2029 | 76.3 | 66kV | Meshed | N-1 | Normal (N)
Metro South | MORPHETT VALE EAST - PORT STANVAC #1 SD1593 | 10% POE Forecast | MVA | 2029 | 62.4 | 66kV | Meshed | None | Normal (N)
Metro South | MORPHETT VALE EAST - PORT STANVAC #2 SD2010 | 10% POE Forecast | MVA | 2029 | 68.15 | 66kV | Meshed | None | Normal (N)
Metro South | MORPHETTVILLE - ASCOT PARK SD1586 | 10% POE Forecast | MVA | 2029 | 10 | 66kV | Meshed | None | Normal (N)
Metro South | MORPHETTVILLE - GLENELG NORTH TEE SD1584C | 10% POE Forecast | MVA | 2029 | 40.2 | 66kV | Meshed | None | Normal (N)
Metro South | MORPHETTVILLE - OAKLANDS SD1585 | 10% POE Forecast | MVA | 2029 | 17.4 | 66kV | Meshed | None | Normal (N)
Metro North | MUNNO PARA - ELIZABETH DOWNS SD2023 | 10% POE Forecast | MVA | 2029 | 42.4 | 66kV | Meshed | None | Normal (N)
Metro North | MUNNO PARA - EVANSTON SD1652 | 10% POE Forecast | MVA | 2029 | 60.5286 | 66kV | Meshed | N-1 | Normal (N)
Metro West | NEW OSBORNE - BLACKPOOL SD1518 | 10% POE Forecast | MVA | 2029 | 60 | 66kV | Meshed | None | Normal (N)
Metro West | NEW OSBORNE - GLANVILLE SD1527 | 10% POE Forecast | MVA | 2029 | 101.05 | 66kV | Meshed | N-1 | Normal (N)
Metro West | NEW OSBORNE - LARGS NORTH SD1653 | 10% POE Forecast | MVA | 2029 | 90.75 | 66kV | Meshed | None | Normal (N)
Metro West | NEW OSBORNE - SMORGON STEEL RECYCLING SD1532A | 10% POE Forecast | MVA | 2029 | 15.7667 | 66kV | Meshed | None | Normal (N)
Metro West | NEW RICHMOND - THEBARTON SD1516 | 10% POE Forecast | MVA | 2029 | 28.3333 | 66kV | Meshed | None | Normal (N)
Metro South | NEW RICHMOND TEE - NEW RICHMOND SD1670B | 10% POE Forecast | MVA | 2029 | 0 | 66kV | Meshed | None | Normal (N)
Metro South | NEW RICHMOND TEE - PLYMPTON SD1670C | 10% POE Forecast | MVA | 2029 | 86.2 | 66kV | Meshed | None | Normal (N)
Metro South | NOARLUNGA CENTRE - PORT NOARLUNGA SD1668 | 10% POE Forecast | MVA | 2029 | 43.7 | 66kV | Meshed | None | Normal (N)
Metro East | NORTH ADELAIDE - HINDLEY STREET TEE SD1659A | 10% POE Forecast | MVA | 2029 | 18.4429 | 66kV | Meshed | None | Normal (N)
Metro South | NORTH UNLEY - WHITMORE SQUARE TEE SD1669B | 10% POE Forecast | MVA | 2029 | 70.05 | 66kV | Meshed | N-1 | Normal (N)
Metro East | NORTHFIELD - CLEARVIEW SD1549 | 10% POE Forecast | MVA | 2029 | 30.083 | 66kV | Radial | None | Normal (N)
Metro East | NORTHFIELD - DRY CREEK SD1657 | 10% POE Forecast | MVA | 2029 | 47.7143 | 66kV | Meshed | None | Normal (N)
Metro East | NORTHFIELD - HARROW SD1535 | 10% POE Forecast | MVA | 2029 | 24.1791 | 66kV | Radial | None | Normal (N)
Metro East | NORTHFIELD - HILLCREST SD1534 | 10% POE Forecast | MVA | 2029 | 71.4857 | 66kV | Meshed | None | Normal (N)
Metro East | NORTHFIELD - HOLDEN HILL SD1539 | 10% POE Forecast | MVA | 2029 | 76.0714 | 66kV | Meshed | None | Normal (N)
Metro East | NORTHFIELD - INGLE FARM #1 SD1548 | 10% POE Forecast | MVA | 2029 | 44.0714 | 66kV | Meshed | None | Normal (N)
Metro East | NORTHFIELD - INGLE FARM #2 SD2019 | 10% POE Forecast | MVA | 2029 | 45.8286 | 66kV | Meshed | None | Normal (N)
Metro East | NORWOOD - EAST TERRACE SD1545 | 10% POE Forecast | MVA | 2029 | 53.0286 | 66kV | Meshed | N-1 | Normal (N)
Metro East | NORWOOD - KENT TOWN SD1559 | 10% POE Forecast | MVA | 2029 | 0 | 66kV | Meshed | None | Normal (N)
Metro East | NORWOOD - LINDEN PARK SD1544 | 10% POE Forecast | MVA | 2029 | 43.6143 | 66kV | Meshed | None | Normal (N)
Metro South | PANORAMA - ASCOT PARK SD1587 | 10% POE Forecast | MVA | 2029 | 27.3 | 66kV | Meshed | None | Normal (N)
Metro South | PANORAMA - BLACKWOOD SD1572 | 10% POE Forecast | MVA | 2029 | 34.6 | 66kV | Radial | None | Normal (N)
Metro South | PANORAMA - CUDMORE PARK SD1573 | 10% POE Forecast | MVA | 2029 | 12.88 | 66kV | Radial | None | Normal (N)
Metro South | PANORAMA - LINDEN PARK TEE SD1662C | 10% POE Forecast | MVA | 2029 | 67 | 66kV | Meshed | None | Normal (N)
Metro South | PANORAMA - LOWER MITCHAM SD1562 | 10% POE Forecast | MVA | 2029 | 41.25 | 66kV | Meshed | None | Normal (N)
Metro South | PANORAMA - TONSLEY EAST SD2035 | 10% POE Forecast | MVA | 2029 | 30.15 | 66kV | Meshed | None | Normal (N)
Metro North | PARA - ELIZABETH HEIGHTS SD1504 | 10% POE Forecast | MVA | 2029 | 72.7571 | 66kV | Meshed | None | Normal (N)
Metro North | PARA - ELIZABETH SOUTH SD1503 | 10% POE Forecast | MVA | 2029 | 58.2571 | 66kV | Meshed | None | Normal (N)
Metro North | PARAFIELD GARDENS - CAVAN SD1687 | 10% POE Forecast | MVA | 2029 | 0 | 66kV | Meshed | None | Normal (N)
Metro North | PARAFIELD GARDENS - SALISBURY SD1502 | 10% POE Forecast | MVA | 2029 | 75.9714 | 66kV | Meshed | None | Normal (N)
Metro North | PARAFIELD GARDENS WEST - BOLIVAR SD1683 | 10% POE Forecast | MVA | 2029 | 17.9571 | 66kV | Radial | None | Normal (N)
Metro North | PARAFIELD GARDENS WEST - PARAFIELD GARDENS SD1682 | 10% POE Forecast | MVA | 2029 | 112.9286 | 66kV | Meshed | N-1 | Normal (N)
Metro North | PARAFIELD GARDENS WEST - PARALOWIE SD1510 | 10% POE Forecast | MVA | 2029 | 77.4 | 66kV | Meshed | None | Normal (N)
Metro North | PENFIELD - DIREK SD1685 | 10% POE Forecast | MVA | 2029 | 24.7143 | 66kV | Meshed | None | Normal (N)
Metro North | PENFIELD - ELIZABETH SOUTH SD1509 | 10% POE Forecast | MVA | 2029 | 23.9571 | 66kV | Meshed | None | Normal (N)
Metro South | PLYMPTON - GLENELG NORTH SD1583 | 10% POE Forecast | MVA | 2029 | 23.4 | 66kV | Meshed | None | Normal (N)
Metro West | PORT ADELAIDE - CHELTENHAM SD1646 | 10% POE Forecast | MVA | 2029 | 46.6333 | 66kV | Meshed | None | Normal (N)
Metro West | PORT ADELAIDE NORTH - ATHOL PARK TEE SD1677B | 10% POE Forecast | MVA | 2029 | 27.0833 | 66kV | Meshed | None | Normal (N)
Metro South | PORT NOARLUNGA - SEAFORD SD1676A | 10% POE Forecast | MVA | 2029 | 45.6 | 66kV | Meshed | N-1 | Normal (N)
Metro South | PORT STANVAC - LONSDALE SD1673 | 10% POE Forecast | MVA | 2029 | 47.65 | 66kV | Meshed | None | Normal (N)
Metro South | PORT STANVAC - NOARLUNGA CENTRE SD1667 | 10% POE Forecast | MVA | 2029 | 62.6 | 66kV | Meshed | None | Normal (N)
Metro East | PROSPECT - CROYDON SD2024 | 10% POE Forecast | MVA | 2029 | 42.3 | 66kV | Meshed | None | Normal (N)
Metro West | QUEENSTOWN - GLANVILLE SD1526 | 10% POE Forecast | MVA | 2029 | 85.7167 | 66kV | Meshed | None | Normal (N)
Metro South | SEACOMBE - OAKLANDS SD1565 | 10% POE Forecast | MVA | 2029 | 44.9 | 66kV | Meshed | None | Normal (N)
Metro South | SEACOMBE - SHEIDOW PARK SD1672 | 10% POE Forecast | MVA | 2029 | 42.9 | 66kV | Meshed | None | Normal (N)
Metro South | SEAFORD - ALDINGA SD1676B | 10% POE Forecast | MVA | 2029 | 33.05 | 66kV | Meshed | N-1 | Normal (N)
Metro South | SHEIDOW PARK - LONSDALE SD2009 | 10% POE Forecast | MVA | 2029 | 22.25 | 66kV | Meshed | None | Normal (N)
Metro North | SMITHFIELD WEST - ANGLE VALE SD1650 | 10% POE Forecast | MVA | 2029 | 17.4571 | 66kV | Meshed | None | Normal (N)
Metro West | SMORGON STEEL RECYCLING - PORT ADELAIDE NORTH SD1532B | 10% POE Forecast | MVA | 2029 | 15.7667 | 66kV | Meshed | None | Normal (N)
Metro North | ST KILDA - VIRGINIA SD1684 | 10% POE Forecast | MVA | 2029 | 18.0143 | 66kV | Radial | None | Normal (N)
Metro East | TEA TREE GULLY - GOLDEN GROVE SD1638 | 10% POE Forecast | MVA | 2029 | 24.4 | 66kV | Meshed | None | Normal (N)
Metro West | THEBARTON - CROYDON SD1522 | 10% POE Forecast | MVA | 2029 | 47.7333 | 66kV | Meshed | None | Normal (N)
Metro South | TONSLEY EAST - TONSLEY PARK SD1588 | 10% POE Forecast | MVA | 2029 | 17.9 | 66kV | Meshed | None | Normal (N)
Metro South | TONSLEY PARK - SEACOMBE SD1564 | 10% POE Forecast | MVA | 2029 | 12.55 | 66kV | Meshed | None | Normal (N)
Metro West | TORRENS ISLAND - ATHOL PARK TEE SD1677C | 10% POE Forecast | MVA | 2029 | 46.0333 | 66kV | Meshed | None | Normal (N)
Metro West | TORRENS ISLAND - KILBURN SD1656 | 10% POE Forecast | MVA | 2029 | 55.7833 | 66kV | Meshed | None | Normal (N)
Metro South | URAIDLA TEE - LINDEN PARK TEE SD1662D | 10% POE Forecast | MVA | 2029 | 67.2 | 66kV | Meshed | None | Normal (N)
Metro North | VIRGINIA - VIRGINIA TEE SD2022A | 10% POE Forecast | MVA | 2029 | 10.57 | 66kV | Radial | None | Normal (N)
Metro North | VIRGINIA TEE - TWO WELLS SD2022B | 10% POE Forecast | MVA | 2029 | 10.57 | 66kV | Radial | None | Normal (N)
Metro East | WHITMORE SQUARE - KENT TOWN TEE SD1663B | 10% POE Forecast | MVA | 2029 | 0 | 66kV | Meshed | None | Normal (N)
Metro East | WHITMORE SQUARE - WHITMORE SQUARE TEE SD1669C | 10% POE Forecast | MVA | 2029 | 0 | 66kV | Meshed | None | Normal (N)
Metro West | WOODVILLE - FINDON SD1524 | 10% POE Forecast | MVA | 2029 | 39.2167 | 66kV | Meshed | None | Normal (N)
Metro West | WOODVILLE - QUEENSTOWN SD1525 | 10% POE Forecast | MVA | 2029 | 70.55 | 66kV | Meshed | None | Normal (N)
Eastern Hills | MOUNT BARKER DISTRIBUTION - MOUNT BARKER SOUTH SD2012 | 10% POE Forecast | MVA | 2029 | 47.1122 | 66kV | Meshed | None | Normal (N)
Eastern Hills | MOUNT BARKER DISTRIBUTION - BALHANNAH SD1598 | 10% POE Forecast | MVA | 2029 | 47.6978 | 66kV | Radial | None | Normal (N)
Eastern Hills | BALHANNAH - URAIDLA SD1599 | 10% POE Forecast | MVA | 2029 | 23.2478 | 66kV | Radial | None | Normal (N)
Eastern Hills | URAIDLA - MAGILL (METRO SOUTH TIE) SD1662E | 10% POE Forecast | MVA | 2029 | 0 | 66kV | Radial | None | Normal (N)
Eastern Hills | MOUNT BARKER DISTRIBUTION - HAHNDORF SD1596 | 10% POE Forecast | MVA | 2029 | 5.71 | 66kV | Radial | None | Normal (N)
Eastern Hills | MOUNT BARKER SOUTH - MEADOWS SD1597 | 10% POE Forecast | MVA | 2029 | 6.5756 | 66kV | Radial | None | Normal (N)
Eastern Hills | MOUNT BARKER SOUTH - STRATHALBYN EAST TEE SD1601A | 10% POE Forecast | MVA | 2029 | 22.2522 | 66kV | Radial | None | Normal (N)
Eastern Hills | STRATHALBYN EAST TEE - STRATHALBYN SD1601B | 10% POE Forecast | MVA | 2029 | 21.7033 | 66kV | Radial | None | Normal (N)
Eastern Hills | STRATHALBYN - BELVIDERE SD1602 | 10% POE Forecast | MVA | 2029 | 8.7889 | 66kV | Radial | None | Normal (N)
Eastern Hills | BELVIDERE - MILANG SD1603 | 10% POE Forecast | MVA | 2029 | 4.3922 | 66kV | Radial | None | Normal (N)
Eastern Hills | BELVIDERE - LANGHORNE CREEK SD1604 | 10% POE Forecast | MVA | 2029 | 4.3833 | 66kV | Radial | None | Normal (N)
Eyre Peninsula | YADNARIE - CLEVE SD1609 | 10% POE Forecast | MVA | 2029 | 9.89 | 66kV | Radial | None | Normal (N)
Eyre Peninsula | YADNARIE - RUDALL SD1610 | 10% POE Forecast | MVA | 2029 | 4.1478 | 66kV | Radial | None | Normal (N)
Eyre Peninsula | RUDALL - DARKE PEAK SD1611 | 10% POE Forecast | MVA | 2029 | 2.9744 | 66kV | Radial | None | Normal (N)
Eyre Peninsula | DARKE PEAK - CARALUE SD1612 | 10% POE Forecast | MVA | 2029 | 2.6644 | 66kV | Radial | None | Normal (N)
Eyre Peninsula | RUDALL - LOCK SD1613 | 10% POE Forecast | MVA | 2029 | 0.88556 | 66kV | Radial | None | Normal (N)
Eyre Peninsula | LOCK - POLDA SD1614 | 10% POE Forecast | MVA | 2029 | 0 | 66kV | Radial | None | Normal (N)
Eyre Peninsula | WUDINNA - POLDA SD1615 | 10% POE Forecast | MVA | 2029 | 1.0833 | 66kV | Radial | None | Normal (N)
Eyre Peninsula | WUDINNA - MOORKITABIE SD1605 | 10% POE Forecast | MVA | 2029 | 14.2978 | 66kV | Radial | None | Normal (N)
Eyre Peninsula | MOORKITABIE - TARLTON SD1606 | 10% POE Forecast | MVA | 2029 | 13.0722 | 66kV | Radial | None | Normal (N)
Eyre Peninsula | TARLTON - STREAKY BAY SD1607 | 10% POE Forecast | MVA | 2029 | 3.8389 | 66kV | Radial | None | Normal (N)
Eyre Peninsula | TARLTON - CEDUNA SD1608 | 10% POE Forecast | MVA | 2029 | 8.2633 | 66kV | Radial | None | Normal (N)
Riverland | NORTH WEST BEND - MORGAN TEE SD1616 | 10% POE Forecast | MVA | 2029 | 12.2111 | 66kV | Radial | None | Normal (N)
Riverland | MORGAN TEE - CORDOLA SD1617 | 10% POE Forecast | MVA | 2029 | 11.2267 | 66kV | Radial | None | Normal (N)
Riverland | CORDOLA - ROONKA SD1618 | 10% POE Forecast | MVA | 2029 | 9.8889 | 66kV | Radial | None | Normal (N)
Riverland | ROONKA - PORTEE SD1619 | 10% POE Forecast | MVA | 2029 | 7.2356 | 66kV | Radial | None | Normal (N)
Riverland | PORTEE - SWAN REACH SD1620 | 10% POE Forecast | MVA | 2029 | 6.7733 | 66kV | Radial | None | Normal (N)
Riverland | NORTH WEST BEND - CADELL SD1622 | 10% POE Forecast | MVA | 2029 | 18.0533 | 66kV | Radial | None | Normal (N)
Riverland | CADELL - QUALCO SD1623 | 10% POE Forecast | MVA | 2029 | 17.0033 | 66kV | Radial | None | Normal (N)
Riverland | QUALCO - RAMCO SD1624 | 10% POE Forecast | MVA | 2029 | 13.8956 | 66kV | Radial | None | Normal (N)
Riverland | RAMCO - WAIKERIE SD1625 | 10% POE Forecast | MVA | 2029 | 9.0244 | 66kV | Radial | None | Normal (N)
Riverland | BERRI - GLOSSOP SD1626 | 10% POE Forecast | MVA | 2029 | 34.5467 | 66kV | Radial | None | Normal (N)
Riverland | GLOSSOP - LOVEDAY SD1627 | 10% POE Forecast | MVA | 2029 | 21.3911 | 66kV | Radial | None | Normal (N)
Riverland | LOVEDAY - WOOLPUNDA SD1628 | 10% POE Forecast | MVA | 2029 | 9.0978 | 66kV | Radial | None | Normal (N)
Riverland | WOOLPUNDA - WAIKERIE SD1629 | 10% POE Forecast | MVA | 2029 | 0 | 66kV | Radial | None | Normal (N)
Riverland | BERRI - LOXTON SD1630 | 10% POE Forecast | MVA | 2029 | 26.4611 | 66kV | Radial | None | Normal (N)
Riverland | LOXTON - PYAP SD1631 | 10% POE Forecast | MVA | 2029 | 14.0533 | 66kV | Radial | None | Normal (N)
Riverland | BERRI - RENMARK SD1632 | 10% POE Forecast | MVA | 2029 | 34.3333 | 66kV | Radial | None | Normal (N)
Riverland | RENMARK - PARINGA SD1633 | 10% POE Forecast | MVA | 2029 | 16.44 | 66kV | Radial | None | Normal (N)
Riverland | BERRI - LYRUP SD1634 | 10% POE Forecast | MVA | 2029 | 5.6433 | 66kV | Radial | None | Normal (N)
Metro South | WILLUNGA - MYPONGA SD1568 | 10% POE Forecast | MVA | 2029 | 28.3489 | 66kV | Radial | None | Normal (N)
Metro South | MYPONGA - YANKALILLA SD1569 | 10% POE Forecast | MVA | 2029 | 23.5067 | 66kV | Radial | None | Normal (N)
Metro South | YANKALILLA - CAPE JERVIS SD1689 | 10% POE Forecast | MVA | 2029 | 18.5122 | 66kV | Radial | None | Normal (N)
Metro South | WILLUNGA - SQUARE WATER HOLE SD1570 | 10% POE Forecast | MVA | 2029 | 54.8656 | 66kV | Radial | None | Normal (N)
Metro South | SQUARE WATER HOLE - VICTOR HARBOR SD1595 | 10% POE Forecast | MVA | 2029 | 29.8122 | 66kV | Radial | None | Normal (N)
Metro South | SQUARE WATER HOLE - GOOLWA SD1571 | 10% POE Forecast | MVA | 2029 | 17.7478 | 66kV | Radial | None | Normal (N)
Eastern Hills | BALHANNAH - WOODSIDE SD41100 | 10% POE Forecast | MVA | 2029 | 10.26 | 33kV | Radial | None | Normal (N)
Eastern Hills | BALHANNAH - VERDUN TEE SD41200 | 10% POE Forecast | MVA | 2029 | 4.01 | 33kV | Radial | None | Normal (N)
Eastern Hills | VERDUN TEE - ALDGATE TEE SD41200 | 10% POE Forecast | MVA | 2029 | 0 | 33kV | Radial | None | Normal (N)
Eastern Hills | VERDUN TEE - MYLOR SD41200 | 10% POE Forecast | MVA | 2029 | 2.48 | 33kV | Radial | None | Normal (N)
Eastern Hills | BALHANNAH - NAIRNE TEE SD41300 | 10% POE Forecast | MVA | 2029 | 10.14 | 33kV | Radial | None | Normal (N)
Eastern Hills | NAIRNE TEE - NAIRNE SD41300 | 10% POE Forecast | MVA | 2029 | 8.78 | 33kV | Radial | None | Normal (N)
Eastern Hills | NAIRNE TEE - BRUKUNGA SD41300 | 10% POE Forecast | MVA | 2029 | 0.45 | 33kV | Radial | None | Normal (N)
Eastern Hills | URAIDLA - PICCADILLY TEE SD42100 | 10% POE Forecast | MVA | 2029 | 17.66 | 33kV | Radial | None | Normal (N)
Eastern Hills | PICCADILLY TEE - PICCADILLY EOL SD42100 | 10% POE Forecast | MVA | 2029 | 1.77 | 33kV | Radial | None | Normal (N)
Eastern Hills | PICCADILLY TEE - ALDGATE TEE SD42100 | 10% POE Forecast | MVA | 2029 | 15.58 | 33kV | Radial | None | Normal (N)
Eastern Hills | ALDGATE TEE - ALDGATE SD42100 | 10% POE Forecast | MVA | 2029 | 7.8 | 33kV | Radial | None | Normal (N)
Eastern Hills | ANGAS CREEK - BIRDWOOD TEE SD38100 | 10% POE Forecast | MVA | 2029 | 8.02 | 33kV | Radial | None | Normal (N)
Eastern Hills | BIRDWOOD TEE - GUMERACHA RURAL SD38100 | 10% POE Forecast | MVA | 2029 | 1.18 | 33kV | Radial | None | Normal (N)
Eastern Hills | BIRDWOOD TEE - BIRDWOOD SD38100 | 10% POE Forecast | MVA | 2029 | 6.57 | 33kV | Radial | None | Normal (N)
Eastern Hills | BIRDWOOD - MOUNT PLEASANT TEE SD38100 | 10% POE Forecast | MVA | 2029 | 3.27 | 33kV | Radial | None | Normal (N)
Eastern Hills | MOUNT PLEASANT TEE - PALMER RURAL SD38100 | 10% POE Forecast | MVA | 2029 | 0.32 | 33kV | Radial | None | Normal (N)
Eastern Hills | MOUNT PLEASANT TEE - MOUNT PLEASANT SD38100 | 10% POE Forecast | MVA | 2029 | 2.52 | 33kV | Radial | None | Normal (N)
Eastern Hills | ANGAS CREEK - ANGAS CREEK TEE SD38200 | 10% POE Forecast | MVA | 2029 | 12.88 | 33kV | Radial | None | Normal (N)
Eastern Hills | ANGAS CREEK TEE - LOBETHAL SD38200 | 10% POE Forecast | MVA | 2029 | 8.8 | 33kV | Radial | None | Normal (N)
Eastern Hills | LOBETHAL - WOODSIDE SD38200 | 10% POE Forecast | MVA | 2029 | 0.1 | 33kV | Radial | None | Normal (N)
Eastern Hills | ANGAS CREEK TEE - GUMERACHA WEIR SD38200 | 10% POE Forecast | MVA | 2029 | 3.84 | 33kV | Radial | None | Normal (N)
Eastern Hills | GUMERACHA WEIR - HOUGHTON SD38200 | 10% POE Forecast | MVA | 2029 | 2.72 | 33kV | Radial | None | Normal (N)
Eastern Hills | GUMERACHA WEIR - KERSBROOK SD38200 | 10% POE Forecast | MVA | 2029 | 0.99 | 33kV | Radial | None | Normal (N)
Eastern Hills | KERSBROOK - WILLIAMSTOWN SOUTH TEE SD38200 | 10% POE Forecast | MVA | 2029 | 0.43 | 33kV | Radial | None | Normal (N)
Eastern Hills | GUMERACHA WEIR - GUMERACHA RURAL SD38200 | 10% POE Forecast | MVA | 2029 | 0 | 33kV | Radial | None | Normal (N)
Eyre Peninsula | WHYALLA CENTRAL - WHYALLA CITY 1 SD56101 | 10% POE Forecast | MVA | 2029 | 10.24 | 33kV | Radial | None | Normal (N)
Eyre Peninsula | WHYALLA CENTRAL - WHYALLA CITY 2 SD56102 | 10% POE Forecast | MVA | 2029 | 11.69 | 33kV | Radial | None | Normal (N)
Eyre Peninsula | WHYALLA CENTRAL - WHYALLA STUART SD56201 | 10% POE Forecast | MVA | 2029 | 20.64 | 33kV | Radial | None | Normal (N)
Eyre Peninsula | WHYALLA CENTRAL - WHYALLA NORTH TEE SD56301 | 10% POE Forecast | MVA | 2029 | 5.74 | 33kV | Radial | None | Normal (N)
Eyre Peninsula | WHYALLA NORTH TEE - WHYALLA TERMINAL SD56301 | 10% POE Forecast | MVA | 2029 | 0 | 33kV | Radial | None | Normal (N)
Eyre Peninsula | WHYALLA NORTH TEE - WHYALLA SOLAR SD56301 | 10% POE Forecast | MVA | 2029 | 5.55 | 33kV | Radial | None | Normal (N)
Eyre Peninsula | WHYALLA SOLAR - WHYALLA NORTH SD56301 | 10% POE Forecast | MVA | 2029 | 0.57 | 33kV | Radial | None | Normal (N)
Eyre Peninsula | PORT LINCOLN TERMINAL - PORT LINCOLN CITY TEE PL32 | 10% POE Forecast | MVA | 2029 | 17.41 | 33kV | Radial | None | Normal (N)
Eyre Peninsula | PORT LINCOLN CITY TEE - PORT LINCOLN CITY PL32 | 10% POE Forecast | MVA | 2029 | 0 | 33kV | Radial | None | Normal (N)
Eyre Peninsula | PORT LINCOLN CITY TEE - PORT LINCOLN MARINA TEE PL32 | 10% POE Forecast | MVA | 2029 | 16.82 | 33kV | Radial | None | Normal (N)
Eyre Peninsula | PORT LINCOLN MARINA TEE - PORT LINCOLN DOCKS PL32 | 10% POE Forecast | MVA | 2029 | 7.26 | 33kV | Radial | None | Normal (N)
Eyre Peninsula | PORT LINCOLN MARINA TEE - PORT LINCOLN MARINA PL32 | 10% POE Forecast | MVA | 2029 | 9.5 | 33kV | Radial | None | Normal (N)
Eyre Peninsula | PORT LINCOLN TERMINAL - PORT LINCOLN CITY SD61101 | 10% POE Forecast | MVA | 2029 | 13.27 | 33kV | Radial | None | Normal (N)
Eyre Peninsula | PORT LINCOLN TERMINAL - POONINDIE TEE PL34 | 10% POE Forecast | MVA | 2029 | 14.88 | 33kV | Radial | None | Normal (N)
Eyre Peninsula | POONINDIE TEE - POONINDIE PL34 | 10% POE Forecast | MVA | 2029 | 7 | 33kV | Radial | None | Normal (N)
Eyre Peninsula | POONINDIE - POINT BOSTON PL34 | 10% POE Forecast | MVA | 2029 | 1.43 | 33kV | Radial | None | Normal (N)
Eyre Peninsula | POONINDIE TEE - TOD RIVER PL34 | 10% POE Forecast | MVA | 2029 | 6.81 | 33kV | Radial | None | Normal (N)
Eyre Peninsula | TOD RIVER - CUMMINS CM36 | 10% POE Forecast | MVA | 2029 | 3.18 | 33kV | Radial | None | Normal (N)
Eyre Peninsula | TOD RIVER - TUMBY BAY CM35 | 10% POE Forecast | MVA | 2029 | 3.14 | 33kV | Radial | None | Normal (N)
Eyre Peninsula | PORT LINCOLN TERMINAL - ULEY SOUTH TEE PL33 | 10% POE Forecast | MVA | 2029 | 4.42 | 33kV | Radial | None | Normal (N)
Eyre Peninsula | ULEY SOUTH TEE - ULEY SOUTH PL33 | 10% POE Forecast | MVA | 2029 | 1.41 | 33kV | Radial | None | Normal (N)
Eyre Peninsula | ULEY SOUTH TEE - ULEY PL33 | 10% POE Forecast | MVA | 2029 | 2.82 | 33kV | Radial | None | Normal (N)
Eyre Peninsula | ULEY - COFFIN BAY PL33 | 10% POE Forecast | MVA | 2029 | 2.29 | 33kV | Radial | None | Normal (N)
Eyre Peninsula | CLEVE - COWELL SD53100 | 10% POE Forecast | MVA | 2029 | 2.69 | 33kV | Radial | None | Normal (N)
Eyre Peninsula | CLEVE - BOOTHBY SD55100 | 10% POE Forecast | MVA | 2029 | 5.9 | 33kV | Radial | None | Normal (N)
Eyre Peninsula | BOOTHBY - PUMPING STATION ROAD SD55100 | 10% POE Forecast | MVA | 2029 | 5.58 | 33kV | Radial | None | Normal (N)
Eyre Peninsula | PUMPING STATION ROAD - ARNO BAY SD55100 | 10% POE Forecast | MVA | 2029 | 0.94 | 33kV | Radial | None | Normal (N)
Mid North | BRINKWORTH - YACKA TEE SD33100 | 10% POE Forecast | MVA | 2029 | 2.3 | 33kV | Radial | None | Normal (N)
Mid North | YACKA TEE - YACKA RURAL SD33100 | 10% POE Forecast | MVA | 2029 | 0 | 33kV | Radial | None | Normal (N)
Mid North | YACKA TEE - SPALDING TEE SD33100 | 10% POE Forecast | MVA | 2029 | 2.29 | 33kV | Radial | None | Normal (N)
Mid North | SPALDING TEE - GEORGETOWN SD33100 | 10% POE Forecast | MVA | 2029 | 0.56 | 33kV | Radial | None | Normal (N)
Mid North | GEORGETOWN - GLADSTONE SD33100 | 10% POE Forecast | MVA | 2029 | 0.26 | 33kV | Radial | None | Normal (N)
Mid North | SPALDING TEE - SPALDING SD33100 | 10% POE Forecast | MVA | 2029 | 1.36 | 33kV | Radial | None | Normal (N)
Mid North | BRINKWORTH - MERRITON SD33300 | 10% POE Forecast | MVA | 2029 | 0.67 | 33kV | Radial | None | Normal (N)
Mid North | BRINKWORTH - BRINKWORTH TEE SD33200 | 10% POE Forecast | MVA | 2029 | 2.69 | 33kV | Radial | None | Normal (N)
Mid North | BRINKWORTH TEE - YACKA RURAL SD33200 | 10% POE Forecast | MVA | 2029 | 0.02 | 33kV | Radial | None | Normal (N)
Mid North | BRINKWORTH TEE - BLYTH TOWNSHIP SD33200 | 10% POE Forecast | MVA | 2029 | 2.68 | 33kV | Radial | None | Normal (N)
Mid North | BLYTH TOWNSHIP - CLARE NORTH TEE SD33200 | 10% POE Forecast | MVA | 2029 | 0 | 33kV | Radial | None | Normal (N)
Mid North | BLYTH TOWNSHIP - BALAKLAVA TOWNSHIP SD33200 | 10% POE Forecast | MVA | 2029 | 0.71 | 33kV | Radial | None | Normal (N)
Mid North | WATERLOO DISTRIBUTION - RIVERTON TEE SD36400 | 10% POE Forecast | MVA | 2029 | 6.62 | 33kV | Radial | N | Normal (N)
Mid North | RIVERTON TEE - AUBURN TEE SD36400 | 10% POE Forecast | MVA | 2029 | 4.37 | 33kV | Radial | None | Normal (N)
Mid North | AUBURN TEE - AUBURN SD36400 | 10% POE Forecast | MVA | 2029 | 3.42 | 33kV | Radial | None | Normal (N)
Mid North | RIVERTON TEE - RIVERTON SD36400 | 10% POE Forecast | MVA | 2029 | 2.15 | 33kV | Radial | None | Normal (N)
Mid North | WATERLOO DISTRIBUTION - WATERLOO RURAL SD36201 | 10% POE Forecast | MVA | 2029 | 1.09 | 33kV | Radial | None | Normal (N)
Mid North | WATERLOO RURAL - ROBERTSTOWN SD36201 | 10% POE Forecast | MVA | 2029 | 1.09 | 33kV | Radial | None | Normal (N)
Mid North | WATERLOO DISTRIBUTION - PORTERS LAGOON SD36101 | 10% POE Forecast | MVA | 2029 | 0.14 | 33kV | Radial | None | Normal (N)
Mid North | PORTERS LAGOON - HANSON SD36101 | 10% POE Forecast | MVA | 2029 | 0.02 | 33kV | Radial | None | Normal (N)
Mid North | WATERLOO DISTRIBUTION - WATERLOO TOWN SD36300 | 10% POE Forecast | MVA | 2029 | 3.04 | 33kV | Radial | None | Normal (N)
Mid North | WATERLOO TOWN - EUDUNDA TEE SD36300 | 10% POE Forecast | MVA | 2029 | 2.74 | 33kV | Radial | None | Normal (N)
Mid North | EUDUNDA TEE - EUDUNDA SD36300 | 10% POE Forecast | MVA | 2029 | 1.8 | 33kV | Radial | None | Normal (N)
Mid North | EUDUNDA TEE - KAPUNDA RURAL SD36300 | 10% POE Forecast | MVA | 2029 | 0.06 | 33kV | Radial | None | Normal (N)
Mid North | TEMPLERS - WASLEYS SD37402 | 10% POE Forecast | MVA | 2029 | 9.61 | 33kV | Radial | None | Normal (N)
Mid North | WASLEYS - MALLALA SD37402 | 10% POE Forecast | MVA | 2029 | 0 | 33kV | Radial | None | Normal (N)
Mid North | TEMPLERS - HAMLEY BRIDGE SD37101 | 10% POE Forecast | MVA | 2029 | 4.94 | 33kV | Radial | None | Normal (N)
Mid North | HAMLEY BRIDGE - BALAKLAVA RURAL SD37102 | 10% POE Forecast | MVA | 2029 | 1.56 | 33kV | Radial | None | Normal (N)
Mid North | TEMPLERS - FREELING NORTH TEE SD37200 | 10% POE Forecast | MVA | 2029 | 12.06 | 33kV | Radial | None | Normal (N)
Mid North | FREELING NORTH TEE - KAPUNDA RURAL SD37200 | 10% POE Forecast | MVA | 2029 | 7.87 | 33kV | Radial | N | Normal (N)
Mid North | TEMPLERS - DAVEYSTON TOWNSHIP SD37301 | 10% POE Forecast | MVA | 2029 | 1.89 | 33kV | Radial | None | Normal (N)
Mid North | TEMPLERS - GAWLER BELT TEE SD37501 | 10% POE Forecast | MVA | 2029 | 12 | 33kV | Radial | None | Normal (N)
Mid North | GAWLER BELT TEE - EVANSTON SD60101 | 10% POE Forecast | MVA | 2029 | 0.14 | 33kV | Radial | None | Normal (N)
Mid North | DORRIEN - NURIOOTPA TEE SD52100 | 10% POE Forecast | MVA | 2029 | 21.13 | 33kV | Radial | N | Normal (N)
Mid North | NURIOOTPA TEE - NURIOOTPA SD52100 | 10% POE Forecast | MVA | 2029 | 11.53 | 33kV | Radial | None | Normal (N)
Mid North | NURIOOTPA TEE - STOCKWELL SD52100 | 10% POE Forecast | MVA | 2029 | 8.98 | 33kV | Radial | None | Normal (N)
Mid North | DORRIEN - ANGASTON NO 1 SD52201 | 10% POE Forecast | MVA | 2029 | 8.79 | 33kV | Meshed | None | Normal (N)
Mid North | DORRIEN - ANGASTON NO 2 SD52202 | 10% POE Forecast | MVA | 2029 | 10.18 | 33kV | Meshed | None | Normal (N)
Mid North | DORRIEN - BAROSSA SOUTH SD52300 | 10% POE Forecast | MVA | 2029 | 21.02 | 33kV | Radial | None | Normal (N)
Mid North | BAROSSA SOUTH TEE - LYNDOCH TEE SD52300 | 10% POE Forecast | MVA | 2029 | 12.7 | 33kV | Radial | None | Normal (N)
Mid North | LYNDOCH TEE - LYNDOCH SD52300 | 10% POE Forecast | MVA | 2029 | 8.75 | 33kV | Radial | None | Normal (N)
Mid North | LYNDOCH TEE - SANDY CREEK TEE SD52300 | 10% POE Forecast | MVA | 2029 | 3.53 | 33kV | Radial | None | Normal (N)
Mid North | SANDY CREEK TEE - SANDY CREEK SD52300 | 10% POE Forecast | MVA | 2029 | 2.9 | 33kV | Radial | None | Normal (N)
Mid North | SANDY CREEK TEE - EVANSTON TEE SD52300 | 10% POE Forecast | MVA | 2029 | 0.59 | 33kV | Radial | None | Normal (N)
Mid North | LYNDOCH - WILLIAMSTOWN SD52300 | 10% POE Forecast | MVA | 2029 | 4.99 | 33kV | Radial | None | Normal (N)
Mid North | WILLIAMSTOWN - WILLIAMSTOWN SOUTH TEE SD52300 | 10% POE Forecast | MVA | 2029 | 2.89 | 33kV | Radial | None | Normal (N)
Mid North | WILLIAMSTOWN SOUTH TEE - WILLIAMSTOWN SOUTH SD52300 | 10% POE Forecast | MVA | 2029 | 2.89 | 33kV | Radial | None | Normal (N)
Mid North | WILLIAMSTOWN SOUTH TEE - ANGAS CREEK TIE SD52300 | 10% POE Forecast | MVA | 2029 | 0 | 33kV | Radial | None | Normal (N)
Mid North | CLARE NORTH - CLARE NO 1 SD57101 | 10% POE Forecast | MVA | 2029 | 7.34 | 33kV | Meshed | None | Normal (N)
Mid North | CLARE NORTH - CLARE NORTH TEE SD57102 | 10% POE Forecast | MVA | 2029 | 7.5 | 33kV | Meshed | None | Normal (N)
Mid North | CLARE NORTH TEE - CLARE NO 2 SD57102 | 10% POE Forecast | MVA | 2029 | 7.49 | 33kV | Meshed | None | Normal (N)
Mid North | CLARE - FARRELL FLAT SD57100 | 10% POE Forecast | MVA | 2029 | 3.77 | 33kV | Radial | None | Normal (N)
Mid North | FARRELL FLAT - WATERLOO TIE SD57100 | 10% POE Forecast | MVA | 2029 | 0 | 33kV | Radial | None | Normal (N)
Mid North | FARRELL FLAT - BURRA SD57100 | 10% POE Forecast | MVA | 2029 | 3.68 | 33kV | Radial | None | Normal (N)
Murraylands | MANNUM - PALMER TEE SD39200 | 10% POE Forecast | MVA | 2029 | 1.57 | 33kV | Radial | None | Normal (N)
Murraylands | PALMER TEE - MANNUM ROAD RANDELL ROAD INT SD39200 | 10% POE Forecast | MVA | 2029 | 0 | 33kV | Radial | None | Normal (N)
Murraylands | PALMER TEE - CAMBRAI TEE SD39200 | 10% POE Forecast | MVA | 2029 | 1.57 | 33kV | Radial | None | Normal (N)
Murraylands | CAMBRAI TEE - CAMBRAI SD39200 | 10% POE Forecast | MVA | 2029 | 1.53 | 33kV | Radial | None | Normal (N)
Murraylands | CAMBRAI TEE - PALMER RURAL SD39200 | 10% POE Forecast | MVA | 2029 | 0.03 | 33kV | Radial | None | Normal (N)
Murraylands | MANNUM - TEAL FLAT TEE SD39100 | 10% POE Forecast | MVA | 2029 | 8.59 | 33kV | Radial | None | Normal (N)
Murraylands | TEAL FLAT TEE - TEAL FLAT SD39100 | 10% POE Forecast | MVA | 2029 | 3.31 | 33kV | Radial | None | Normal (N)
Murraylands | TEAL FLAT TEE - SWAN REACH SD39100 | 10% POE Forecast | MVA | 2029 | 4.09 | 33kV | Radial | None | Normal (N)
Murraylands | MANNUM - CALOOTE TEE SD39300 | 10% POE Forecast | MVA | 2029 | 2.06 | 33kV | Radial | None | Normal (N)
Murraylands | CALOOTE TEE - CALOOTE SD39300 | 10% POE Forecast | MVA | 2029 | 1.95 | 33kV | Radial | None | Normal (N)
Murraylands | CALOOTE TEE - MOBILONG TIE SD39300 | 10% POE Forecast | MVA | 2029 | 0 | 33kV | Radial | None | Normal (N)
Murraylands | MANNUM - MANNUM RURAL SD39300 | 10% POE Forecast | MVA | 2029 | 5.65 | 33kV | Radial | None | Normal (N)
Murraylands | MANNUM RURAL - MANNUM TOWN TEE SD39300 | 10% POE Forecast | MVA | 2029 | 5.64 | 33kV | Radial | None | Normal (N)
Murraylands | MANNUM TOWN TEE - MANNUM ROAD RANDELL ROAD INT SD39300 | 10% POE Forecast | MVA | 2029 | 0 | 33kV | Radial | None | Normal (N)
Murraylands | MANNUM TOWN TEE - PELLARING FLAT TEE SD39300 | 10% POE Forecast | MVA | 2029 | 5.6 | 33kV | Radial | None | Normal (N)
Murraylands | PELLARING FLAT TEE - MANNUM TOWN SD39300 | 10% POE Forecast | MVA | 2029 | 5.59 | 33kV | Radial | None | Normal (N)
Murraylands | MOBILONG DISTRIBUTION - MOBILONG SD43100 | 10% POE Forecast | MVA | 2029 | 18.36 | 33kV | Radial | None | Normal (N)
Murraylands | MOBILONG - MOBILONG TEE SD43100 | 10% POE Forecast | MVA | 2029 | 18.36 | 33kV | Radial | None | Normal (N)
Murraylands | MOBILONG TEE - MYPOLONGA TIE SD43100 | 10% POE Forecast | MVA | 2029 | 0 | 33kV | Radial | None | Normal (N)
Murraylands | MOBILONG TEE - MURRAY BRIDGE NORTH TEE SD43100 | 10% POE Forecast | MVA | 2029 | 18.36 | 33kV | Radial | None | Normal (N)
Murraylands | MURRAY BRIDGE NORTH TEE - MURRAY BRIDGE NORTH SD43100 | 10% POE Forecast | MVA | 2029 | 0 | 33kV | Radial | None | Normal (N)
Murraylands | MURRAY BRIDGE NORTH TEE - MURRAY BRIDGE SOUTH TEE SD43100 | 10% POE Forecast | MVA | 2029 | 17.43 | 33kV | Radial | None | Normal (N)
Murraylands | MURRAY BRIDGE SOUTH TEE - MURRAY BRIDGE SOUTH SD43100 | 10% POE Forecast | MVA | 2029 | 17.13 | 33kV | Radial | None | Normal (N)
Murraylands | MURRAY BRIDGE SOUTH TEE - MURRAY BRIDGE TOWNSHIP SD43100 | 10% POE Forecast | MVA | 2029 | 0 | 33kV | Radial | None | Normal (N)
Murraylands | MOBILONG DISTRIBUTION - MOBILONG SD43200 | 10% POE Forecast | MVA | 2029 | 21.98 | 33kV | Radial | None | Normal (N)
Murraylands | MOBILONG - MONARTO TEE SD43200 | 10% POE Forecast | MVA | 2029 | 21.98 | 33kV | Radial | None | Normal (N)
Murraylands | MONARTO TEE - MURRAY BRIDGE NORTH SD43200 | 10% POE Forecast | MVA | 2029 | 14.45 | 33kV | Radial | None | Normal (N)
Murraylands | MONARTO TEE - MONARTO SOUTH TEE SD43200 | 10% POE Forecast | MVA | 2029 | 7.2 | 33kV | Radial | None | Normal (N)
Murraylands | MONARTO SOUTH TEE - MONARTO SOUTH SD43200 | 10% POE Forecast | MVA | 2029 | 4.86 | 33kV | Radial | None | Normal (N)
Murraylands | MONARTO SOUTH TEE - MONARTO CENTRAL SD43200 | 10% POE Forecast | MVA | 2029 | 2.19 | 33kV | Radial | None | Normal (N)
Murraylands | MOBILONG DISTRIBUTION - MOBILONG SD43300 | 10% POE Forecast | MVA | 2029 | 3.2 | 33kV | Radial | None | Normal (N)
Murraylands | MOBILONG - PALLAMANA TEE SD43300 | 10% POE Forecast | MVA | 2029 | 3.21 | 33kV | Radial | None | Normal (N)
Murraylands | PALLAMANA TEE - MYPOLONGA TEE SD43300 | 10% POE Forecast | MVA | 2029 | 3.2 | 33kV | Radial | None | Normal (N)
Murraylands | MYPOLONGA TEE - MYPOLONGA SD43300 | 10% POE Forecast | MVA | 2029 | 3.21 | 33kV | Radial | None | Normal (N)
Murraylands | MYPOLONGA - MYPOLONGA EOL SD43300 | 10% POE Forecast | MVA | 2029 | 0.05 | 33kV | Radial | None | Normal (N)
Murraylands | MYPOLONGA TEE - CALOOTE TEE SD43300 | 10% POE Forecast | MVA | 2029 | 0.02 | 33kV | Radial | None | Normal (N)
Murraylands | TAILEM BEND - PUMP STATION TEE SD40101 | 10% POE Forecast | MVA | 2029 | 19.68 | 33kV | Radial | None | Normal (N)
Murraylands | PUMP STATION TEE - TAILEM BEND RURAL SD40101 | 10% POE Forecast | MVA | 2029 | 0.49 | 33kV | Radial | None | Normal (N)
Murraylands | TAILEM BEND RURAL - TAILEM BEND EOL SD40101 | 10% POE Forecast | MVA | 2029 | 0 | 33kV | Radial | None | Normal (N)
Murraylands | PUMP STATION TEE - TAILEM BEND TOWN TEE SD40101 | 10% POE Forecast | MVA | 2029 | 18.82 | 33kV | Radial | None | Normal (N)
Murraylands | TAILEM BEND TOWN TEE - TAILEM BEND TOWN SD40101 | 10% POE Forecast | MVA | 2029 | 3.23 | 33kV | Radial | None | Normal (N)
Murraylands | TAILEM BEND TOWN TEE - JERVOIS SD40101 | 10% POE Forecast | MVA | 2029 | 15.54 | 33kV | Radial | None | Normal (N)
Murraylands | JERVOIS - JERVOIS FLAT 1 TEE SD40102 | 10% POE Forecast | MVA | 2029 | 12.27 | 33kV | Radial | None | Normal (N)
Murraylands | JERVOIS FLAT 1 TEE - JERVOIS FLAT 2 TEE SD40102 | 10% POE Forecast | MVA | 2029 | 9.85 | 33kV | Radial | None | Normal (N)
Murraylands | JERVOIS FLAT 2 TEE - WOODS POINT SD40102 | 10% POE Forecast | MVA | 2029 | 7.5 | 33kV | Radial | None | Normal (N)
Murraylands | WOODS POINT - WHITE SANDS TEE SD40103 | 10% POE Forecast | MVA | 2029 | 5.09 | 33kV | Radial | None | Normal (N)
Murraylands | WHITE SANDS TEE - WHITE SANDS SD40103 | 10% POE Forecast | MVA | 2029 | 5.08 | 33kV | Radial | None | Normal (N)
Murraylands | WHITE SANDS TEE - MURRAY BRIDGE TOWNSHIP SD40103 | 10% POE Forecast | MVA | 2029 | 0.02 | 33kV | Radial | None | Normal (N)
Murraylands | TAILEM BEND - SUBSTATION ROAD TEE SD40200 | 10% POE Forecast | MVA | 2029 | 8.73 | 33kV | Radial | None | Normal (N)
Murraylands | SUBSTATION ROAD TEE - SUBSTATION ROAD SD40200 | 10% POE Forecast | MVA | 2029 | 0 | 33kV | Radial | None | Normal (N)
Murraylands | SUBSTATION ROAD TEE - MALLEE HWY SD40200 | 10% POE Forecast | MVA | 2029 | 8.73 | 33kV | Radial | None | Normal (N)
Murraylands | MALLEE HWY - MOORLANDS SWER SD40200 | 10% POE Forecast | MVA | 2029 | 8.68 | 33kV | Radial | None | Normal (N)
Murraylands | MALLEE HWY - ELWOMPLE SD40200 | 10% POE Forecast | MVA | 2029 | 0.01 | 33kV | Radial | None | Normal (N)
Murraylands | MOORLANDS SWER - COOMANDOOK SD40200 | 10% POE Forecast | MVA | 2029 | 8.13 | 33kV | Radial | None | Normal (N)
Murraylands | COOMANDOOK - COONALPYN SD40200 | 10% POE Forecast | MVA | 2029 | 7.52 | 33kV | Radial | None | Normal (N)
Murraylands | COONALPYN - BINNIES TEE SD40300 | 10% POE Forecast | MVA | 2029 | 6.48 | 33kV | Radial | N | Normal (N)
Murraylands | BINNIES TEE - BINNIES SD40300 | 10% POE Forecast | MVA | 2029 | 1.48 | 33kV | Radial | None | Normal (N)
Murraylands | BINNIES TEE - MENINGIE SD40300 | 10% POE Forecast | MVA | 2029 | 4.67 | 33kV | Radial | None | Normal (N)
Murraylands | MENINGIE - CAMPBELL PARK TEE SD40400 | 10% POE Forecast | MVA | 2029 | 2.26 | 33kV | Radial | None | Normal (N)
Murraylands | CAMPBELL PARK TEE - CAMPBELL PARK SD40400 | 10% POE Forecast | MVA | 2029 | 0.58 | 33kV | Radial | None | Normal (N)
Murraylands | CAMPBELL PARK TEE - NARRUNG SD40400 | 10% POE Forecast | MVA | 2029 | 1.66 | 33kV | Radial | None | Normal (N)
Murraylands | TAILEM BEND - SHERLOCK SD40501 | 10% POE Forecast | MVA | 2029 | 13.3881 | 33kV | Radial | None | Normal (N)
Murraylands | SHERLOCK - KAROONDA SD40502 | 10% POE Forecast | MVA | 2029 | 1.34 | 33kV | Radial | None | Normal (N)
Murraylands | SHERLOCK - GERANIUM SD40600 | 10% POE Forecast | MVA | 2029 | 10.3398 | 33kV | Radial | N | Normal (N)
Murraylands | GERANIUM - LAMEROO SD40700 | 10% POE Forecast | MVA | 2029 | 7.8188 | 33kV | Radial | N | Normal (N)
Murraylands | LAMEROO - LAMEROO RURAL SD40800 | 10% POE Forecast | MVA | 2029 | 5.3505 | 33kV | Radial | N | Normal (N)
Murraylands | LAMEROO RURAL - PARILLA TEE SD40800 | 10% POE Forecast | MVA | 2029 | 5.0573 | 33kV | Radial | N | Normal (N)
Murraylands | PARILLA TEE - PARILLA SD40800 | 10% POE Forecast | MVA | 2029 | 2.5467 | 33kV | Radial | None | Normal (N)
Murraylands | PARILLA TEE - PINNAROO SD40800 | 10% POE Forecast | MVA | 2029 | 2.25 | 33kV | Radial | None | Normal (N)
Riverland | PARINGA - MURTHO LX21 | 10% POE Forecast | MVA | 2029 | 15.318 | 33kV | Radial | N | Normal (N)
Riverland | MURTHO - LINDSAY PT TEE LX21 | 10% POE Forecast | MVA | 2029 | 5.122 | 33kV | Radial | None | Normal (N)
Riverland | LINDSAY PT TEE - BORDER CLIFFS LX21 | 10% POE Forecast | MVA | 2029 | 1.06 | 33kV | Radial | None | Normal (N)
Riverland | LINDSAY PT TEE - VIC BORDER LX21 | 10% POE Forecast | MVA | 2029 | 3.552 | 33kV | Radial | None | Normal (N)
Riverland | SWAN REACH - SWAN REACH FILTRATION TEE SD39400 | 10% POE Forecast | MVA | 2029 | 3.04 | 33kV | Radial | None | Normal (N)
Riverland | SWAN REACH FILTRATION TEE - SWAN REACH TOWN SD39400 | 10% POE Forecast | MVA | 2029 | 1.8 | 33kV | Radial | None | Normal (N)
South East | KEITH - COONALPYN SD45101 | 10% POE Forecast | MVA | 2029 | 2.06 | 33kV | Radial | None | Normal (N)
South East | KEITH - PADTHAWAY SD45300 | 10% POE Forecast | MVA | 2029 | 3.72 | 33kV | Radial | None | Normal (N)
South East | KEITH - WIRREGA SD45201 | 10% POE Forecast | MVA | 2029 | 18.29 | 33kV | Radial | N | Normal (N)
South East | WIRREGA - BORDERTOWN SD45202 | 10% POE Forecast | MVA | 2029 | 13.96 | 33kV | Radial | N | Normal (N)
South East | SNUGGERY RURAL - MILLICENT SD49100 | 10% POE Forecast | MVA | 2029 | 16.05 | 33kV | Radial | None | Normal (N)
South East | MILLICENT - SOUTH END TEE SD49100 | 10% POE Forecast | MVA | 2029 | 9.44 | 33kV | Radial | None | Normal (N)
South East | SOUTH END TEE - SOUTH END SD49100 | 10% POE Forecast | MVA | 2029 | 0.43 | 33kV | Radial | None | Normal (N)
South East | SOUTH END TEE - HATHERLEIGH TOWNSHIP TEE SD49100 | 10% POE Forecast | MVA | 2029 | 8.28 | 33kV | Radial | None | Normal (N)
South East | HATHERLEIGH TOWNSHIP TEE - HATHERLEIGH TOWNSHIP SD49100 | 10% POE Forecast | MVA | 2029 | 0.08 | 33kV | Radial | None | Normal (N)
South East | HATHERLEIGH TOWNSHIP TEE - HATHERLEIGH SD49100 | 10% POE Forecast | MVA | 2029 | 7.91 | 33kV | Radial | None | Normal (N)
South East | HATHERLEIGH - BEACHPORT TEE SD49200 | 10% POE Forecast | MVA | 2029 | 7.74 | 33kV | Radial | None | Normal (N)
South East | BEACHPORT TEE - BEACHPORT SD49200 | 10% POE Forecast | MVA | 2029 | 1.54 | 33kV | Radial | None | Normal (N)
South East | BEACHPORT TEE - ROBE SD49200 | 10% POE Forecast | MVA | 2029 | 6.17 | 33kV | Radial | N | Normal (N)
South East | SNUGGERY RURAL - MOUNT BURR SD49500 | 10% POE Forecast | MVA | 2029 | 2.3 | 33kV | Radial | None | Normal (N)
South East | MOUNT BURR - KALANGADOO TEE SD49500 | 10% POE Forecast | MVA | 2029 | 1.45 | 33kV | Radial | None | Normal (N)
South East | KALANGADOO TEE - KALANGADOO SD49500 | 10% POE Forecast | MVA | 2029 | 0.64 | 33kV | Radial | None | Normal (N)
South East | KALANGADOO TEE - KALANGADOO RURAL SD49500 | 10% POE Forecast | MVA | 2029 | 0 | 33kV | Radial | None | Normal (N)
South East | BLANCHE - MOUNT GAMBIER WEST SD48101 | 10% POE Forecast | MVA | 2029 | 16.6 | 33kV | Radial | None | Normal (N)
South East | BLUE LAKE TEE - MOUNT GAMBIER SD48104 | 10% POE Forecast | MVA | 2029 | 0 | 33kV | Radial | None | Normal (N)
South East | BLANCHE - LAKESIDE TEE SD48100 | 10% POE Forecast | MVA | 2029 | 22.71 | 33kV | Radial | None | Normal (N)
South East | LAKESIDE TEE - GLENCOE TEE SD48100 | 10% POE Forecast | MVA | 2029 | 15.93 | 33kV | Radial | None | Normal (N)
South East | GLENCOE TEE - TANTANOOLA SD48100 | 10% POE Forecast | MVA | 2029 | 2.91 | 33kV | Radial | None | Normal (N)
South East | GLENCOE TEE - MOUNT GAMBIER SD48100 | 10% POE Forecast | MVA | 2029 | 12.92 | 33kV | Radial | None | Normal (N)
South East | BLANCHE - KONGORONG TEE SD48200 | 10% POE Forecast | MVA | 2029 | 8.07 | 33kV | Radial | None | Normal (N)
South East | KONGORONG TEE - KONGORONG SD48200 | 10% POE Forecast | MVA | 2029 | 1.19 | 33kV | Radial | None | Normal (N)
South East | KONGORONG TEE - MOUNT SCHANK SD48200 | 10% POE Forecast | MVA | 2029 | 6.73 | 33kV | Radial | None | Normal (N)
South East | MOUNT SCHANK - ALLENDALE EAST SD48200 | 10% POE Forecast | MVA | 2029 | 4.73 | 33kV | Radial | None | Normal (N)
South East | MOUNT GAMBIER - TARPEENA SOUTH TEE SD47101 | 10% POE Forecast | MVA | 2029 | 8.97 | 33kV | Radial | None | Normal (N)
South East | TARPEENA SOUTH TEE - MOUNT GAMBIER SD47101 | 10% POE Forecast | MVA | 2029 | 0.02 | 33kV | Radial | None | Normal (N)
South East | TARPEENA SOUTH TEE - TARPEENA SOUTH SD47101 | 10% POE Forecast | MVA | 2029 | 8.28 | 33kV | Radial | None | Normal (N)
South East | KINCRAIG - LUCINDALE SD46201 | 10% POE Forecast | MVA | 2029 | 6.38 | 33kV | Radial | None | Normal (N)
South East | LUCINDALE - KINGSTON SE SD46201 | 10% POE Forecast | MVA | 2029 | 4.52 | 33kV | Radial | None | Normal (N)
South East | KINCRAIG - NARACOORTE SD46300 | 10% POE Forecast | MVA | 2029 | 18.38 | 33kV | Radial | None | Normal (N)
South East | NARACOORTE - NARACOORTE EAST TEE SD46100 | 10% POE Forecast | MVA | 2029 | 6.31 | 33kV | Radial | None | Normal (N)
South East | NARACOORTE EAST TEE - NARACOORTE EAST SD46100 | 10% POE Forecast | MVA | 2029 | 5.9 | 33kV | Radial | None | Normal (N)
South East | NARACOORTE EAST TEE - PADTHAWAY SD46100 | 10% POE Forecast | MVA | 2029 | 0.2 | 33kV | Radial | None | Normal (N)
South East | KINCRAIG - STRUAN RURAL SD46400 | 10% POE Forecast | MVA | 2029 | 0.85 | 33kV | Radial | None | Normal (N)
South East | STRUAN RURAL - GLENROY RURAL SD46400 | 10% POE Forecast | MVA | 2029 | 0.02 | 33kV | Radial | None | Normal (N)
South East | PENOLA WEST - PENOLA TEE SD58200 | 10% POE Forecast | MVA | 2029 | 7.22 | 33kV | Radial | None | Normal (N)
South East | PENOLA TEE - GLENROY RURAL SD58200 | 10% POE Forecast | MVA | 2029 | 7.17 | 33kV | Radial | N | Normal (N)
South East | PENOLA WEST - PENOLA TEE SD58101 | 10% POE Forecast | MVA | 2029 | 3.12 | 33kV | Radial | None | Normal (N)
South East | PENOLA TEE - SAFRIES TEE SD58101 | 10% POE Forecast | MVA | 2029 | 3.13 | 33kV | Radial | None | Normal (N)
South East | SAFRIES TEE - KALANGADOO NANGWARRY TEE SD58101 | 10% POE Forecast | MVA | 2029 | 0.66 | 33kV | Radial | None | Normal (N)
South East | KALANGADOO NANGWARRY TEE - NANGWARRY TEE SD58101 | 10% POE Forecast | MVA | 2029 | 0.58 | 33kV | Radial | None | Normal (N)
South East | NANGWARRY TEE - NANGWARRY SD58101 | 10% POE Forecast | MVA | 2029 | 0.58 | 33kV | Radial | None | Normal (N)
South East | KALANGADOO NANGWARRY TEE - KALANGADOO RURAL SD58101 | 10% POE Forecast | MVA | 2029 | 0.01 | 33kV | Radial | None | Normal (N)
South East | NANGWARRY TEE - MOUNT GAMBIER SD58101 | 10% POE Forecast | MVA | 2029 | 0 | 33kV | Radial | None | Normal (N)
Metro South | WILLUNGA - MCLAREN VALE SD44400 | 10% POE Forecast | MVA | 2029 | 0 | 33kV | Radial | None | Normal (N)
Metro South | YANKALILLA - HAY FLAT SD44200 | 10% POE Forecast | MVA | 2029 | 1.555 | 33kV | Radial | None | Normal (N)
Metro South | HAY FLAT - RAPID BAY TEE SD44200 | 10% POE Forecast | MVA | 2029 | 1.441 | 33kV | Radial | None | Normal (N)
Metro South | RAPID BAY TEE - RAPID BAY SD44200 | 10% POE Forecast | MVA | 2029 | 0.021 | 33kV | Radial | None | Normal (N)
Metro South | RAPID BAY TEE - CAPE JERVIS SD44200 | 10% POE Forecast | MVA | 2029 | 0.132 | 33kV | Radial | None | Normal (N)
Metro South | CAPE JERVIS - CUTTLEFISH BAY SD44301 | 10% POE Forecast | MVA | 2029 | 11.359 | 33kV | Radial | None | Normal (N)
Metro South | FISHERY BEACH BACKUP - CUTTLEFISH BAY BACKUP SD44301 | 10% POE Forecast | MVA | 2029 | 0.58 | 33kV | Radial | None | Normal (N)
Metro South | CUTTLEFISH BAY - PENNESHAW SD44301 | 10% POE Forecast | MVA | 2029 | 11.346 | 33kV | Radial | None | Normal (N)
Metro South | PENNESHAW - AMERICAN RIVER SD44300 | 10% POE Forecast | MVA | 2029 | 9.017 | 33kV | Radial | None | Normal (N)
Metro South | AMERICAN RIVER - KINGSCOTE TEE SD44300 | 10% POE Forecast | MVA | 2029 | 7.155 | 33kV | Radial | N | Normal (N)
Metro South | KINGSCOTE TEE - MACGILLIVRAY SD44300 | 10% POE Forecast | MVA | 2029 | 4.372 | 33kV | Radial | None | Normal (N)
Metro South | KINGSCOTE TEE - KINGSCOTE SD44300 | 10% POE Forecast | MVA | 2029 | 2.379 | 33kV | Radial | None | Normal (N)
Upper North | DAVENPORT WEST - PORT AUGUSTA NO1 SD54101 | 10% POE Forecast | MVA | 2029 | 16.96 | 33kV | Meshed | None | Normal (N)
Upper North | DAVENPORT WEST - PORT AUGUSTA TEE SD54102 | 10% POE Forecast | MVA | 2029 | 12.32 | 33kV | Meshed | None | Normal (N)
Upper North | PORT AUGUSTA NO2 - PORT AUGUSTA TEE SD54102 | 10% POE Forecast | MVA | 2029 | 1.56 | 33kV | Meshed | None | Normal (N)
Upper North | PORT AUGUSTA TEE - PORT AUGUSTA WEST TEE SD54102 | 10% POE Forecast | MVA | 2029 | 11.96 | 33kV | Radial | None | Normal (N)
Upper North | PORT AUGUSTA WEST TEE - PORT AUGUSTA WEST SD54102 | 10% POE Forecast | MVA | 2029 | 10.57 | 33kV | Radial | None | Normal (N)
Upper North | PORT AUGUSTA WEST TEE - PANDURRA TEE SD54102 | 10% POE Forecast | MVA | 2029 | 1.31 | 33kV | Radial | None | Normal (N)
Upper North | PANDURRA TEE - BOOKALOO SD54102 | 10% POE Forecast | MVA | 2029 | 0.17 | 33kV | Radial | None | Normal (N)
Upper North | PANDURRA TEE - PANDURRA SD54102 | 10% POE Forecast | MVA | 2029 | 1.15 | 33kV | Radial | None | Normal (N)
Upper North | DAVENPORT WEST - AUGUSTA HWY SD54300 | 10% POE Forecast | MVA | 2029 | 6.02 | 33kV | Radial | None | Normal (N)
Upper North | AUGUSTA HWY - STIRLING NORTH SD54300 | 10% POE Forecast | MVA | 2029 | 5.98 | 33kV | Radial | None | Normal (N)
Upper North | STIRLING NORTH - QUORN SD54300 | 10% POE Forecast | MVA | 2029 | 2.2 | 33kV | Radial | None | Normal (N)
Upper North | DAVENPORT WEST - PT PATERSON SD54400 | 10% POE Forecast | MVA | 2029 | 4.75 | 33kV | Radial | None | Normal (N)
Upper North | BAROOTA - BAROOTA TOWN TEE SD31100 | 10% POE Forecast | MVA | 2029 | 9.48 | 33kV | Radial | None | Normal (N)
Upper North | BAROOTA TOWN TEE - BAROOTA TOWN SD31100 | 10% POE Forecast | MVA | 2029 | 0.25 | 33kV | Radial | None | Normal (N)
Upper North | BAROOTA TOWN TEE - BAROOTA TEE SD31100 | 10% POE Forecast | MVA | 2029 | 9.2 | 33kV | Radial | None | Normal (N)
Upper North | BAROOTA TEE - NAPPERBY BUNGAMA SD31100 | 10% POE Forecast | MVA | 2029 | 3.26 | 33kV | Radial | None | Normal (N)
Upper North | BAROOTA TEE - MURRAYTOWN SD31100 | 10% POE Forecast | MVA | 2029 | 5.94 | 33kV | Radial | None | Normal (N)
Upper North | MURRAYTOWN - WIRRABARA FOREST TEE SD31200 | 10% POE Forecast | MVA | 2029 | 1.3 | 33kV | Radial | None | Normal (N)
Upper North | WIRRABARA FOREST TEE - WIRRABARA FOREST SD31200 | 10% POE Forecast | MVA | 2029 | 0.49 | 33kV | Radial | None | Normal (N)
Upper North | WIRRABARA FOREST TEE - GLADSTONE SD31200 | 10% POE Forecast | MVA | 2029 | 0.26 | 33kV | Radial | None | Normal (N)
Upper North | MURRAYTOWN - ORROROO SD31300 | 10% POE Forecast | MVA | 2029 | 2.59 | 33kV | Radial | None | Normal (N)
Upper North | MURRAYTOWN - WILMINGTON SD31400 | 10% POE Forecast | MVA | 2029 | 1.57 | 33kV | Radial | None | Normal (N)
Upper North | BUNGAMA - PORT PIRIE SOUTH SD32101 | 10% POE Forecast | MVA | 2029 | 12.82 | 33kV | Meshed | None | Normal (N)
Upper North | PORT PIRIE SOUTH - PORT PIRIE SD32102 | 10% POE Forecast | MVA | 2029 | 10.27 | 33kV | Meshed | None | Normal (N)
Upper North | BUNGAMA - PORT PIRIE SD32103 | 10% POE Forecast | MVA | 2029 | 9.49 | 33kV | Meshed | None | Normal (N)
Upper North | BUNGAMA - HUGHES GAP SD32301 | 10% POE Forecast | MVA | 2029 | 9.47 | 33kV | Radial | Reverse N | Normal (N)
Upper North | HUGHES GAP - CRYSTAL BROOK TEE SD32302 | 10% POE Forecast | MVA | 2029 | 8.92 | 33kV | Radial | None | Normal (N)
Upper North | CRYSTAL BROOK TEE - GLADSTONE SD32302 | 10% POE Forecast | MVA | 2029 | 8.9 | 33kV | Radial | None | Normal (N)
Upper North | GLADSTONE - CALTOWIE TEE SD32200 | 10% POE Forecast | MVA | 2029 | 6.42 | 33kV | Radial | None | Normal (N)
Upper North | CALTOWIE TEE - CALTOWIE SD32200 | 10% POE Forecast | MVA | 2029 | 0.1 | 33kV | Radial | None | Normal (N)
Upper North | CALTOWIE TEE - PETERBOROUGH TEE SD32200 | 10% POE Forecast | MVA | 2029 | 5.9 | 33kV | Radial | None | Normal (N)
Upper North | PETERBOROUGH TEE - JAMESTOWN SD32200 | 10% POE Forecast | MVA | 2029 | 3.17 | 33kV | Radial | None | Normal (N)
Upper North | JAMESTOWN - TEROWIE TOWNSHIP SD32200 | 10% POE Forecast | MVA | 2029 | 1.11 | 33kV | Radial | None | Normal (N)
Upper North | PETERBOROUGH TEE - PETERBOROUGH SD32200 | 10% POE Forecast | MVA | 2029 | 2.25 | 33kV | Radial | None | Normal (N)
Upper North | BUNGAMA - PORT BROUGHTON TEE SD32400 | 10% POE Forecast | MVA | 2029 | 7.64 | 33kV | Radial | Reverse N | Normal (N)
Upper North | PORT BROUGHTON TEE - PORT BROUGHTON SD32400 | 10% POE Forecast | MVA | 2029 | 4.39 | 33kV | Radial | None | Normal (N)
Upper North | PORT BROUGHTON TEE - BRINKWORTH TIE SD32400 | 10% POE Forecast | MVA | 2029 | 0 | 33kV | Radial | None | Normal (N)
Upper North | PORT BROUGHTON TEE - CRYSTAL BROOK TEE SD32400 | 10% POE Forecast | MVA | 2029 | 2.58 | 33kV | Radial | None | Normal (N)
Upper North | NEUROODLA - HAWKER SD59100 | 10% POE Forecast | MVA | 2029 | 1.12 | 33kV | Radial | None | Normal (N)
Yorke Peninsula | HUMMOCKS DISTRIBUTION - NINNES TEE SD34400 | 10% POE Forecast | MVA | 2029 | 3.73 | 33kV | Radial | None | Normal (N)
Yorke Peninsula | NINNES TEE - LOCHIEL SD34400 | 10% POE Forecast | MVA | 2029 | 1.57 | 33kV | Radial | None | Normal (N)
Yorke Peninsula | NINNES TEE - KAINTON TEE SD34400 | 10% POE Forecast | MVA | 2029 | 1.71 | 33kV | Radial | None | Normal (N)
Yorke Peninsula | KAINTON TEE - KAINTON SD34400 | 10% POE Forecast | MVA | 2029 | 0.25 | 33kV | Radial | None | Normal (N)
Yorke Peninsula | KAINTON TEE - PASKEVILLE SD34400 | 10% POE Forecast | MVA | 2029 | 1.26 | 33kV | Radial | None | Normal (N)
Yorke Peninsula | PASKEVILLE - KADINA EAST SD34405 | 10% POE Forecast | MVA | 2029 | 0.87 | 33kV | Radial | None | Normal (N)
Yorke Peninsula | HUMMOCKS DISTRIBUTION - PORT CLINTON SD34300 | 10% POE Forecast | MVA | 2029 | 0.85 | 33kV | Radial | None | Normal (N)
Yorke Peninsula | PORT CLINTON - ARDROSSAN SD34300 | 10% POE Forecast | MVA | 2029 | 0.42 | 33kV | Radial | None | Normal (N)
Yorke Peninsula | HUMMOCKS DISTRIBUTION - FEDERATION CORNER SD34201 | 10% POE Forecast | MVA | 2029 | 4.29 | 33kV | Radial | None | Normal (N)
Yorke Peninsula | FEDERATION CORNER - SWAMP ROAD SD34201 | 10% POE Forecast | MVA | 2029 | 1.21 | 33kV | Radial | None | Normal (N)
Yorke Peninsula | FEDERATION CORNER - PT WAKEFIELD TEE SD34201 | 10% POE Forecast | MVA | 2029 | 3 | 33kV | Radial | None | Normal (N)
Yorke Peninsula | PT WAKEFIELD TEE - SWAMP ROAD SD34201 | 10% POE Forecast | MVA | 2029 | 1.2 | 33kV | Radial | None | Normal (N)
Yorke Peninsula | SWAMP ROAD - PT WAKEFIELD FAR NORTH EAST SD34201 | 10% POE Forecast | MVA | 2029 | 0 | 33kV | Radial | None | Normal (N)
Yorke Peninsula | PT WAKEFIELD TEE - PT WAKEFIELD RURAL SD34201 | 10% POE Forecast | MVA | 2029 | 1.51 | 33kV | Radial | None | Normal (N)
Yorke Peninsula | PT WAKEFIELD RURAL - PT WAKEFIELD TOWN TEE SD34201 | 10% POE Forecast | MVA | 2029 | 1.39 | 33kV | Radial | None | Normal (N)
Yorke Peninsula | PT WAKEFIELD TOWN TEE - PT WAKEFIELD TOWN SD34201 | 10% POE Forecast | MVA | 2029 | 0.42 | 33kV | Radial | None | Normal (N)
Yorke Peninsula | PT WAKEFIELD TOWN TEE - PROOF RANGE SD34201 | 10% POE Forecast | MVA | 2029 | 0.93 | 33kV | Radial | None | Normal (N)
Yorke Peninsula | HUMMOCKS DISTRIBUTION - BOWMANS TEE SD34102 | 10% POE Forecast | MVA | 2029 | 6.04 | 33kV | Radial | None | Normal (N)
Yorke Peninsula | BOWMANS TEE - PT WAKEFIELD RURAL SD34102 | 10% POE Forecast | MVA | 2029 | 0 | 33kV | Radial | None | Normal (N)
Yorke Peninsula | BOWMANS TEE - SAINTS SD34102 | 10% POE Forecast | MVA | 2029 | 5.58 | 33kV | Radial | None | Normal (N)
Yorke Peninsula | SAINTS - BALAKLAVA SD34102 | 10% POE Forecast | MVA | 2029 | 3.67 | 33kV | Radial | None | Normal (N)
Yorke Peninsula | BALAKLAVA - BALAKLAVA RURAL SD34102 | 10% POE Forecast | MVA | 2029 | 0 | 33kV | Radial | None | Normal (N)
Yorke Peninsula | BALAKLAVA - BALAKLAVA TOWNSHIP SD34102 | 10% POE Forecast | MVA | 2029 | 0 | 33kV | Radial | None | Normal (N)
Yorke Peninsula | KADINA EAST DISTRIBUTION - KADINA SD51102 | 10% POE Forecast | MVA | 2029 | 10.86 | 33kV | Radial | None | Normal (N)
Yorke Peninsula | KADINA EAST DISTRIBUTION - MOONTA TEE SD51200 | 10% POE Forecast | MVA | 2029 | 14.11 | 33kV | Radial | None | Normal (N)
Yorke Peninsula | MOONTA TEE - KADINA SD51200 | 10% POE Forecast | MVA | 2029 | 0 | 33kV | Radial | None | Normal (N)
Yorke Peninsula | MOONTA TEE - MOONTA SD51200 | 10% POE Forecast | MVA | 2029 | 14.01 | 33kV | Radial | N | Normal (N)
Yorke Peninsula | KADINA EAST DISTRIBUTION - WALLAROO TEE SD51300 | 10% POE Forecast | MVA | 2029 | 12.4 | 33kV | Radial | None | Normal (N)
Yorke Peninsula | WALLAROO TEE - KADINA SD51300 | 10% POE Forecast | MVA | 2029 | 0 | 33kV | Radial | None | Normal (N)
Yorke Peninsula | WALLAROO TEE - WALLAROO SD51300 | 10% POE Forecast | MVA | 2029 | 12.32 | 33kV | Radial | None | Normal (N)
Yorke Peninsula | ARDROSSAN WEST DISTRIBUTION - MAITLAND SD35100 | 10% POE Forecast | MVA | 2029 | 4.64 | 33kV | Radial | None | Normal (N)
Yorke Peninsula | ARDROSSAN WEST DISTRIBUTION - ARDROSSAN SD35201 | 10% POE Forecast | MVA | 2029 | 2.33 | 33kV | Radial | None | Normal (N)
Yorke Peninsula | ARDROSSAN WEST DISTRIBUTION - ARDROSSAN BHP SD35200 | 10% POE Forecast | MVA | 2029 | 6.31 | 33kV | Radial | None | Normal (N)
Yorke Peninsula | ARDROSSAN - ARDROSSAN BHP SD35200 | 10% POE Forecast | MVA | 2029 | 0 | 33kV | Radial | None | Normal (N)
Yorke Peninsula | ARDROSSAN BHP - PORT VINCENT SD35200 | 10% POE Forecast | MVA | 2029 | 6.11 | 33kV | Radial | None | Normal (N)
Yorke Peninsula | PORT VINCENT - MINLATON TEE SD35300 | 10% POE Forecast | MVA | 2029 | 2.71 | 33kV | Radial | None | Normal (N)
Yorke Peninsula | MINLATON TEE - CURRAMULKA TEE SD35300 | 10% POE Forecast | MVA | 2029 | 2.7 | 33kV | Radial | None | Normal (N)
Yorke Peninsula | CURRAMULKA TEE - CURRAMULKA SD35300 | 10% POE Forecast | MVA | 2029 | 0.31 | 33kV | Radial | None | Normal (N)
Yorke Peninsula | CURRAMULKA TEE - MINLATON SD35300 | 10% POE Forecast | MVA | 2029 | 2.35 | 33kV | Radial | None | Normal (N)
Yorke Peninsula | MINLATON TEE - PT VINCENT RURAL SD35300 | 10% POE Forecast | MVA | 2029 | 0 | 33kV | Radial | None | Normal (N)
Yorke Peninsula | DALRYMPLE - STANSBURY TEE SD35400 | 10% POE Forecast | MVA | 2029 | 6.34 | 33kV | Radial | None | Normal (N)
Yorke Peninsula | STANSBURY TEE - PORT GILES TEE SD35400 | 10% POE Forecast | MVA | 2029 | 3.07 | 33kV | Radial | None | Normal (N)
Yorke Peninsula | PORT GILES TEE - PORT GILES SD35400 | 10% POE Forecast | MVA | 2029 | 1.76 | 33kV | Radial | None | Normal (N)
Yorke Peninsula | STANSBURY TEE - STANSBURY SD35400 | 10% POE Forecast | MVA | 2029 | 3.32 | 33kV | Radial | None | Normal (N)
Yorke Peninsula | STANSBURY - PT VINCENT RURAL SD35403 | 10% POE Forecast | MVA | 2029 | 1.29 | 33kV | Radial | None | Normal (N)
Yorke Peninsula | DALRYMPLE - WOOL BAY RURAL SD35500 | 10% POE Forecast | MVA | 2029 | 6.12 | 33kV | Radial | None | Normal (N)
Yorke Peninsula | WOOL BAY RURAL - WOOL BAY SD35500 | 10% POE Forecast | MVA | 2029 | 6.06 | 33kV | Radial | None | Normal (N)
Yorke Peninsula | WOOL BAY RURAL - PORT GILES TEE SD35500 | 10% POE Forecast | MVA | 2029 | 0 | 33kV | Radial | None | Normal (N)
Yorke Peninsula | WOOL BAY - EDITHBURGH TEE SD35500 | 10% POE Forecast | MVA | 2029 | 6.04 | 33kV | Radial | None | Normal (N)
Yorke Peninsula | EDITHBURGH TEE - YORKETOWN SD35500 | 10% POE Forecast | MVA | 2029 | 4.22 | 33kV | Radial | None | Normal (N)
Yorke Peninsula | YORKETOWN - MARION BAY SD35500 | 10% POE Forecast | MVA | 2029 | 2.89 | 33kV | Radial | None | Normal (N)
Yorke Peninsula | EDITHBURGH TEE - EDITHBURGH SD35500 | 10% POE Forecast | MVA | 2029 | 1.56 | 33kV | Radial | None | Normal (N)
Metro West | ADELAIDE BRIGHTON CEMENT - PORT ADELAIDE SD1529 | 10% POE (N-1) Forecast | MVA | 2025 | 97.6 | 66kV | Meshed | None | Contingent (N-1)
Metro South | ALDINGA - WILLUNGA SD1674 | 10% POE (N-1) Forecast | MVA | 2025 | 80.54 | 66kV | Meshed | None | Contingent (N-1)
Metro North | ANGLE VALE - ANGLE VALE TEE SD1506A | 10% POE (N-1) Forecast | MVA | 2025 | 45.7 | 66kV | Meshed | None | Contingent (N-1)
Metro North | ANGLE VALE TEE - EVANSTON SD1506B | 10% POE (N-1) Forecast | MVA | 2025 | 43.9 | 66kV | Meshed | None | Contingent (N-1)
Metro North | ANGLE VALE TEE - VIRGINIA TEE SD2033 | 10% POE (N-1) Forecast | MVA | 2025 | 15.98 | 66kV | Radial | None | Contingent (N-1)
Metro West | ATHOL PARK - ATHOL PARK TEE SD1677A | 10% POE (N-1) Forecast | MVA | 2025 | 16.9975 | 66kV | Radial | None | Contingent (N-1)
Metro West | BLACKPOOL - FULHAM GARDENS SD1639 | 10% POE (N-1) Forecast | MVA | 2025 | 130.5 | 66kV | Meshed | None | Contingent (N-1)
Metro North | BOLIVAR - ST KILDA SD2034 | 10% POE (N-1) Forecast | MVA | 2025 | 16 | 66kV | Radial | None | Contingent (N-1)
Metro East | CAMPBELLTOWN - MAGILL SD1661 | 10% POE (N-1) Forecast | MVA | 2025 | 67.2 | 66kV | Meshed | None | Contingent (N-1)
Metro West | CHELTENHAM - CROYDON PARK TEE SD1655A | 10% POE (N-1) Forecast | MVA | 2025 | 72.1 | 66kV | Meshed | None | Contingent (N-1)
Metro South | CITY WEST - KESWICK SD2013 | 10% POE (N-1) Forecast | MVA | 2025 | 203.7 | 66kV | Meshed | None | Contingent (N-1)
Metro East | CITY WEST - WHITMORE SQUARE SD2016 | 10% POE (N-1) Forecast | MVA | 2025 | 180.8 | 66kV | Meshed | None | Contingent (N-1)
Metro East | COROMANDEL PLACE - WHITMORE SQUARE SD1681 | 10% POE (N-1) Forecast | MVA | 2025 | 99.6 | 66kV | Meshed | None | Contingent (N-1)
Metro East | CROYDON - HINDLEY STREET TEE SD1659B | 10% POE (N-1) Forecast | MVA | 2025 | 74.4 | 66kV | Meshed | None | Contingent (N-1)
Metro West | CROYDON - KILKENNY SD1523 | 10% POE (N-1) Forecast | MVA | 2025 | 52.8 | 66kV | Meshed | None | Contingent (N-1)
Metro West | CROYDON PARK - CROYDON PARK TEE SD1655B | 10% POE (N-1) Forecast | MVA | 2025 | 79.2 | 66kV | Meshed | None | Contingent (N-1)
Metro West | CROYDON PARK TEE - CROYDON SD1655C | 10% POE (N-1) Forecast | MVA | 2025 | 121 | 66kV | Meshed | None | Contingent (N-1)
Metro North | DIREK - PARALOWIE SD2004 | 10% POE (N-1) Forecast | MVA | 2025 | 104.8 | 66kV | Meshed | None | Contingent (N-1)
Metro East | DRY CREEK - KILBURN SOUTH TEE SD1658A | 10% POE (N-1) Forecast | MVA | 2025 | 107.3 | 66kV | Meshed | None | Contingent (N-1)
Metro East | EAST TERRACE - COROMANDEL PLACE SD1680 | 10% POE (N-1) Forecast | MVA | 2025 | 116.7 | 66kV | Meshed | None | Contingent (N-1)
Metro East | EAST TERRACE - NORTH ADELAIDE SD1560 | 10% POE (N-1) Forecast | MVA | 2025 | 70.1 | 66kV | Meshed | None | Contingent (N-1)
Metro North | EDINBURGH - SALISBURY SD1688 | 10% POE (N-1) Forecast | MVA | 2025 | 93.5 | 66kV | Meshed | None | Contingent (N-1)
Metro North | ELIZABETH DOWNS - PENFIELD SD1508 | 10% POE (N-1) Forecast | MVA | 2025 | 59.5 | 66kV | Meshed | None | Contingent (N-1)
Metro North | ELIZABETH DOWNS - SMITHFIELD WEST SD1686 | 10% POE (N-1) Forecast | MVA | 2025 | 101.2 | 66kV | Meshed | N-1 | Contingent (N-1)
Metro North | ELIZABETH HEIGHTS - ELIZABETH DOWNS SD1501 | 10% POE (N-1) Forecast | MVA | 2025 | 92.1 | 66kV | Meshed | None | Contingent (N-1)
Metro North | ELIZABETH SOUTH - EDINBURGH SD1511 | 10% POE (N-1) Forecast | MVA | 2025 | 107.4 | 66kV | Meshed | None | Contingent (N-1)
Metro West | FINDON - FINDON TEE SD1520A | 10% POE (N-1) Forecast | MVA | 2025 | 75.8 | 66kV | Meshed | None | Contingent (N-1)
Metro West | FINDON TEE - FLINDERS PARK SD1520B | 10% POE (N-1) Forecast | MVA | 2025 | 73.1 | 66kV | Meshed | None | Contingent (N-1)
Metro West | FLINDERS PARK - NEW RICHMOND SD1521 | 10% POE (N-1) Forecast | MVA | 2025 | 55.7 | 66kV | Meshed | None | Contingent (N-1)
Metro West | FULHAM GARDENS - FINDON TEE SD1520C | 10% POE (N-1) Forecast | MVA | 2025 | 69.7 | 66kV | Meshed | None | Contingent (N-1)
Metro West | FULHAM GARDENS - HENLEY SOUTH #1 SD1519 | 10% POE (N-1) Forecast | MVA | 2025 | 34.1 | 66kV | Meshed | None | Contingent (N-1)
Metro West | FULHAM GARDENS - HENLEY SOUTH #2 SD1691 | 10% POE (N-1) Forecast | MVA | 2025 | 34.1 | 66kV | Meshed | None | Contingent (N-1)
Metro South | GLENELG NORTH TEE - GLENELG NORTH SD1584A | 10% POE (N-1) Forecast | MVA | 2025 | 20.58 | 66kV | Meshed | None | Contingent (N-1)
Metro South | GLENELG NORTH TEE - PLYMPTON SD1584B | 10% POE (N-1) Forecast | MVA | 2025 | 81.5 | 66kV | Meshed | None | Contingent (N-1)
Metro East | GOLDEN GROVE - INGLE FARM SD1647 | 10% POE (N-1) Forecast | MVA | 2025 | 85.8 | 66kV | Meshed | None | Contingent (N-1)
Metro South | HACKHAM - PORT NOARLUNGA SD1694A | 10% POE (N-1) Forecast | MVA | 2025 | 80.3 | 66kV | Meshed | None | Contingent (N-1)
Metro South | HAPPY VALLEY - HV/SAW TEE SD1591A | 10% POE (N-1) Forecast | MVA | 2025 | 85.9 | 66kV | Meshed | None | Contingent (N-1)
Metro South | HAPPY VALLEY - PANORAMA #1 SD1665 | 10% POE (N-1) Forecast | MVA | 2025 | 81.2 | 66kV | Meshed | None | Contingent (N-1)
Metro South | HAPPY VALLEY - PANORAMA #2 SD1666 | 10% POE (N-1) Forecast | MVA | 2025 | 81.7 | 66kV | Meshed | None | Contingent (N-1)
Metro South | HAPPY VALLEY - SEACOMBE #1 SD1566 | 10% POE (N-1) Forecast | MVA | 2025 | 86.8 | 66kV | Meshed | None | Contingent (N-1)
Metro South | HAPPY VALLEY - SEACOMBE #2 SD1590 | 10% POE (N-1) Forecast | MVA | 2025 | 77.5 | 66kV | Meshed | None | Contingent (N-1)
Metro East | HILLCREST - HOLDEN HILL SD1692 | 10% POE (N-1) Forecast | MVA | 2025 | 71.7 | 66kV | Meshed | None | Contingent (N-1)
Metro East | HINDLEY STREET - WHITMORE SQUARE SD1664 | 10% POE (N-1) Forecast | MVA | 2025 | 96.2 | 66kV | Meshed | None | Contingent (N-1)
Metro East | HINDLEY STREET TEE - HINDLEY STREET SD1659C | 10% POE (N-1) Forecast | MVA | 2025 | 62.7 | 66kV | Meshed | None | Contingent (N-1)
Metro East | HOLDEN HILL - CAMPBELLTOWN SD1660 | 10% POE (N-1) Forecast | MVA | 2025 | 55.4 | 66kV | Meshed | None | Contingent (N-1)
Metro East | HOLDEN HILL - HOPE VALLEY SD1554A | 10% POE (N-1) Forecast | MVA | 2025 | 100.3 | 66kV | Meshed | None | Contingent (N-1)
Metro East | HOPE VALLEY - TEA TREE GULLY SD1554B | 10% POE (N-1) Forecast | MVA | 2025 | 86.6 | 66kV | Meshed | None | Contingent (N-1)
Metro South | HV/SAW TEE - MORPHETT VALE EAST SD1591C | 10% POE (N-1) Forecast | MVA | 2025 | 77.6 | 66kV | Meshed | None | Contingent (N-1)
Metro East | KENT TOWN - KENT TOWN TEE SD1690 | 10% POE (N-1) Forecast | MVA | 2025 | 31.109 | 66kV | Meshed | None | Contingent (N-1)
Metro South | KESWICK - CLARENCE GARDENS SD1671 | 10% POE (N-1) Forecast | MVA | 2025 | 20.4 | 66kV | Radial | None | Contingent (N-1)
Metro South | KESWICK - NEW RICHMOND TEE SD1670A | 10% POE (N-1) Forecast | MVA | 2025 | 123.9 | 66kV | Meshed | N-1 | Contingent (N-1)
Metro South | KESWICK - WHITMORE SQUARE TEE SD1669A | 10% POE (N-1) Forecast | MVA | 2025 | 108.1 | 66kV | Meshed | None | Contingent (N-1)
Metro West | KILBURN - CAVAN SD2014 | 10% POE (N-1) Forecast | MVA | 2025 | 40.2068 | 66kV | Meshed | None | Contingent (N-1)
Metro West | KILBURN - CROYDON PARK SD1531 | 10% POE (N-1) Forecast | MVA | 2025 | 95.7 | 66kV | Meshed | None | Contingent (N-1)
Metro East | KILBURN SOUTH TEE - KILBURN SOUTH SD1658B | 10% POE (N-1) Forecast | MVA | 2025 | 16.9 | 66kV | Radial | None | Contingent (N-1)
Metro East | KILBURN SOUTH TEE - PROSPECT SD1658C | 10% POE (N-1) Forecast | MVA | 2025 | 96.2 | 66kV | Meshed | None | Contingent (N-1)
Metro West | KILKENNY - WOODVILLE SD1675 | 10% POE (N-1) Forecast | MVA | 2025 | 68 | 66kV | Meshed | None | Contingent (N-1)
Metro South | KINGSWOOD - NORTH UNLEY SD1574 | 10% POE (N-1) Forecast | MVA | 2025 | 90.5 | 66kV | Meshed | None | Contingent (N-1)
Metro West | LARGS NORTH - ADELAIDE BRIGHTON CEMENT SD1654 | 10% POE (N-1) Forecast | MVA | 2025 | 113.4 | 66kV | Meshed | None | Contingent (N-1)
Metro West | LEFEVRE - BLACKPOOL SD1693 | 10% POE (N-1) Forecast | MVA | 2025 | 89.2 | 66kV | Meshed | None | Contingent (N-1)
Metro South | LINDEN PARK - LINDEN PARK TEE SD1662A | 10% POE (N-1) Forecast | MVA | 2025 | 39.71 | 66kV | Meshed | None | Contingent (N-1)
Metro South | LOWER MITCHAM - KINGSWOOD SD1563 | 10% POE (N-1) Forecast | MVA | 2025 | 86.3 | 66kV | Meshed | None | Contingent (N-1)
Metro East | MAGILL - BURNSIDE SD1556 | 10% POE (N-1) Forecast | MVA | 2025 | 13.6141 | 66kV | Radial | None | Contingent (N-1)
Metro East | MAGILL - KENT TOWN TEE SD1663A | 10% POE (N-1) Forecast | MVA | 2025 | 63.4 | 66kV | Meshed | None | Contingent (N-1)
Metro East | MAGILL - NORWOOD SD1543 | 10% POE (N-1) Forecast | MVA | 2025 | 111.2 | 66kV | Meshed | None | Contingent (N-1)
Metro South | MAGILL - URAIDLA TEE SD1662B | 10% POE (N-1) Forecast | MVA | 2025 | 88.2 | 66kV | Meshed | None | Contingent (N-1)
Metro East | MAGILL - WOODFORDE 2 SD1678 | 10% POE (N-1) Forecast | MVA | 2025 | 30 | 66kV | Radial | None | Contingent (N-1)
Metro East | MAGILL - WOODFORDE 3 SD1679 | 10% POE (N-1) Forecast | MVA | 2025 | 30 | 66kV | Radial | None | Contingent (N-1)
Metro South | MCLAREN FLAT - WILLUNGA SD1594A | 10% POE (N-1) Forecast | MVA | 2025 | 98.9 | 66kV | Meshed | N-1 | Contingent (N-1)
Metro South | MORPHETT VALE EAST - CLARENDON SD1592 | 10% POE (N-1) Forecast | MVA | 2025 | 3.3129 | 66kV | Radial | None | Contingent (N-1)
Metro South | MORPHETT VALE EAST - HACKHAM SD1694B | 10% POE (N-1) Forecast | MVA | 2025 | 96.9 | 66kV | Meshed | None | Contingent (N-1)
Metro South | MORPHETT VALE EAST - MCLAREN FLAT SD1594B | 10% POE (N-1) Forecast | MVA | 2025 | 110.2 | 66kV | Meshed | N-1 | Contingent (N-1)
Metro South | MORPHETT VALE EAST - PORT STANVAC #1 SD1593 | 10% POE (N-1) Forecast | MVA | 2025 | 91.6 | 66kV | Meshed | None | Contingent (N-1)
Metro South | MORPHETT VALE EAST - PORT STANVAC #2 SD2010 | 10% POE (N-1) Forecast | MVA | 2025 | 94.9 | 66kV | Meshed | None | Contingent (N-1)
Metro South | MORPHETTVILLE - ASCOT PARK SD1586 | 10% POE (N-1) Forecast | MVA | 2025 | 46 | 66kV | Meshed | None | Contingent (N-1)
Metro South | MORPHETTVILLE - GLENELG NORTH TEE SD1584C | 10% POE (N-1) Forecast | MVA | 2025 | 81.2 | 66kV | Meshed | None | Contingent (N-1)
Metro South | MORPHETTVILLE - OAKLANDS SD1585 | 10% POE (N-1) Forecast | MVA | 2025 | 50.1 | 66kV | Meshed | None | Contingent (N-1)
Metro North | MUNNO PARA - ELIZABETH DOWNS SD2023 | 10% POE (N-1) Forecast | MVA | 2025 | 80.9 | 66kV | Meshed | None | Contingent (N-1)
Metro North | MUNNO PARA - EVANSTON SD1652 | 10% POE (N-1) Forecast | MVA | 2025 | 69.4 | 66kV | Meshed | N-1 | Contingent (N-1)
Metro West | NEW OSBORNE - BLACKPOOL SD1518 | 10% POE (N-1) Forecast | MVA | 2025 | 107.9 | 66kV | Meshed | None | Contingent (N-1)
Metro West | NEW OSBORNE - GLANVILLE SD1527 | 10% POE (N-1) Forecast | MVA | 2025 | 147.1 | 66kV | Meshed | N-1 | Contingent (N-1)
Metro West | NEW OSBORNE - LARGS NORTH SD1653 | 10% POE (N-1) Forecast | MVA | 2025 | 128.2 | 66kV | Meshed | None | Contingent (N-1)
Metro West | NEW OSBORNE - SMORGON STEEL RECYCLING SD1532A | 10% POE (N-1) Forecast | MVA | 2025 | 17.2 | 66kV | Meshed | None | Contingent (N-1)
Metro West | NEW RICHMOND - THEBARTON SD1516 | 10% POE (N-1) Forecast | MVA | 2025 | 53.5 | 66kV | Meshed | None | Contingent (N-1)
Metro South | NEW RICHMOND TEE - NEW RICHMOND SD1670B | 10% POE (N-1) Forecast | MVA | 2025 | 120 | 66kV | Meshed | None | Contingent (N-1)
Metro South | NEW RICHMOND TEE - PLYMPTON SD1670C | 10% POE (N-1) Forecast | MVA | 2025 | 123.2 | 66kV | Meshed | None | Contingent (N-1)
Metro South | NOARLUNGA CENTRE - PORT NOARLUNGA SD1668 | 10% POE (N-1) Forecast | MVA | 2025 | 71.6 | 66kV | Meshed | None | Contingent (N-1)
Metro East | NORTH ADELAIDE - HINDLEY STREET TEE SD1659A | 10% POE (N-1) Forecast | MVA | 2025 | 48 | 66kV | Meshed | None | Contingent (N-1)
Metro South | NORTH UNLEY - WHITMORE SQUARE TEE SD1669B | 10% POE (N-1) Forecast | MVA | 2025 | 107.2 | 66kV | Meshed | N-1 | Contingent (N-1)
Metro East | NORTHFIELD - CLEARVIEW SD1549 | 10% POE (N-1) Forecast | MVA | 2025 | 27.3671 | 66kV | Radial | None | Contingent (N-1)
Metro East | NORTHFIELD - DRY CREEK SD1657 | 10% POE (N-1) Forecast | MVA | 2025 | 82.7 | 66kV | Meshed | None | Contingent (N-1)
Metro East | NORTHFIELD - HARROW SD1535 | 10% POE (N-1) Forecast | MVA | 2025 | 21.998 | 66kV | Radial | None | Contingent (N-1)
Metro East | NORTHFIELD - HILLCREST SD1534 | 10% POE (N-1) Forecast | MVA | 2025 | 109.3 | 66kV | Meshed | None | Contingent (N-1)
Metro East | NORTHFIELD - HOLDEN HILL SD1539 | 10% POE (N-1) Forecast | MVA | 2025 | 118.9 | 66kV | Meshed | None | Contingent (N-1)
Metro East | NORTHFIELD - INGLE FARM #1 SD1548 | 10% POE (N-1) Forecast | MVA | 2025 | 79 | 66kV | Meshed | None | Contingent (N-1)
Metro East | NORTHFIELD - INGLE FARM #2 SD2019 | 10% POE (N-1) Forecast | MVA | 2025 | 79.4 | 66kV | Meshed | None | Contingent (N-1)
Metro East | NORWOOD - EAST TERRACE SD1545 | 10% POE (N-1) Forecast | MVA | 2025 | 98.6 | 66kV | Meshed | N-1 | Contingent (N-1)
Metro East | NORWOOD - KENT TOWN SD1559 | 10% POE (N-1) Forecast | MVA | 2025 | 31.11 | 66kV | Meshed | None | Contingent (N-1)
Metro East | NORWOOD - LINDEN PARK SD1544 | 10% POE (N-1) Forecast | MVA | 2025 | 41.4 | 66kV | Meshed | None | Contingent (N-1)
Metro South | PANORAMA - ASCOT PARK SD1587 | 10% POE (N-1) Forecast | MVA | 2025 | 66.4 | 66kV | Meshed | None | Contingent (N-1)
Metro South | PANORAMA - BLACKWOOD SD1572 | 10% POE (N-1) Forecast | MVA | 2025 | 30.8 | 66kV | Radial | None | Contingent (N-1)
Metro South | PANORAMA - CUDMORE PARK SD1573 | 10% POE (N-1) Forecast | MVA | 2025 | 10.93 | 66kV | Radial | None | Contingent (N-1)
Metro South | PANORAMA - LINDEN PARK TEE SD1662C | 10% POE (N-1) Forecast | MVA | 2025 | 87.6 | 66kV | Meshed | None | Contingent (N-1)
Metro South | PANORAMA - LOWER MITCHAM SD1562 | 10% POE (N-1) Forecast | MVA | 2025 | 108.2 | 66kV | Meshed | None | Contingent (N-1)
Metro South | PANORAMA - TONSLEY EAST SD2035 | 10% POE (N-1) Forecast | MVA | 2025 | 33.8 | 66kV | Meshed | None | Contingent (N-1)
Metro North | PARA - ELIZABETH HEIGHTS SD1504 | 10% POE (N-1) Forecast | MVA | 2025 | 111.9 | 66kV | Meshed | None | Contingent (N-1)
Metro North | PARA - ELIZABETH SOUTH SD1503 | 10% POE (N-1) Forecast | MVA | 2025 | 89.6 | 66kV | Meshed | None | Contingent (N-1)
Metro North | PARAFIELD GARDENS - CAVAN SD1687 | 10% POE (N-1) Forecast | MVA | 2025 | 40.21 | 66kV | Meshed | None | Contingent (N-1)
Metro North | PARAFIELD GARDENS - SALISBURY SD1502 | 10% POE (N-1) Forecast | MVA | 2025 | 110.9 | 66kV | Meshed | None | Contingent (N-1)
Metro North | PARAFIELD GARDENS WEST - BOLIVAR SD1683 | 10% POE (N-1) Forecast | MVA | 2025 | 15.6 | 66kV | Radial | None | Contingent (N-1)
Metro North | PARAFIELD GARDENS WEST - PARAFIELD GARDENS SD1682 | 10% POE (N-1) Forecast | MVA | 2025 | 143.9 | 66kV | Meshed | N-1 | Contingent (N-1)
Metro North | PARAFIELD GARDENS WEST - PARALOWIE SD1510 | 10% POE (N-1) Forecast | MVA | 2025 | 124.2 | 66kV | Meshed | None | Contingent (N-1)
Metro North | PENFIELD - DIREK SD1685 | 10% POE (N-1) Forecast | MVA | 2025 | 76.5 | 66kV | Meshed | None | Contingent (N-1)
Metro North | PENFIELD - ELIZABETH SOUTH SD1509 | 10% POE (N-1) Forecast | MVA | 2025 | 67.2 | 66kV | Meshed | None | Contingent (N-1)
Metro South | PLYMPTON - GLENELG NORTH SD1583 | 10% POE (N-1) Forecast | MVA | 2025 | 20.8 | 66kV | Meshed | None | Contingent (N-1)
Metro West | PORT ADELAIDE - CHELTENHAM SD1646 | 10% POE (N-1) Forecast | MVA | 2025 | 85.9 | 66kV | Meshed | None | Contingent (N-1)
Metro West | PORT ADELAIDE NORTH - ATHOL PARK TEE SD1677B | 10% POE (N-1) Forecast | MVA | 2025 | 26 | 66kV | Meshed | None | Contingent (N-1)
Metro South | PORT NOARLUNGA - SEAFORD SD1676A | 10% POE (N-1) Forecast | MVA | 2025 | 112.2 | 66kV | Meshed | N-1 | Contingent (N-1)
Metro South | PORT STANVAC - LONSDALE SD1673 | 10% POE (N-1) Forecast | MVA | 2025 | 86.7 | 66kV | Meshed | None | Contingent (N-1)
Metro South | PORT STANVAC - NOARLUNGA CENTRE SD1667 | 10% POE (N-1) Forecast | MVA | 2025 | 87.7 | 66kV | Meshed | None | Contingent (N-1)
Metro East | PROSPECT - CROYDON SD2024 | 10% POE (N-1) Forecast | MVA | 2025 | 74.4 | 66kV | Meshed | None | Contingent (N-1)
Metro West | QUEENSTOWN - GLANVILLE SD1526 | 10% POE (N-1) Forecast | MVA | 2025 | 132.2 | 66kV | Meshed | None | Contingent (N-1)
Metro South | SEACOMBE - OAKLANDS SD1565 | 10% POE (N-1) Forecast | MVA | 2025 | 94.3 | 66kV | Meshed | None | Contingent (N-1)
Metro South | SEACOMBE - SHEIDOW PARK SD1672 | 10% POE (N-1) Forecast | MVA | 2025 | 87 | 66kV | Meshed | None | Contingent (N-1)
Metro South | SEAFORD - ALDINGA SD1676B | 10% POE (N-1) Forecast | MVA | 2025 | 101.5 | 66kV | Meshed | N-1 | Contingent (N-1)
Metro South | SHEIDOW PARK - LONSDALE SD2009 | 10% POE (N-1) Forecast | MVA | 2025 | 58 | 66kV | Meshed | None | Contingent (N-1)
Metro North | SMITHFIELD WEST - ANGLE VALE SD1650 | 10% POE (N-1) Forecast | MVA | 2025 | 70.5 | 66kV | Meshed | None | Contingent (N-1)
Metro West | SMORGON STEEL RECYCLING - PORT ADELAIDE NORTH SD1532B | 10% POE (N-1) Forecast | MVA | 2025 | 17.3 | 66kV | Meshed | None | Contingent (N-1)
Metro North | ST KILDA - VIRGINIA SD1684 | 10% POE (N-1) Forecast | MVA | 2025 | 15.8 | 66kV | Radial | None | Contingent (N-1)
Metro East | TEA TREE GULLY - GOLDEN GROVE SD1638 | 10% POE (N-1) Forecast | MVA | 2025 | 67.2 | 66kV | Meshed | None | Contingent (N-1)
Metro West | THEBARTON - CROYDON SD1522 | 10% POE (N-1) Forecast | MVA | 2025 | 72.9 | 66kV | Meshed | None | Contingent (N-1)
Metro South | TONSLEY EAST - TONSLEY PARK SD1588 | 10% POE (N-1) Forecast | MVA | 2025 | 33.7 | 66kV | Meshed | None | Contingent (N-1)
Metro South | TONSLEY PARK - SEACOMBE SD1564 | 10% POE (N-1) Forecast | MVA | 2025 | 19.4 | 66kV | Meshed | None | Contingent (N-1)
Metro West | TORRENS ISLAND - ATHOL PARK TEE SD1677C | 10% POE (N-1) Forecast | MVA | 2025 | 42.3 | 66kV | Meshed | None | Contingent (N-1)
Metro West | TORRENS ISLAND - KILBURN SD1656 | 10% POE (N-1) Forecast | MVA | 2025 | 88.7 | 66kV | Meshed | None | Contingent (N-1)
Metro South | URAIDLA TEE - LINDEN PARK TEE SD1662D | 10% POE (N-1) Forecast | MVA | 2025 | 88 | 66kV | Meshed | None | Contingent (N-1)
Metro North | VIRGINIA - VIRGINIA TEE SD2022A | 10% POE (N-1) Forecast | MVA | 2025 | 8.4 | 66kV | Radial | None | Contingent (N-1)
Metro North | VIRGINIA TEE - TWO WELLS SD2022B | 10% POE (N-1) Forecast | MVA | 2025 | 9.12 | 66kV | Radial | None | Contingent (N-1)
Metro East | WHITMORE SQUARE - KENT TOWN TEE SD1663B | 10% POE (N-1) Forecast | MVA | 2025 | 40 | 66kV | Meshed | None | Contingent (N-1)
Metro East | WHITMORE SQUARE - WHITMORE SQUARE TEE SD1669C | 10% POE (N-1) Forecast | MVA | 2025 | 0 | 66kV | Meshed | None | Contingent (N-1)
Metro West | WOODVILLE - FINDON SD1524 | 10% POE (N-1) Forecast | MVA | 2025 | 92.9 | 66kV | Meshed | None | Contingent (N-1)
Metro West | WOODVILLE - QUEENSTOWN SD1525 | 10% POE (N-1) Forecast | MVA | 2025 | 115.1 | 66kV | Meshed | None | Contingent (N-1)
Eastern Hills | MOUNT BARKER DISTRIBUTION - MOUNT BARKER SOUTH SD2012 | 10% POE (N-1) Forecast | MVA | 2025 | 0 | 66kV | Meshed | None | Contingent (N-1)
Eastern Hills | MOUNT BARKER DISTRIBUTION - BALHANNAH SD1598 | 10% POE (N-1) Forecast | MVA | 2025 | 0 | 66kV | Radial | None | Contingent (N-1)
Eastern Hills | BALHANNAH - URAIDLA SD1599 | 10% POE (N-1) Forecast | MVA | 2025 | 0 | 66kV | Radial | None | Contingent (N-1)
Eastern Hills | URAIDLA - MAGILL (METRO SOUTH TIE) SD1662E | 10% POE (N-1) Forecast | MVA | 2025 | 0 | 66kV | Radial | None | Contingent (N-1)
Eastern Hills | MOUNT BARKER DISTRIBUTION - HAHNDORF SD1596 | 10% POE (N-1) Forecast | MVA | 2025 | 0 | 66kV | Radial | None | Contingent (N-1)
Eastern Hills | MOUNT BARKER SOUTH - MEADOWS SD1597 | 10% POE (N-1) Forecast | MVA | 2025 | 0 | 66kV | Radial | None | Contingent (N-1)
Eastern Hills | MOUNT BARKER SOUTH - STRATHALBYN EAST TEE SD1601A | 10% POE (N-1) Forecast | MVA | 2025 | 0 | 66kV | Radial | None | Contingent (N-1)
Eastern Hills | STRATHALBYN EAST TEE - STRATHALBYN SD1601B | 10% POE (N-1) Forecast | MVA | 2025 | 0 | 66kV | Radial | None | Contingent (N-1)
Eastern Hills | STRATHALBYN - BELVIDERE SD1602 | 10% POE (N-1) Forecast | MVA | 2025 | 0 | 66kV | Radial | None | Contingent (N-1)
Eastern Hills | BELVIDERE - MILANG SD1603 | 10% POE (N-1) Forecast | MVA | 2025 | 0 | 66kV | Radial | None | Contingent (N-1)
Eastern Hills | BELVIDERE - LANGHORNE CREEK SD1604 | 10% POE (N-1) Forecast | MVA | 2025 | 0 | 66kV | Radial | None | Contingent (N-1)
Eyre Peninsula | YADNARIE - CLEVE SD1609 | 10% POE (N-1) Forecast | MVA | 2025 | 0 | 66kV | Radial | None | Contingent (N-1)
Eyre Peninsula | YADNARIE - RUDALL SD1610 | 10% POE (N-1) Forecast | MVA | 2025 | 0 | 66kV | Radial | None | Contingent (N-1)
Eyre Peninsula | RUDALL - DARKE PEAK SD1611 | 10% POE (N-1) Forecast | MVA | 2025 | 0 | 66kV | Radial | None | Contingent (N-1)
Eyre Peninsula | DARKE PEAK - CARALUE SD1612 | 10% POE (N-1) Forecast | MVA | 2025 | 0 | 66kV | Radial | None | Contingent (N-1)
Eyre Peninsula | RUDALL - LOCK SD1613 | 10% POE (N-1) Forecast | MVA | 2025 | 0 | 66kV | Radial | None | Contingent (N-1)
Eyre Peninsula | LOCK - POLDA SD1614 | 10% POE (N-1) Forecast | MVA | 2025 | 0 | 66kV | Radial | None | Contingent (N-1)
Eyre Peninsula | WUDINNA - POLDA SD1615 | 10% POE (N-1) Forecast | MVA | 2025 | 0 | 66kV | Radial | None | Contingent (N-1)
Eyre Peninsula | WUDINNA - MOORKITABIE SD1605 | 10% POE (N-1) Forecast | MVA | 2025 | 0 | 66kV | Radial | None | Contingent (N-1)
Eyre Peninsula | MOORKITABIE - TARLTON SD1606 | 10% POE (N-1) Forecast | MVA | 2025 | 0 | 66kV | Radial | None | Contingent (N-1)
Eyre Peninsula | TARLTON - STREAKY BAY SD1607 | 10% POE (N-1) Forecast | MVA | 2025 | 0 | 66kV | Radial | None | Contingent (N-1)
Eyre Peninsula | TARLTON - CEDUNA SD1608 | 10% POE (N-1) Forecast | MVA | 2025 | 0 | 66kV | Radial | None | Contingent (N-1)
Riverland | NORTH WEST BEND - MORGAN TEE SD1616 | 10% POE (N-1) Forecast | MVA | 2025 | 0 | 66kV | Radial | None | Contingent (N-1)
Riverland | MORGAN TEE - CORDOLA SD1617 | 10% POE (N-1) Forecast | MVA | 2025 | 0 | 66kV | Radial | None | Contingent (N-1)
Riverland | CORDOLA - ROONKA SD1618 | 10% POE (N-1) Forecast | MVA | 2025 | 0 | 66kV | Radial | None | Contingent (N-1)
Riverland | ROONKA - PORTEE SD1619 | 10% POE (N-1) Forecast | MVA | 2025 | 0 | 66kV | Radial | None | Contingent (N-1)
Riverland | PORTEE - SWAN REACH SD1620 | 10% POE (N-1) Forecast | MVA | 2025 | 0 | 66kV | Radial | None | Contingent (N-1)
Riverland | NORTH WEST BEND - CADELL SD1622 | 10% POE (N-1) Forecast | MVA | 2025 | 0 | 66kV | Radial | None | Contingent (N-1)
Riverland | CADELL - QUALCO SD1623 | 10% POE (N-1) Forecast | MVA | 2025 | 0 | 66kV | Radial | None | Contingent (N-1)
Riverland | QUALCO - RAMCO SD1624 | 10% POE (N-1) Forecast | MVA | 2025 | 0 | 66kV | Radial | None | Contingent (N-1)
Riverland | RAMCO - WAIKERIE SD1625 | 10% POE (N-1) Forecast | MVA | 2025 | 0 | 66kV | Radial | None | Contingent (N-1)
Riverland | BERRI - GLOSSOP SD1626 | 10% POE (N-1) Forecast | MVA | 2025 | 0 | 66kV | Radial | None | Contingent (N-1)
Riverland | GLOSSOP - LOVEDAY SD1627 | 10% POE (N-1) Forecast | MVA | 2025 | 0 | 66kV | Radial | None | Contingent (N-1)
Riverland | LOVEDAY - WOOLPUNDA SD1628 | 10% POE (N-1) Forecast | MVA | 2025 | 0 | 66kV | Radial | None | Contingent (N-1)
Riverland | WOOLPUNDA - WAIKERIE SD1629 | 10% POE (N-1) Forecast | MVA | 2025 | 0 | 66kV | Radial | None | Contingent (N-1)
Riverland | BERRI - LOXTON SD1630 | 10% POE (N-1) Forecast | MVA | 2025 | 0 | 66kV | Radial | None | Contingent (N-1)
Riverland | LOXTON - PYAP SD1631 | 10% POE (N-1) Forecast | MVA | 2025 | 0 | 66kV | Radial | None | Contingent (N-1)
Riverland | BERRI - RENMARK SD1632 | 10% POE (N-1) Forecast | MVA | 2025 | 0 | 66kV | Radial | None | Contingent (N-1)
Riverland | RENMARK - PARINGA SD1633 | 10% POE (N-1) Forecast | MVA | 2025 | 0 | 66kV | Radial | None | Contingent (N-1)
Riverland | BERRI - LYRUP SD1634 | 10% POE (N-1) Forecast | MVA | 2025 | 0 | 66kV | Radial | None | Contingent (N-1)
Metro South | WILLUNGA - MYPONGA SD1568 | 10% POE (N-1) Forecast | MVA | 2025 | 0 | 66kV | Radial | None | Contingent (N-1)
Metro South | MYPONGA - YANKALILLA SD1569 | 10% POE (N-1) Forecast | MVA | 2025 | 0 | 66kV | Radial | None | Contingent (N-1)
Metro South | YANKALILLA - CAPE JERVIS SD1689 | 10% POE (N-1) Forecast | MVA | 2025 | 0 | 66kV | Radial | None | Contingent (N-1)
Metro South | WILLUNGA - SQUARE WATER HOLE SD1570 | 10% POE (N-1) Forecast | MVA | 2025 | 0 | 66kV | Radial | None | Contingent (N-1)
Metro South | SQUARE WATER HOLE - VICTOR HARBOR SD1595 | 10% POE (N-1) Forecast | MVA | 2025 | 0 | 66kV | Radial | None | Contingent (N-1)
Metro South | SQUARE WATER HOLE - GOOLWA SD1571 | 10% POE (N-1) Forecast | MVA | 2025 | 0 | 66kV | Radial | None | Contingent (N-1)
Eastern Hills | BALHANNAH - WOODSIDE SD41100 | 10% POE (N-1) Forecast | MVA | 2025 | 0 | 33kV | Radial | None | Contingent (N-1)
Eastern Hills | BALHANNAH - VERDUN TEE SD41200 | 10% POE (N-1) Forecast | MVA | 2025 | 0 | 33kV | Radial | None | Contingent (N-1)
Eastern Hills | VERDUN TEE - ALDGATE TEE SD41200 | 10% POE (N-1) Forecast | MVA | 2025 | 0 | 33kV | Radial | None | Contingent (N-1)
Eastern Hills | VERDUN TEE - MYLOR SD41200 | 10% POE (N-1) Forecast | MVA | 2025 | 0 | 33kV | Radial | None | Contingent (N-1)
Eastern Hills | BALHANNAH - NAIRNE TEE SD41300 | 10% POE (N-1) Forecast | MVA | 2025 | 0 | 33kV | Radial | None | Contingent (N-1)
Eastern Hills | NAIRNE TEE - NAIRNE SD41300 | 10% POE (N-1) Forecast | MVA | 2025 | 0 | 33kV | Radial | None | Contingent (N-1)
Eastern Hills | NAIRNE TEE - BRUKUNGA SD41300 | 10% POE (N-1) Forecast | MVA | 2025 | 0 | 33kV | Radial | None | Contingent (N-1)
Eastern Hills | URAIDLA - PICCADILLY TEE SD42100 | 10% POE (N-1) Forecast | MVA | 2025 | 0 | 33kV | Radial | None | Contingent (N-1)
Eastern Hills | PICCADILLY TEE - PICCADILLY EOL SD42100 | 10% POE (N-1) Forecast | MVA | 2025 | 0 | 33kV | Radial | None | Contingent (N-1)
Eastern Hills | PICCADILLY TEE - ALDGATE TEE SD42100 | 10% POE (N-1) Forecast | MVA | 2025 | 0 | 33kV | Radial | None | Contingent (N-1)
Eastern Hills | ALDGATE TEE - ALDGATE SD42100 | 10% POE (N-1) Forecast | MVA | 2025 | 0 | 33kV | Radial | None | Contingent (N-1)
Eastern Hills | ANGAS CREEK - BIRDWOOD TEE SD38100 | 10% POE (N-1) Forecast | MVA | 2025 | 0 | 33kV | Radial | None | Contingent (N-1)
Eastern Hills | BIRDWOOD TEE - GUMERACHA RURAL SD38100 | 10% POE (N-1) Forecast | MVA | 2025 | 0 | 33kV | Radial | None | Contingent (N-1)
Eastern Hills | BIRDWOOD TEE - BIRDWOOD SD38100 | 10% POE (N-1) Forecast | MVA | 2025 | 0 | 33kV | Radial | None | Contingent (N-1)
Eastern Hills | BIRDWOOD - MOUNT PLEASANT TEE SD38100 | 10% POE (N-1) Forecast | MVA | 2025 | 0 | 33kV | Radial | None | Contingent (N-1)
Eastern Hills | MOUNT PLEASANT TEE - PALMER RURAL SD38100 | 10% POE (N-1) Forecast | MVA | 2025 | 0 | 33kV | Radial | None | Contingent (N-1)
Eastern Hills | MOUNT PLEASANT TEE - MOUNT PLEASANT SD38100 | 10% POE (N-1) Forecast | MVA | 2025 | 0 | 33kV | Radial | None | Contingent (N-1)
Eastern Hills | ANGAS CREEK - ANGAS CREEK TEE SD38200 | 10% POE (N-1) Forecast | MVA | 2025 | 0 | 33kV | Radial | None | Contingent (N-1)
Eastern Hills | ANGAS CREEK TEE - LOBETHAL SD38200 | 10% POE (N-1) Forecast | MVA | 2025 | 0 | 33kV | Radial | None | Contingent (N-1)
Eastern Hills | LOBETHAL - WOODSIDE SD38200 | 10% POE (N-1) Forecast | MVA | 2025 | 0 | 33kV | Radial | None | Contingent (N-1)
Eastern Hills | ANGAS CREEK TEE - GUMERACHA WEIR SD38200 | 10% POE (N-1) Forecast | MVA | 2025 | 0 | 33kV | Radial | None | Contingent (N-1)
Eastern Hills | GUMERACHA WEIR - HOUGHTON SD38200 | 10% POE (N-1) Forecast | MVA | 2025 | 0 | 33kV | Radial | None | Contingent (N-1)
Eastern Hills | GUMERACHA WEIR - KERSBROOK SD38200 | 10% POE (N-1) Forecast | MVA | 2025 | 0 | 33kV | Radial | None | Contingent (N-1)
Eastern Hills | KERSBROOK - WILLIAMSTOWN SOUTH TEE SD38200 | 10% POE (N-1) Forecast | MVA | 2025 | 0 | 33kV | Radial | None | Contingent (N-1)
Eastern Hills | GUMERACHA WEIR - GUMERACHA RURAL SD38200 | 10% POE (N-1) Forecast | MVA | 2025 | 0 | 33kV | Radial | None | Contingent (N-1)
Eyre Peninsula | WHYALLA CENTRAL - WHYALLA CITY 1 SD56101 | 10% POE (N-1) Forecast | MVA | 2025 | 0 | 33kV | Radial | None | Contingent (N-1)
Eyre Peninsula | WHYALLA CENTRAL - WHYALLA CITY 2 SD56102 | 10% POE (N-1) Forecast | MVA | 2025 | 0 | 33kV | Radial | None | Contingent (N-1)
Eyre Peninsula | WHYALLA CENTRAL - WHYALLA STUART SD56201 | 10% POE (N-1) Forecast | MVA | 2025 | 0 | 33kV | Radial | None | Contingent (N-1)
Eyre Peninsula | WHYALLA CENTRAL - WHYALLA NORTH TEE SD56301 | 10% POE (N-1) Forecast | MVA | 2025 | 0 | 33kV | Radial | None | Contingent (N-1)
Eyre Peninsula | WHYALLA NORTH TEE - WHYALLA TERMINAL SD56301 | 10% POE (N-1) Forecast | MVA | 2025 | 0 | 33kV | Radial | None | Contingent (N-1)
Eyre Peninsula | WHYALLA NORTH TEE - WHYALLA SOLAR SD56301 | 10% POE (N-1) Forecast | MVA | 2025 | 0 | 33kV | Radial | None | Contingent (N-1)
Eyre Peninsula | WHYALLA SOLAR - WHYALLA NORTH SD56301 | 10% POE (N-1) Forecast | MVA | 2025 | 0 | 33kV | Radial | None | Contingent (N-1)
Eyre Peninsula | PORT LINCOLN TERMINAL - PORT LINCOLN CITY TEE PL32 | 10% POE (N-1) Forecast | MVA | 2025 | 0 | 33kV | Radial | None | Contingent (N-1)
Eyre Peninsula | PORT LINCOLN CITY TEE - PORT LINCOLN CITY PL32 | 10% POE (N-1) Forecast | MVA | 2025 | 0 | 33kV | Radial | None | Contingent (N-1)
Eyre Peninsula | PORT LINCOLN CITY TEE - PORT LINCOLN MARINA TEE PL32 | 10% POE (N-1) Forecast | MVA | 2025 | 0 | 33kV | Radial | None | Contingent (N-1)
Eyre Peninsula | PORT LINCOLN MARINA TEE - PORT LINCOLN DOCKS PL32 | 10% POE (N-1) Forecast | MVA | 2025 | 0 | 33kV | Radial | None | Contingent (N-1)
Eyre Peninsula | PORT LINCOLN MARINA TEE - PORT LINCOLN MARINA PL32 | 10% POE (N-1) Forecast | MVA | 2025 | 0 | 33kV | Radial | None | Contingent (N-1)
Eyre Peninsula | PORT LINCOLN TERMINAL - PORT LINCOLN CITY SD61101 | 10% POE (N-1) Forecast | MVA | 2025 | 0 | 33kV | Radial | None | Contingent (N-1)
Eyre Peninsula | PORT LINCOLN TERMINAL - POONINDIE TEE PL34 | 10% POE (N-1) Forecast | MVA | 2025 | 0 | 33kV | Radial | None | Contingent (N-1)
Eyre Peninsula | POONINDIE TEE - POONINDIE PL34 | 10% POE (N-1) Forecast | MVA | 2025 | 0 | 33kV | Radial | None | Contingent (N-1)
Eyre Peninsula | POONINDIE - POINT BOSTON PL34 | 10% POE (N-1) Forecast | MVA | 2025 | 0 | 33kV | Radial | None | Contingent (N-1)
Eyre Peninsula | POONINDIE TEE - TOD RIVER PL34 | 10% POE (N-1) Forecast | MVA | 2025 | 0 | 33kV | Radial | None | Contingent (N-1)
Eyre Peninsula | TOD RIVER - CUMMINS CM36 | 10% POE (N-1) Forecast | MVA | 2025 | 0 | 33kV | Radial | None | Contingent (N-1)
Eyre Peninsula | TOD RIVER - TUMBY BAY CM35 | 10% POE (N-1) Forecast | MVA | 2025 | 0 | 33kV | Radial | None | Contingent (N-1)
Eyre Peninsula | PORT LINCOLN TERMINAL - ULEY SOUTH TEE PL33 | 10% POE (N-1) Forecast | MVA | 2025 | 0 | 33kV | Radial | None | Contingent (N-1)
Eyre Peninsula | ULEY SOUTH TEE - ULEY SOUTH PL33 | 10% POE (N-1) Forecast | MVA | 2025 | 0 | 33kV | Radial | None | Contingent (N-1)
Eyre Peninsula | ULEY SOUTH TEE - ULEY PL33 | 10% POE (N-1) Forecast | MVA | 2025 | 0 | 33kV | Radial | None | Contingent (N-1)
Eyre Peninsula | ULEY - COFFIN BAY PL33 | 10% POE (N-1) Forecast | MVA | 2025 | 0 | 33kV | Radial | None | Contingent (N-1)
Eyre Peninsula | CLEVE - COWELL SD53100 | 10% POE (N-1) Forecast | MVA | 2025 | 0 | 33kV | Radial | None | Contingent (N-1)
Eyre Peninsula | CLEVE - BOOTHBY SD55100 | 10% POE (N-1) Forecast | MVA | 2025 | 0 | 33kV | Radial | None | Contingent (N-1)
Eyre Peninsula | BOOTHBY - PUMPING STATION ROAD SD55100 | 10% POE (N-1) Forecast | MVA | 2025 | 0 | 33kV | Radial | None | Contingent (N-1)
Eyre Peninsula | PUMPING STATION ROAD - ARNO BAY SD55100 | 10% POE (N-1) Forecast | MVA | 2025 | 0 | 33kV | Radial | None | Contingent (N-1)
Mid North | BRINKWORTH - YACKA TEE SD33100 | 10% POE (N-1) Forecast | MVA | 2025 | 0 | 33kV | Radial | None | Contingent (N-1)
Mid North | YACKA TEE - YACKA RURAL SD33100 | 10% POE (N-1) Forecast | MVA | 2025 | 0 | 33kV | Radial | None | Contingent (N-1)
Mid North | YACKA TEE - SPALDING TEE SD33100 | 10% POE (N-1) Forecast | MVA | 2025 | 0 | 33kV | Radial | None | Contingent (N-1)
Mid North | SPALDING TEE - GEORGETOWN SD33100 | 10% POE (N-1) Forecast | MVA | 2025 | 0 | 33kV | Radial | None | Contingent (N-1)
Mid North | GEORGETOWN - GLADSTONE SD33100 | 10% POE (N-1) Forecast | MVA | 2025 | 0 | 33kV | Radial | None | Contingent (N-1)
Mid North | SPALDING TEE - SPALDING SD33100 | 10% POE (N-1) Forecast | MVA | 2025 | 0 | 33kV | Radial | None | Contingent (N-1)
Mid North | BRINKWORTH - MERRITON SD33300 | 10% POE (N-1) Forecast | MVA | 2025 | 0 | 33kV | Radial | None | Contingent (N-1)
Mid North | BRINKWORTH - BRINKWORTH TEE SD33200 | 10% POE (N-1) Forecast | MVA | 2025 | 0 | 33kV | Radial | None | Contingent (N-1)
Mid North | BRINKWORTH TEE - YACKA RURAL SD33200 | 10% POE (N-1) Forecast | MVA | 2025 | 0 | 33kV | Radial | None | Contingent (N-1)
Mid North | BRINKWORTH TEE - BLYTH TOWNSHIP SD33200 | 10% POE (N-1) Forecast | MVA | 2025 | 0 | 33kV | Radial | None | Contingent (N-1)
Mid North | BLYTH TOWNSHIP - CLARE NORTH TEE SD33200 | 10% POE (N-1) Forecast | MVA | 2025 | 0 | 33kV | Radial | None | Contingent (N-1)
Mid North | BLYTH TOWNSHIP - BALAKLAVA TOWNSHIP SD33200 | 10% POE (N-1) Forecast | MVA | 2025 | 0 | 33kV | Radial | None | Contingent (N-1)
Mid North | WATERLOO DISTRIBUTION - RIVERTON TEE SD36400 | 10% POE (N-1) Forecast | MVA | 2025 | 0 | 33kV | Radial | N | Contingent (N-1)
Mid North | RIVERTON TEE - AUBURN TEE SD36400 | 10% POE (N-1) Forecast | MVA | 2025 | 0 | 33kV | Radial | None | Contingent (N-1)
Mid North | AUBURN TEE - AUBURN SD36400 | 10% POE (N-1) Forecast | MVA | 2025 | 0 | 33kV | Radial | None | Contingent (N-1)
Mid North | RIVERTON TEE - RIVERTON SD36400 | 10% POE (N-1) Forecast | MVA | 2025 | 0 | 33kV | Radial | None | Contingent (N-1)
Mid North | WATERLOO DISTRIBUTION - WATERLOO RURAL SD36201 | 10% POE (N-1) Forecast | MVA | 2025 | 0 | 33kV | Radial | None | Contingent (N-1)
Mid North | WATERLOO RURAL - ROBERTSTOWN SD36201 | 10% POE (N-1) Forecast | MVA | 2025 | 0 | 33kV | Radial | None | Contingent (N-1)
Mid North | WATERLOO DISTRIBUTION - PORTERS LAGOON SD36101 | 10% POE (N-1) Forecast | MVA | 2025 | 0 | 33kV | Radial | None | Contingent (N-1)
Mid North | PORTERS LAGOON - HANSON SD36101 | 10% POE (N-1) Forecast | MVA | 2025 | 0 | 33kV | Radial | None | Contingent (N-1)
Mid North | WATERLOO DISTRIBUTION - WATERLOO TOWN SD36300 | 10% POE (N-1) Forecast | MVA | 2025 | 0 | 33kV | Radial | None | Contingent (N-1)
Mid North | WATERLOO TOWN - EUDUNDA TEE SD36300 | 10% POE (N-1) Forecast | MVA | 2025 | 0 | 33kV | Radial | None | Contingent (N-1)
Mid North | EUDUNDA TEE - EUDUNDA SD36300 | 10% POE (N-1) Forecast | MVA | 2025 | 0 | 33kV | Radial | None | Contingent (N-1)
Mid North | EUDUNDA TEE - KAPUNDA RURAL SD36300 | 10% POE (N-1) Forecast | MVA | 2025 | 0 | 33kV | Radial | None | Contingent (N-1)
Mid North | TEMPLERS - WASLEYS SD37402 | 10% POE (N-1) Forecast | MVA | 2025 | 0 | 33kV | Radial | None | Contingent (N-1)
Mid North | WASLEYS - MALLALA SD37402 | 10% POE (N-1) Forecast | MVA | 2025 | 0 | 33kV | Radial | None | Contingent (N-1)
Mid North | TEMPLERS - HAMLEY BRIDGE SD37101 | 10% POE (N-1) Forecast | MVA | 2025 | 0 | 33kV | Radial | None | Contingent (N-1)
Mid North | HAMLEY BRIDGE - BALAKLAVA RURAL SD37102 | 10% POE (N-1) Forecast | MVA | 2025 | 0 | 33kV | Radial | None | Contingent (N-1)
Mid North | TEMPLERS - FREELING NORTH TEE SD37200 | 10% POE (N-1) Forecast | MVA | 2025 | 0 | 33kV | Radial | None | Contingent (N-1)
Mid North | FREELING NORTH TEE - KAPUNDA RURAL SD37200 | 10% POE (N-1) Forecast | MVA | 2025 | 0 | 33kV | Radial | N | Contingent (N-1)
Mid North | TEMPLERS - DAVEYSTON TOWNSHIP SD37301 | 10% POE (N-1) Forecast | MVA | 2025 | 0 | 33kV | Radial | None | Contingent (N-1)
Mid North | TEMPLERS - GAWLER BELT TEE SD37501 | 10% POE (N-1) Forecast | MVA | 2025 | 0 | 33kV | Radial | None | Contingent (N-1)
Mid North | GAWLER BELT TEE - EVANSTON SD60101 | 10% POE (N-1) Forecast | MVA | 2025 | 0 | 33kV | Radial | None | Contingent (N-1)
Mid North | DORRIEN - NURIOOTPA TEE SD52100 | 10% POE (N-1) Forecast | MVA | 2025 | 0 | 33kV | Radial | N | Contingent (N-1)
Mid North | NURIOOTPA TEE - NURIOOTPA SD52100 | 10% POE (N-1) Forecast | MVA | 2025 | 0 | 33kV | Radial | None | Contingent (N-1)
Mid North | NURIOOTPA TEE - STOCKWELL SD52100 | 10% POE (N-1) Forecast | MVA | 2025 | 0 | 33kV | Radial | None | Contingent (N-1)
Mid North | DORRIEN - ANGASTON NO 1 SD52201 | 10% POE (N-1) Forecast | MVA | 2025 | 0 | 33kV | Meshed | None | Contingent (N-1)
Mid North | DORRIEN - ANGASTON NO 2 SD52202 | 10% POE (N-1) Forecast | MVA | 2025 | 0 | 33kV | Meshed | None | Contingent (N-1)
Mid North | DORRIEN - BAROSSA SOUTH SD52300 | 10% POE (N-1) Forecast | MVA | 2025 | 0 | 33kV | Radial | None | Contingent (N-1)
Mid North | BAROSSA SOUTH TEE - LYNDOCH TEE SD52300 | 10% POE (N-1) Forecast | MVA | 2025 | 0 | 33kV | Radial | None | Contingent (N-1)
Mid North | LYNDOCH TEE - LYNDOCH SD52300 | 10% POE (N-1) Forecast | MVA | 2025 | 0 | 33kV | Radial | None | Contingent (N-1)
Mid North | LYNDOCH TEE - SANDY CREEK TEE SD52300 | 10% POE (N-1) Forecast | MVA | 2025 | 0 | 33kV | Radial | None | Contingent (N-1)
Mid North | SANDY CREEK TEE - SANDY CREEK SD52300 | 10% POE (N-1) Forecast | MVA | 2025 | 0 | 33kV | Radial | None | Contingent (N-1)
Mid North | SANDY CREEK TEE - EVANSTON TEE SD52300 | 10% POE (N-1) Forecast | MVA | 2025 | 0 | 33kV | Radial | None | Contingent (N-1)
Mid North | LYNDOCH - WILLIAMSTOWN SD52300 | 10% POE (N-1) Forecast | MVA | 2025 | 0 | 33kV | Radial | None | Contingent (N-1)
Mid North | WILLIAMSTOWN - WILLIAMSTOWN SOUTH TEE SD52300 | 10% POE (N-1) Forecast | MVA | 2025 | 0 | 33kV | Radial | None | Contingent (N-1)
Mid North | WILLIAMSTOWN SOUTH TEE - WILLIAMSTOWN SOUTH SD52300 | 10% POE (N-1) Forecast | MVA | 2025 | 0 | 33kV | Radial | None | Contingent (N-1)
Mid North | WILLIAMSTOWN SOUTH TEE - ANGAS CREEK TIE SD52300 | 10% POE (N-1) Forecast | MVA | 2025 | 0 | 33kV | Radial | None | Contingent (N-1)
Mid North | CLARE NORTH - CLARE NO 1 SD57101 | 10% POE (N-1) Forecast | MVA | 2025 | 0 | 33kV | Meshed | None | Contingent (N-1)
Mid North | CLARE NORTH - CLARE NORTH TEE SD57102 | 10% POE (N-1) Forecast | MVA | 2025 | 0 | 33kV | Meshed | None | Contingent (N-1)
Mid North | CLARE NORTH TEE - CLARE NO 2 SD57102 | 10% POE (N-1) Forecast | MVA | 2025 | 0 | 33kV | Meshed | None | Contingent (N-1)
Mid North | CLARE - FARRELL FLAT SD57100 | 10% POE (N-1) Forecast | MVA | 2025 | 0 | 33kV | Radial | None | Contingent (N-1)
Mid North | FARRELL FLAT - WATERLOO TIE SD57100 | 10% POE (N-1) Forecast | MVA | 2025 | 0 | 33kV | Radial | None | Contingent (N-1)
Mid North | FARRELL FLAT - BURRA SD57100 | 10% POE (N-1) Forecast | MVA | 2025 | 0 | 33kV | Radial | None | Contingent (N-1)
Murraylands | MANNUM - PALMER TEE SD39200 | 10% POE (N-1) Forecast | MVA | 2025 | 0 | 33kV | Radial | None | Contingent (N-1)
Murraylands | PALMER TEE - MANNUM ROAD RANDELL ROAD INT SD39200 | 10% POE (N-1) Forecast | MVA | 2025 | 0 | 33kV | Radial | None | Contingent (N-1)
Murraylands | PALMER TEE - CAMBRAI TEE SD39200 | 10% POE (N-1) Forecast | MVA | 2025 | 0 | 33kV | Radial | None | Contingent (N-1)
Murraylands | CAMBRAI TEE - CAMBRAI SD39200 | 10% POE (N-1) Forecast | MVA | 2025 | 0 | 33kV | Radial | None | Contingent (N-1)
Murraylands | CAMBRAI TEE - PALMER RURAL SD39200 | 10% POE (N-1) Forecast | MVA | 2025 | 0 | 33kV | Radial | None | Contingent (N-1)
Murraylands | MANNUM - TEAL FLAT TEE SD39100 | 10% POE (N-1) Forecast | MVA | 2025 | 0 | 33kV | Radial | None | Contingent (N-1)
Murraylands | TEAL FLAT TEE - TEAL FLAT SD39100 | 10% POE (N-1) Forecast | MVA | 2025 | 0 | 33kV | Radial | None | Contingent (N-1)
Murraylands | TEAL FLAT TEE - SWAN REACH SD39100 | 10% POE (N-1) Forecast | MVA | 2025 | 0 | 33kV | Radial | None | Contingent (N-1)
Murraylands | MANNUM - CALOOTE TEE SD39300 | 10% POE (N-1) Forecast | MVA | 2025 | 0 | 33kV | Radial | None | Contingent (N-1)
Murraylands | CALOOTE TEE - CALOOTE SD39300 | 10% POE (N-1) Forecast | MVA | 2025 | 0 | 33kV | Radial | None | Contingent (N-1)
Murraylands | CALOOTE TEE - MOBILONG TIE SD39300 | 10% POE (N-1) Forecast | MVA | 2025 | 0 | 33kV | Radial | None | Contingent (N-1)
Murraylands | MANNUM - MANNUM RURAL SD39300 | 10% POE (N-1) Forecast | MVA | 2025 | 0 | 33kV | Radial | None | Contingent (N-1)
Murraylands | MANNUM RURAL - MANNUM TOWN TEE SD39300 | 10% POE (N-1) Forecast | MVA | 2025 | 0 | 33kV | Radial | None | Contingent (N-1)
Murraylands | MANNUM TOWN TEE - MANNUM ROAD RANDELL ROAD INT SD39300 | 10% POE (N-1) Forecast | MVA | 2025 | 0 | 33kV | Radial | None | Contingent (N-1)
Murraylands | MANNUM TOWN TEE - PELLARING FLAT TEE SD39300 | 10% POE (N-1) Forecast | MVA | 2025 | 0 | 33kV | Radial | None | Contingent (N-1)
Murraylands | PELLARING FLAT TEE - MANNUM TOWN SD39300 | 10% POE (N-1) Forecast | MVA | 2025 | 0 | 33kV | Radial | None | Contingent (N-1)
Murraylands | MOBILONG DISTRIBUTION - MOBILONG SD43100 | 10% POE (N-1) Forecast | MVA | 2025 | 0 | 33kV | Radial | None | Contingent (N-1)
Murraylands | MOBILONG - MOBILONG TEE SD43100 | 10% POE (N-1) Forecast | MVA | 2025 | 0 | 33kV | Radial | None | Contingent (N-1)
Murraylands | MOBILONG TEE - MYPOLONGA TIE SD43100 | 10% POE (N-1) Forecast | MVA | 2025 | 0 | 33kV | Radial | None | Contingent (N-1)
Murraylands | MOBILONG TEE - MURRAY BRIDGE NORTH TEE SD43100 | 10% POE (N-1) Forecast | MVA | 2025 | 0 | 33kV | Radial | None | Contingent (N-1)
Murraylands | MURRAY BRIDGE NORTH TEE - MURRAY BRIDGE NORTH SD43100 | 10% POE (N-1) Forecast | MVA | 2025 | 0 | 33kV | Radial | None | Contingent (N-1)
Murraylands | MURRAY BRIDGE NORTH TEE - MURRAY BRIDGE SOUTH TEE SD43100 | 10% POE (N-1) Forecast | MVA | 2025 | 0 | 33kV | Radial | None | Contingent (N-1)
Murraylands | MURRAY BRIDGE SOUTH TEE - MURRAY BRIDGE SOUTH SD43100 | 10% POE (N-1) Forecast | MVA | 2025 | 0 | 33kV | Radial | None | Contingent (N-1)
Murraylands | MURRAY BRIDGE SOUTH TEE - MURRAY BRIDGE TOWNSHIP SD43100 | 10% POE (N-1) Forecast | MVA | 2025 | 0 | 33kV | Radial | None | Contingent (N-1)
Murraylands | MOBILONG DISTRIBUTION - MOBILONG SD43200 | 10% POE (N-1) Forecast | MVA | 2025 | 0 | 33kV | Radial | None | Contingent (N-1)
Murraylands | MOBILONG - MONARTO TEE SD43200 | 10% POE (N-1) Forecast | MVA | 2025 | 0 | 33kV | Radial | None | Contingent (N-1)
Murraylands | MONARTO TEE - MURRAY BRIDGE NORTH SD43200 | 10% POE (N-1) Forecast | MVA | 2025 | 0 | 33kV | Radial | None | Contingent (N-1)
Murraylands | MONARTO TEE - MONARTO SOUTH TEE SD43200 | 10% POE (N-1) Forecast | MVA | 2025 | 0 | 33kV | Radial | None | Contingent (N-1)
Murraylands | MONARTO SOUTH TEE - MONARTO SOUTH SD43200 | 10% POE (N-1) Forecast | MVA | 2025 | 0 | 33kV | Radial | None | Contingent (N-1)
Murraylands | MONARTO SOUTH TEE - MONARTO CENTRAL SD43200 | 10% POE (N-1) Forecast | MVA | 2025 | 0 | 33kV | Radial | None | Contingent (N-1)
Murraylands | MOBILONG DISTRIBUTION - MOBILONG SD43300 | 10% POE (N-1) Forecast | MVA | 2025 | 0 | 33kV | Radial | None | Contingent (N-1)
Murraylands | MOBILONG - PALLAMANA TEE SD43300 | 10% POE (N-1) Forecast | MVA | 2025 | 0 | 33kV | Radial | None | Contingent (N-1)
Murraylands | PALLAMANA TEE - MYPOLONGA TEE SD43300 | 10% POE (N-1) Forecast | MVA | 2025 | 0 | 33kV | Radial | None | Contingent (N-1)
Murraylands | MYPOLONGA TEE - MYPOLONGA SD43300 | 10% POE (N-1) Forecast | MVA | 2025 | 0 | 33kV | Radial | None | Contingent (N-1)
Murraylands | MYPOLONGA - MYPOLONGA EOL SD43300 | 10% POE (N-1) Forecast | MVA | 2025 | 0 | 33kV | Radial | None | Contingent (N-1)
Murraylands | MYPOLONGA TEE - CALOOTE TEE SD43300 | 10% POE (N-1) Forecast | MVA | 2025 | 0 | 33kV | Radial | None | Contingent (N-1)
Murraylands | TAILEM BEND - PUMP STATION TEE SD40101 | 10% POE (N-1) Forecast | MVA | 2025 | 0 | 33kV | Radial | None | Contingent (N-1)
Murraylands | PUMP STATION TEE - TAILEM BEND RURAL SD40101 | 10% POE (N-1) Forecast | MVA | 2025 | 0 | 33kV | Radial | None | Contingent (N-1)
Murraylands | TAILEM BEND RURAL - TAILEM BEND EOL SD40101 | 10% POE (N-1) Forecast | MVA | 2025 | 0 | 33kV | Radial | None | Contingent (N-1)
Murraylands | PUMP STATION TEE - TAILEM BEND TOWN TEE SD40101 | 10% POE (N-1) Forecast | MVA | 2025 | 0 | 33kV | Radial | None | Contingent (N-1)
Murraylands | TAILEM BEND TOWN TEE - TAILEM BEND TOWN SD40101 | 10% POE (N-1) Forecast | MVA | 2025 | 0 | 33kV | Radial | None | Contingent (N-1)
Murraylands | TAILEM BEND TOWN TEE - JERVOIS SD40101 | 10% POE (N-1) Forecast | MVA | 2025 | 0 | 33kV | Radial | None | Contingent (N-1)
Murraylands | JERVOIS - JERVOIS FLAT 1 TEE SD40102 | 10% POE (N-1) Forecast | MVA | 2025 | 0 | 33kV | Radial | None | Contingent (N-1)
Murraylands | JERVOIS FLAT 1 TEE - JERVOIS FLAT 2 TEE SD40102 | 10% POE (N-1) Forecast | MVA | 2025 | 0 | 33kV | Radial | None | Contingent (N-1)
Murraylands | JERVOIS FLAT 2 TEE - WOODS POINT SD40102 | 10% POE (N-1) Forecast | MVA | 2025 | 0 | 33kV | Radial | None | Contingent (N-1)
Murraylands | WOODS POINT - WHITE SANDS TEE SD40103 | 10% POE (N-1) Forecast | MVA | 2025 | 0 | 33kV | Radial | None | Contingent (N-1)
Murraylands | WHITE SANDS TEE - WHITE SANDS SD40103 | 10% POE (N-1) Forecast | MVA | 2025 | 0 | 33kV | Radial | None | Contingent (N-1)
Murraylands | WHITE SANDS TEE - MURRAY BRIDGE TOWNSHIP SD40103 | 10% POE (N-1) Forecast | MVA | 2025 | 0 | 33kV | Radial | None | Contingent (N-1)
Murraylands | TAILEM BEND - SUBSTATION ROAD TEE SD40200 | 10% POE (N-1) Forecast | MVA | 2025 | 0 | 33kV | Radial | None | Contingent (N-1)
Murraylands | SUBSTATION ROAD TEE - SUBSTATION ROAD SD40200 | 10% POE (N-1) Forecast | MVA | 2025 | 0 | 33kV | Radial | None | Contingent (N-1)
Murraylands | SUBSTATION ROAD TEE - MALLEE HWY SD40200 | 10% POE (N-1) Forecast | MVA | 2025 | 0 | 33kV | Radial | None | Contingent (N-1)
Murraylands | MALLEE HWY - MOORLANDS SWER SD40200 | 10% POE (N-1) Forecast | MVA | 2025 | 0 | 33kV | Radial | None | Contingent (N-1)
Murraylands | MALLEE HWY - ELWOMPLE SD40200 | 10% POE (N-1) Forecast | MVA | 2025 | 0 | 33kV | Radial | None | Contingent (N-1)
Murraylands | MOORLANDS SWER - COOMANDOOK SD40200 | 10% POE (N-1) Forecast | MVA | 2025 | 0 | 33kV | Radial | None | Contingent (N-1)
Murraylands | COOMANDOOK - COONALPYN SD40200 | 10% POE (N-1) Forecast | MVA | 2025 | 0 | 33kV | Radial | None | Contingent (N-1)
Murraylands | COONALPYN - BINNIES TEE SD40300 | 10% POE (N-1) Forecast | MVA | 2025 | 0 | 33kV | Radial | N | Contingent (N-1)
Murraylands | BINNIES TEE - BINNIES SD40300 | 10% POE (N-1) Forecast | MVA | 2025 | 0 | 33kV | Radial | None | Contingent (N-1)
Murraylands | BINNIES TEE - MENINGIE SD40300 | 10% POE (N-1) Forecast | MVA | 2025 | 0 | 33kV | Radial | None | Contingent (N-1)
Murraylands | MENINGIE - CAMPBELL PARK TEE SD40400 | 10% POE (N-1) Forecast | MVA | 2025 | 0 | 33kV | Radial | None | Contingent (N-1)
Murraylands | CAMPBELL PARK TEE - CAMPBELL PARK SD40400 | 10% POE (N-1) Forecast | MVA | 2025 | 0 | 33kV | Radial | None | Contingent (N-1)
Murraylands | CAMPBELL PARK TEE - NARRUNG SD40400 | 10% POE (N-1) Forecast | MVA | 2025 | 0 | 33kV | Radial | None | Contingent (N-1)
Murraylands | TAILEM BEND - SHERLOCK SD40501 | 10% POE (N-1) Forecast | MVA | 2025 | 0 | 33kV | Radial | None | Contingent (N-1)
Murraylands | SHERLOCK - KAROONDA SD40502 | 10% POE (N-1) Forecast | MVA | 2025 | 0 | 33kV | Radial | None | Contingent (N-1)
Murraylands | SHERLOCK - GERANIUM SD40600 | 10% POE (N-1) Forecast | MVA | 2025 | 0 | 33kV | Radial | N | Contingent (N-1)
Murraylands | GERANIUM - LAMEROO SD40700 | 10% POE (N-1) Forecast | MVA | 2025 | 0 | 33kV | Radial | N | Contingent (N-1)
Murraylands | LAMEROO - LAMEROO RURAL SD40800 | 10% POE (N-1) Forecast | MVA | 2025 | 0 | 33kV | Radial | N | Contingent (N-1)
Murraylands | LAMEROO RURAL - PARILLA TEE SD40800 | 10% POE (N-1) Forecast | MVA | 2025 | 0 | 33kV | Radial | N | Contingent (N-1)
Murraylands | PARILLA TEE - PARILLA SD40800 | 10% POE (N-1) Forecast | MVA | 2025 | 0 | 33kV | Radial | None | Contingent (N-1)
Murraylands | PARILLA TEE - PINNAROO SD40800 | 10% POE (N-1) Forecast | MVA | 2025 | 0 | 33kV | Radial | None | Contingent (N-1)
Riverland | PARINGA - MURTHO LX21 | 10% POE (N-1) Forecast | MVA | 2025 | 0 | 33kV | Radial | N | Contingent (N-1)
Riverland | MURTHO - LINDSAY PT TEE LX21 | 10% POE (N-1) Forecast | MVA | 2025 | 0 | 33kV | Radial | None | Contingent (N-1)
Riverland | LINDSAY PT TEE - BORDER CLIFFS LX21 | 10% POE (N-1) Forecast | MVA | 2025 | 0 | 33kV | Radial | None | Contingent (N-1)
Riverland | LINDSAY PT TEE - VIC BORDER LX21 | 10% POE (N-1) Forecast | MVA | 2025 | 0 | 33kV | Radial | None | Contingent (N-1)
Riverland | SWAN REACH - SWAN REACH FILTRATION TEE SD39400 | 10% POE (N-1) Forecast | MVA | 2025 | 0 | 33kV | Radial | None | Contingent (N-1)
Riverland | SWAN REACH FILTRATION TEE - SWAN REACH TOWN SD39400 | 10% POE (N-1) Forecast | MVA | 2025 | 0 | 33kV | Radial | None | Contingent (N-1)
South East | KEITH - COONALPYN SD45101 | 10% POE (N-1) Forecast | MVA | 2025 | 0 | 33kV | Radial | None | Contingent (N-1)
South East | KEITH - PADTHAWAY SD45300 | 10% POE (N-1) Forecast | MVA | 2025 | 0 | 33kV | Radial | None | Contingent (N-1)
South East | KEITH - WIRREGA SD45201 | 10% POE (N-1) Forecast | MVA | 2025 | 0 | 33kV | Radial | N | Contingent (N-1)
South East | WIRREGA - BORDERTOWN SD45202 | 10% POE (N-1) Forecast | MVA | 2025 | 0 | 33kV | Radial | N | Contingent (N-1)
South East | SNUGGERY RURAL - MILLICENT SD49100 | 10% POE (N-1) Forecast | MVA | 2025 | 0 | 33kV | Radial | None | Contingent (N-1)
South East | MILLICENT - SOUTH END TEE SD49100 | 10% POE (N-1) Forecast | MVA | 2025 | 0 | 33kV | Radial | None | Contingent (N-1)
South East | SOUTH END TEE - SOUTH END SD49100 | 10% POE (N-1) Forecast | MVA | 2025 | 0 | 33kV | Radial | None | Contingent (N-1)
South East | SOUTH END TEE - HATHERLEIGH TOWNSHIP TEE SD49100 | 10% POE (N-1) Forecast | MVA | 2025 | 0 | 33kV | Radial | None | Contingent (N-1)
South East | HATHERLEIGH TOWNSHIP TEE - HATHERLEIGH TOWNSHIP SD49100 | 10% POE (N-1) Forecast | MVA | 2025 | 0 | 33kV | Radial | None | Contingent (N-1)
South East | HATHERLEIGH TOWNSHIP TEE - HATHERLEIGH SD49100 | 10% POE (N-1) Forecast | MVA | 2025 | 0 | 33kV | Radial | None | Contingent (N-1)
South East | HATHERLEIGH - BEACHPORT TEE SD49200 | 10% POE (N-1) Forecast | MVA | 2025 | 0 | 33kV | Radial | None | Contingent (N-1)
South East | BEACHPORT TEE - BEACHPORT SD49200 | 10% POE (N-1) Forecast | MVA | 2025 | 0 | 33kV | Radial | None | Contingent (N-1)
South East | BEACHPORT TEE - ROBE SD49200 | 10% POE (N-1) Forecast | MVA | 2025 | 0 | 33kV | Radial | N | Contingent (N-1)
South East | SNUGGERY RURAL - MOUNT BURR SD49500 | 10% POE (N-1) Forecast | MVA | 2025 | 0 | 33kV | Radial | None | Contingent (N-1)
South East | MOUNT BURR - KALANGADOO TEE SD49500 | 10% POE (N-1) Forecast | MVA | 2025 | 0 | 33kV | Radial | None | Contingent (N-1)
South East | KALANGADOO TEE - KALANGADOO SD49500 | 10% POE (N-1) Forecast | MVA | 2025 | 0 | 33kV | Radial | None | Contingent (N-1)
South East | KALANGADOO TEE - KALANGADOO RURAL SD49500 | 10% POE (N-1) Forecast | MVA | 2025 | 0 | 33kV | Radial | None | Contingent (N-1)
South East | BLANCHE - MOUNT GAMBIER WEST SD48101 | 10% POE (N-1) Forecast | MVA | 2025 | 0 | 33kV | Radial | None | Contingent (N-1)
South East | BLUE LAKE TEE - MOUNT GAMBIER SD48104 | 10% POE (N-1) Forecast | MVA | 2025 | 0 | 33kV | Radial | None | Contingent (N-1)
South East | BLANCHE - LAKESIDE TEE SD48100 | 10% POE (N-1) Forecast | MVA | 2025 | 0 | 33kV | Radial | None | Contingent (N-1)
South East | LAKESIDE TEE - GLENCOE TEE SD48100 | 10% POE (N-1) Forecast | MVA | 2025 | 0 | 33kV | Radial | None | Contingent (N-1)
South East | GLENCOE TEE - TANTANOOLA SD48100 | 10% POE (N-1) Forecast | MVA | 2025 | 0 | 33kV | Radial | None | Contingent (N-1)
South East | GLENCOE TEE - MOUNT GAMBIER SD48100 | 10% POE (N-1) Forecast | MVA | 2025 | 0 | 33kV | Radial | None | Contingent (N-1)
South East | BLANCHE - KONGORONG TEE SD48200 | 10% POE (N-1) Forecast | MVA | 2025 | 0 | 33kV | Radial | None | Contingent (N-1)
South East | KONGORONG TEE - KONGORONG SD48200 | 10% POE (N-1) Forecast | MVA | 2025 | 0 | 33kV | Radial | None | Contingent (N-1)
South East | KONGORONG TEE - MOUNT SCHANK SD48200 | 10% POE (N-1) Forecast | MVA | 2025 | 0 | 33kV | Radial | None | Contingent (N-1)
South East | MOUNT SCHANK - ALLENDALE EAST SD48200 | 10% POE (N-1) Forecast | MVA | 2025 | 0 | 33kV | Radial | None | Contingent (N-1)
South East | MOUNT GAMBIER - TARPEENA SOUTH TEE SD47101 | 10% POE (N-1) Forecast | MVA | 2025 | 0 | 33kV | Radial | None | Contingent (N-1)
South East | TARPEENA SOUTH TEE - MOUNT GAMBIER SD47101 | 10% POE (N-1) Forecast | MVA | 2025 | 0 | 33kV | Radial | None | Contingent (N-1)
South East | TARPEENA SOUTH TEE - TARPEENA SOUTH SD47101 | 10% POE (N-1) Forecast | MVA | 2025 | 0 | 33kV | Radial | None | Contingent (N-1)
South East | KINCRAIG - LUCINDALE SD46201 | 10% POE (N-1) Forecast | MVA | 2025 | 0 | 33kV | Radial | None | Contingent (N-1)
South East | LUCINDALE - KINGSTON SE SD46201 | 10% POE (N-1) Forecast | MVA | 2025 | 0 | 33kV | Radial | None | Contingent (N-1)
South East | KINCRAIG - NARACOORTE SD46300 | 10% POE (N-1) Forecast | MVA | 2025 | 0 | 33kV | Radial | None | Contingent (N-1)
South East | NARACOORTE - NARACOORTE EAST TEE SD46100 | 10% POE (N-1) Forecast | MVA | 2025 | 0 | 33kV | Radial | None | Contingent (N-1)
South East | NARACOORTE EAST TEE - NARACOORTE EAST SD46100 | 10% POE (N-1) Forecast | MVA | 2025 | 0 | 33kV | Radial | None | Contingent (N-1)
South East | NARACOORTE EAST TEE - PADTHAWAY SD46100 | 10% POE (N-1) Forecast | MVA | 2025 | 0 | 33kV | Radial | None | Contingent (N-1)
South East | KINCRAIG - STRUAN RURAL SD46400 | 10% POE (N-1) Forecast | MVA | 2025 | 0 | 33kV | Radial | None | Contingent (N-1)
South East | STRUAN RURAL - GLENROY RURAL SD46400 | 10% POE (N-1) Forecast | MVA | 2025 | 0 | 33kV | Radial | None | Contingent (N-1)
South East | PENOLA WEST - PENOLA TEE SD58200 | 10% POE (N-1) Forecast | MVA | 2025 | 0 | 33kV | Radial | None | Contingent (N-1)
South East | PENOLA TEE - GLENROY RURAL SD58200 | 10% POE (N-1) Forecast | MVA | 2025 | 0 | 33kV | Radial | N | Contingent (N-1)
South East | PENOLA WEST - PENOLA TEE SD58101 | 10% POE (N-1) Forecast | MVA | 2025 | 0 | 33kV | Radial | None | Contingent (N-1)
South East | PENOLA TEE - SAFRIES TEE SD58101 | 10% POE (N-1) Forecast | MVA | 2025 | 0 | 33kV | Radial | None | Contingent (N-1)
South East | SAFRIES TEE - KALANGADOO NANGWARRY TEE SD58101 | 10% POE (N-1) Forecast | MVA | 2025 | 0 | 33kV | Radial | None | Contingent (N-1)
South East | KALANGADOO NANGWARRY TEE - NANGWARRY TEE SD58101 | 10% POE (N-1) Forecast | MVA | 2025 | 0 | 33kV | Radial | None | Contingent (N-1)
South East | NANGWARRY TEE - NANGWARRY SD58101 | 10% POE (N-1) Forecast | MVA | 2025 | 0 | 33kV | Radial | None | Contingent (N-1)
South East | KALANGADOO NANGWARRY TEE - KALANGADOO RURAL SD58101 | 10% POE (N-1) Forecast | MVA | 2025 | 0 | 33kV | Radial | None | Contingent (N-1)
South East | NANGWARRY TEE - MOUNT GAMBIER SD58101 | 10% POE (N-1) Forecast | MVA | 2025 | 0 | 33kV | Radial | None | Contingent (N-1)
Metro South | WILLUNGA - MCLAREN VALE SD44400 | 10% POE (N-1) Forecast | MVA | 2025 | 0 | 33kV | Radial | None | Contingent (N-1)
Metro South | YANKALILLA - HAY FLAT SD44200 | 10% POE (N-1) Forecast | MVA | 2025 | 0 | 33kV | Radial | None | Contingent (N-1)
Metro South | HAY FLAT - RAPID BAY TEE SD44200 | 10% POE (N-1) Forecast | MVA | 2025 | 0 | 33kV | Radial | None | Contingent (N-1)
Metro South | RAPID BAY TEE - RAPID BAY SD44200 | 10% POE (N-1) Forecast | MVA | 2025 | 0 | 33kV | Radial | None | Contingent (N-1)
Metro South | RAPID BAY TEE - CAPE JERVIS SD44200 | 10% POE (N-1) Forecast | MVA | 2025 | 0 | 33kV | Radial | None | Contingent (N-1)
Metro South | CAPE JERVIS - CUTTLEFISH BAY SD44301 | 10% POE (N-1) Forecast | MVA | 2025 | 0 | 33kV | Radial | None | Contingent (N-1)
Metro South | FISHERY BEACH BACKUP - CUTTLEFISH BAY BACKUP SD44301 | 10% POE (N-1) Forecast | MVA | 2025 | 0 | 33kV | Radial | None | Contingent (N-1)
Metro South | CUTTLEFISH BAY - PENNESHAW SD44301 | 10% POE (N-1) Forecast | MVA | 2025 | 0 | 33kV | Radial | None | Contingent (N-1)
Metro South | PENNESHAW - AMERICAN RIVER SD44300 | 10% POE (N-1) Forecast | MVA | 2025 | 0 | 33kV | Radial | None | Contingent (N-1)
Metro South | AMERICAN RIVER - KINGSCOTE TEE SD44300 | 10% POE (N-1) Forecast | MVA | 2025 | 0 | 33kV | Radial | N | Contingent (N-1)
Metro South | KINGSCOTE TEE - MACGILLIVRAY SD44300 | 10% POE (N-1) Forecast | MVA | 2025 | 0 | 33kV | Radial | None | Contingent (N-1)
Metro South | KINGSCOTE TEE - KINGSCOTE SD44300 | 10% POE (N-1) Forecast | MVA | 2025 | 0 | 33kV | Radial | None | Contingent (N-1)
Upper North | DAVENPORT WEST - PORT AUGUSTA NO1 SD54101 | 10% POE (N-1) Forecast | MVA | 2025 | 0 | 33kV | Meshed | None | Contingent (N-1)
Upper North | DAVENPORT WEST - PORT AUGUSTA TEE SD54102 | 10% POE (N-1) Forecast | MVA | 2025 | 0 | 33kV | Meshed | None | Contingent (N-1)
Upper North | PORT AUGUSTA NO2 - PORT AUGUSTA TEE SD54102 | 10% POE (N-1) Forecast | MVA | 2025 | 0 | 33kV | Meshed | None | Contingent (N-1)
Upper North | PORT AUGUSTA TEE - PORT AUGUSTA WEST TEE SD54102 | 10% POE (N-1) Forecast | MVA | 2025 | 0 | 33kV | Radial | None | Contingent (N-1)
Upper North | PORT AUGUSTA WEST TEE - PORT AUGUSTA WEST SD54102 | 10% POE (N-1) Forecast | MVA | 2025 | 0 | 33kV | Radial | None | Contingent (N-1)
Upper North | PORT AUGUSTA WEST TEE - PANDURRA TEE SD54102 | 10% POE (N-1) Forecast | MVA | 2025 | 0 | 33kV | Radial | None | Contingent (N-1)
Upper North | PANDURRA TEE - BOOKALOO SD54102 | 10% POE (N-1) Forecast | MVA | 2025 | 0 | 33kV | Radial | None | Contingent (N-1)
Upper North | PANDURRA TEE - PANDURRA SD54102 | 10% POE (N-1) Forecast | MVA | 2025 | 0 | 33kV | Radial | None | Contingent (N-1)
Upper North | DAVENPORT WEST - AUGUSTA HWY SD54300 | 10% POE (N-1) Forecast | MVA | 2025 | 0 | 33kV | Radial | None | Contingent (N-1)
Upper North | AUGUSTA HWY - STIRLING NORTH SD54300 | 10% POE (N-1) Forecast | MVA | 2025 | 0 | 33kV | Radial | None | Contingent (N-1)
Upper North | STIRLING NORTH - QUORN SD54300 | 10% POE (N-1) Forecast | MVA | 2025 | 0 | 33kV | Radial | None | Contingent (N-1)
Upper North | DAVENPORT WEST - PT PATERSON SD54400 | 10% POE (N-1) Forecast | MVA | 2025 | 0 | 33kV | Radial | None | Contingent (N-1)
Upper North | BAROOTA - BAROOTA TOWN TEE SD31100 | 10% POE (N-1) Forecast | MVA | 2025 | 0 | 33kV | Radial | None | Contingent (N-1)
Upper North | BAROOTA TOWN TEE - BAROOTA TOWN SD31100 | 10% POE (N-1) Forecast | MVA | 2025 | 0 | 33kV | Radial | None | Contingent (N-1)
Upper North | BAROOTA TOWN TEE - BAROOTA TEE SD31100 | 10% POE (N-1) Forecast | MVA | 2025 | 0 | 33kV | Radial | None | Contingent (N-1)
Upper North | BAROOTA TEE - NAPPERBY BUNGAMA SD31100 | 10% POE (N-1) Forecast | MVA | 2025 | 0 | 33kV | Radial | None | Contingent (N-1)
Upper North | BAROOTA TEE - MURRAYTOWN SD31100 | 10% POE (N-1) Forecast | MVA | 2025 | 0 | 33kV | Radial | None | Contingent (N-1)
Upper North | MURRAYTOWN - WIRRABARA FOREST TEE SD31200 | 10% POE (N-1) Forecast | MVA | 2025 | 0 | 33kV | Radial | None | Contingent (N-1)
Upper North | WIRRABARA FOREST TEE - WIRRABARA FOREST SD31200 | 10% POE (N-1) Forecast | MVA | 2025 | 0 | 33kV | Radial | None | Contingent (N-1)
Upper North | WIRRABARA FOREST TEE - GLADSTONE SD31200 | 10% POE (N-1) Forecast | MVA | 2025 | 0 | 33kV | Radial | None | Contingent (N-1)
Upper North | MURRAYTOWN - ORROROO SD31300 | 10% POE (N-1) Forecast | MVA | 2025 | 0 | 33kV | Radial | None | Contingent (N-1)
Upper North | MURRAYTOWN - WILMINGTON SD31400 | 10% POE (N-1) Forecast | MVA | 2025 | 0 | 33kV | Radial | None | Contingent (N-1)
Upper North | BUNGAMA - PORT PIRIE SOUTH SD32101 | 10% POE (N-1) Forecast | MVA | 2025 | 0 | 33kV | Meshed | None | Contingent (N-1)
Upper North | PORT PIRIE SOUTH - PORT PIRIE SD32102 | 10% POE (N-1) Forecast | MVA | 2025 | 0 | 33kV | Meshed | None | Contingent (N-1)
Upper North | BUNGAMA - PORT PIRIE SD32103 | 10% POE (N-1) Forecast | MVA | 2025 | 0 | 33kV | Meshed | None | Contingent (N-1)
Upper North | BUNGAMA - HUGHES GAP SD32301 | 10% POE (N-1) Forecast | MVA | 2025 | 0 | 33kV | Radial | Reverse N | Contingent (N-1)
Upper North | HUGHES GAP - CRYSTAL BROOK TEE SD32302 | 10% POE (N-1) Forecast | MVA | 2025 | 0 | 33kV | Radial | None | Contingent (N-1)
Upper North | CRYSTAL BROOK TEE - GLADSTONE SD32302 | 10% POE (N-1) Forecast | MVA | 2025 | 0 | 33kV | Radial | None | Contingent (N-1)
Upper North | GLADSTONE - CALTOWIE TEE SD32200 | 10% POE (N-1) Forecast | MVA | 2025 | 0 | 33kV | Radial | None | Contingent (N-1)
Upper North | CALTOWIE TEE - CALTOWIE SD32200 | 10% POE (N-1) Forecast | MVA | 2025 | 0 | 33kV | Radial | None | Contingent (N-1)
Upper North | CALTOWIE TEE - PETERBOROUGH TEE SD32200 | 10% POE (N-1) Forecast | MVA | 2025 | 0 | 33kV | Radial | None | Contingent (N-1)
Upper North | PETERBOROUGH TEE - JAMESTOWN SD32200 | 10% POE (N-1) Forecast | MVA | 2025 | 0 | 33kV | Radial | None | Contingent (N-1)
Upper North | JAMESTOWN - TEROWIE TOWNSHIP SD32200 | 10% POE (N-1) Forecast | MVA | 2025 | 0 | 33kV | Radial | None | Contingent (N-1)
Upper North | PETERBOROUGH TEE - PETERBOROUGH SD32200 | 10% POE (N-1) Forecast | MVA | 2025 | 0 | 33kV | Radial | None | Contingent (N-1)
Upper North | BUNGAMA - PORT BROUGHTON TEE SD32400 | 10% POE (N-1) Forecast | MVA | 2025 | 0 | 33kV | Radial | Reverse N | Contingent (N-1)
Upper North | PORT BROUGHTON TEE - PORT BROUGHTON SD32400 | 10% POE (N-1) Forecast | MVA | 2025 | 0 | 33kV | Radial | None | Contingent (N-1)
Upper North | PORT BROUGHTON TEE - BRINKWORTH TIE SD32400 | 10% POE (N-1) Forecast | MVA | 2025 | 0 | 33kV | Radial | None | Contingent (N-1)
Upper North | PORT BROUGHTON TEE - CRYSTAL BROOK TEE SD32400 | 10% POE (N-1) Forecast | MVA | 2025 | 0 | 33kV | Radial | None | Contingent (N-1)
Upper North | NEUROODLA - HAWKER SD59100 | 10% POE (N-1) Forecast | MVA | 2025 | 0 | 33kV | Radial | None | Contingent (N-1)
Yorke Peninsula | HUMMOCKS DISTRIBUTION - NINNES TEE SD34400 | 10% POE (N-1) Forecast | MVA | 2025 | 0 | 33kV | Radial | None | Contingent (N-1)
Yorke Peninsula | NINNES TEE - LOCHIEL SD34400 | 10% POE (N-1) Forecast | MVA | 2025 | 0 | 33kV | Radial | None | Contingent (N-1)
Yorke Peninsula | NINNES TEE - KAINTON TEE SD34400 | 10% POE (N-1) Forecast | MVA | 2025 | 0 | 33kV | Radial | None | Contingent (N-1)
Yorke Peninsula | KAINTON TEE - KAINTON SD34400 | 10% POE (N-1) Forecast | MVA | 2025 | 0 | 33kV | Radial | None | Contingent (N-1)
Yorke Peninsula | KAINTON TEE - PASKEVILLE SD34400 | 10% POE (N-1) Forecast | MVA | 2025 | 0 | 33kV | Radial | None | Contingent (N-1)
Yorke Peninsula | PASKEVILLE - KADINA EAST SD34405 | 10% POE (N-1) Forecast | MVA | 2025 | 0 | 33kV | Radial | None | Contingent (N-1)
Yorke Peninsula | HUMMOCKS DISTRIBUTION - PORT CLINTON SD34300 | 10% POE (N-1) Forecast | MVA | 2025 | 0 | 33kV | Radial | None | Contingent (N-1)
Yorke Peninsula | PORT CLINTON - ARDROSSAN SD34300 | 10% POE (N-1) Forecast | MVA | 2025 | 0 | 33kV | Radial | None | Contingent (N-1)
Yorke Peninsula | HUMMOCKS DISTRIBUTION - FEDERATION CORNER SD34201 | 10% POE (N-1) Forecast | MVA | 2025 | 0 | 33kV | Radial | None | Contingent (N-1)
Yorke Peninsula | FEDERATION CORNER - SWAMP ROAD SD34201 | 10% POE (N-1) Forecast | MVA | 2025 | 0 | 33kV | Radial | None | Contingent (N-1)
Yorke Peninsula | FEDERATION CORNER - PT WAKEFIELD TEE SD34201 | 10% POE (N-1) Forecast | MVA | 2025 | 0 | 33kV | Radial | None | Contingent (N-1)
Yorke Peninsula | PT WAKEFIELD TEE - SWAMP ROAD SD34201 | 10% POE (N-1) Forecast | MVA | 2025 | 0 | 33kV | Radial | None | Contingent (N-1)
Yorke Peninsula | SWAMP ROAD - PT WAKEFIELD FAR NORTH EAST SD34201 | 10% POE (N-1) Forecast | MVA | 2025 | 0 | 33kV | Radial | None | Contingent (N-1)
Yorke Peninsula | PT WAKEFIELD TEE - PT WAKEFIELD RURAL SD34201 | 10% POE (N-1) Forecast | MVA | 2025 | 0 | 33kV | Radial | None | Contingent (N-1)
Yorke Peninsula | PT WAKEFIELD RURAL - PT WAKEFIELD TOWN TEE SD34201 | 10% POE (N-1) Forecast | MVA | 2025 | 0 | 33kV | Radial | None | Contingent (N-1)
Yorke Peninsula | PT WAKEFIELD TOWN TEE - PT WAKEFIELD TOWN SD34201 | 10% POE (N-1) Forecast | MVA | 2025 | 0 | 33kV | Radial | None | Contingent (N-1)
Yorke Peninsula | PT WAKEFIELD TOWN TEE - PROOF RANGE SD34201 | 10% POE (N-1) Forecast | MVA | 2025 | 0 | 33kV | Radial | None | Contingent (N-1)
Yorke Peninsula | HUMMOCKS DISTRIBUTION - BOWMANS TEE SD34102 | 10% POE (N-1) Forecast | MVA | 2025 | 0 | 33kV | Radial | None | Contingent (N-1)
Yorke Peninsula | BOWMANS TEE - PT WAKEFIELD RURAL SD34102 | 10% POE (N-1) Forecast | MVA | 2025 | 0 | 33kV | Radial | None | Contingent (N-1)
Yorke Peninsula | BOWMANS TEE - SAINTS SD34102 | 10% POE (N-1) Forecast | MVA | 2025 | 0 | 33kV | Radial | None | Contingent (N-1)
Yorke Peninsula | SAINTS - BALAKLAVA SD34102 | 10% POE (N-1) Forecast | MVA | 2025 | 0 | 33kV | Radial | None | Contingent (N-1)
Yorke Peninsula | BALAKLAVA - BALAKLAVA RURAL SD34102 | 10% POE (N-1) Forecast | MVA | 2025 | 0 | 33kV | Radial | None | Contingent (N-1)
Yorke Peninsula | BALAKLAVA - BALAKLAVA TOWNSHIP SD34102 | 10% POE (N-1) Forecast | MVA | 2025 | 0 | 33kV | Radial | None | Contingent (N-1)
Yorke Peninsula | KADINA EAST DISTRIBUTION - KADINA SD51102 | 10% POE (N-1) Forecast | MVA | 2025 | 0 | 33kV | Radial | None | Contingent (N-1)
Yorke Peninsula | KADINA EAST DISTRIBUTION - MOONTA TEE SD51200 | 10% POE (N-1) Forecast | MVA | 2025 | 0 | 33kV | Radial | None | Contingent (N-1)
Yorke Peninsula | MOONTA TEE - KADINA SD51200 | 10% POE (N-1) Forecast | MVA | 2025 | 0 | 33kV | Radial | None | Contingent (N-1)
Yorke Peninsula | MOONTA TEE - MOONTA SD51200 | 10% POE (N-1) Forecast | MVA | 2025 | 0 | 33kV | Radial | N | Contingent (N-1)
Yorke Peninsula | KADINA EAST DISTRIBUTION - WALLAROO TEE SD51300 | 10% POE (N-1) Forecast | MVA | 2025 | 0 | 33kV | Radial | None | Contingent (N-1)
Yorke Peninsula | WALLAROO TEE - KADINA SD51300 | 10% POE (N-1) Forecast | MVA | 2025 | 0 | 33kV | Radial | None | Contingent (N-1)
Yorke Peninsula | WALLAROO TEE - WALLAROO SD51300 | 10% POE (N-1) Forecast | MVA | 2025 | 0 | 33kV | Radial | None | Contingent (N-1)
Yorke Peninsula | ARDROSSAN WEST DISTRIBUTION - MAITLAND SD35100 | 10% POE (N-1) Forecast | MVA | 2025 | 0 | 33kV | Radial | None | Contingent (N-1)
Yorke Peninsula | ARDROSSAN WEST DISTRIBUTION - ARDROSSAN SD35201 | 10% POE (N-1) Forecast | MVA | 2025 | 0 | 33kV | Radial | None | Contingent (N-1)
Yorke Peninsula | ARDROSSAN WEST DISTRIBUTION - ARDROSSAN BHP SD35200 | 10% POE (N-1) Forecast | MVA | 2025 | 0 | 33kV | Radial | None | Contingent (N-1)
Yorke Peninsula | ARDROSSAN - ARDROSSAN BHP SD35200 | 10% POE (N-1) Forecast | MVA | 2025 | 0 | 33kV | Radial | None | Contingent (N-1)
Yorke Peninsula | ARDROSSAN BHP - PORT VINCENT SD35200 | 10% POE (N-1) Forecast | MVA | 2025 | 0 | 33kV | Radial | None | Contingent (N-1)
Yorke Peninsula | PORT VINCENT - MINLATON TEE SD35300 | 10% POE (N-1) Forecast | MVA | 2025 | 0 | 33kV | Radial | None | Contingent (N-1)
Yorke Peninsula | MINLATON TEE - CURRAMULKA TEE SD35300 | 10% POE (N-1) Forecast | MVA | 2025 | 0 | 33kV | Radial | None | Contingent (N-1)
Yorke Peninsula | CURRAMULKA TEE - CURRAMULKA SD35300 | 10% POE (N-1) Forecast | MVA | 2025 | 0 | 33kV | Radial | None | Contingent (N-1)
Yorke Peninsula | CURRAMULKA TEE - MINLATON SD35300 | 10% POE (N-1) Forecast | MVA | 2025 | 0 | 33kV | Radial | None | Contingent (N-1)
Yorke Peninsula | MINLATON TEE - PT VINCENT RURAL SD35300 | 10% POE (N-1) Forecast | MVA | 2025 | 0 | 33kV | Radial | None | Contingent (N-1)
Yorke Peninsula | DALRYMPLE - STANSBURY TEE SD35400 | 10% POE (N-1) Forecast | MVA | 2025 | 0 | 33kV | Radial | None | Contingent (N-1)
Yorke Peninsula | STANSBURY TEE - PORT GILES TEE SD35400 | 10% POE (N-1) Forecast | MVA | 2025 | 0 | 33kV | Radial | None | Contingent (N-1)
Yorke Peninsula | PORT GILES TEE - PORT GILES SD35400 | 10% POE (N-1) Forecast | MVA | 2025 | 0 | 33kV | Radial | None | Contingent (N-1)
Yorke Peninsula | STANSBURY TEE - STANSBURY SD35400 | 10% POE (N-1) Forecast | MVA | 2025 | 0 | 33kV | Radial | None | Contingent (N-1)
Yorke Peninsula | STANSBURY - PT VINCENT RURAL SD35403 | 10% POE (N-1) Forecast | MVA | 2025 | 0 | 33kV | Radial | None | Contingent (N-1)
Yorke Peninsula | DALRYMPLE - WOOL BAY RURAL SD35500 | 10% POE (N-1) Forecast | MVA | 2025 | 0 | 33kV | Radial | None | Contingent (N-1)
Yorke Peninsula | WOOL BAY RURAL - WOOL BAY SD35500 | 10% POE (N-1) Forecast | MVA | 2025 | 0 | 33kV | Radial | None | Contingent (N-1)
Yorke Peninsula | WOOL BAY RURAL - PORT GILES TEE SD35500 | 10% POE (N-1) Forecast | MVA | 2025 | 0 | 33kV | Radial | None | Contingent (N-1)
Yorke Peninsula | WOOL BAY - EDITHBURGH TEE SD35500 | 10% POE (N-1) Forecast | MVA | 2025 | 0 | 33kV | Radial | None | Contingent (N-1)
Yorke Peninsula | EDITHBURGH TEE - YORKETOWN SD35500 | 10% POE (N-1) Forecast | MVA | 2025 | 0 | 33kV | Radial | None | Contingent (N-1)
Yorke Peninsula | YORKETOWN - MARION BAY SD35500 | 10% POE (N-1) Forecast | MVA | 2025 | 0 | 33kV | Radial | None | Contingent (N-1)
Yorke Peninsula | EDITHBURGH TEE - EDITHBURGH SD35500 | 10% POE (N-1) Forecast | MVA | 2025 | 0 | 33kV | Radial | None | Contingent (N-1)
Metro West | ADELAIDE BRIGHTON CEMENT - PORT ADELAIDE SD1529 | 10% POE (N-1) Forecast | MVA | 2026 | 98.6 | 66kV | Meshed | None | Contingent (N-1)
Metro South | ALDINGA - WILLUNGA SD1674 | 10% POE (N-1) Forecast | MVA | 2026 | 83.0611 | 66kV | Meshed | None | Contingent (N-1)
Metro North | ANGLE VALE - ANGLE VALE TEE SD1506A | 10% POE (N-1) Forecast | MVA | 2026 | 45.4 | 66kV | Meshed | None | Contingent (N-1)
Metro North | ANGLE VALE TEE - EVANSTON SD1506B | 10% POE (N-1) Forecast | MVA | 2026 | 43.8 | 66kV | Meshed | None | Contingent (N-1)
Metro North | ANGLE VALE TEE - VIRGINIA TEE SD2033 | 10% POE (N-1) Forecast | MVA | 2026 | 16.3 | 66kV | Radial | None | Contingent (N-1)
Metro West | ATHOL PARK - ATHOL PARK TEE SD1677A | 10% POE (N-1) Forecast | MVA | 2026 | 18.1976 | 66kV | Radial | None | Contingent (N-1)
Metro West | BLACKPOOL - FULHAM GARDENS SD1639 | 10% POE (N-1) Forecast | MVA | 2026 | 132.3 | 66kV | Meshed | None | Contingent (N-1)
Metro North | BOLIVAR - ST KILDA SD2034 | 10% POE (N-1) Forecast | MVA | 2026 | 16.4 | 66kV | Radial | None | Contingent (N-1)
Metro East | CAMPBELLTOWN - MAGILL SD1661 | 10% POE (N-1) Forecast | MVA | 2026 | 68.5 | 66kV | Meshed | None | Contingent (N-1)
Metro West | CHELTENHAM - CROYDON PARK TEE SD1655A | 10% POE (N-1) Forecast | MVA | 2026 | 73 | 66kV | Meshed | None | Contingent (N-1)
Metro South | CITY WEST - KESWICK SD2013 | 10% POE (N-1) Forecast | MVA | 2026 | 211.9 | 66kV | Meshed | None | Contingent (N-1)
Metro East | CITY WEST - WHITMORE SQUARE SD2016 | 10% POE (N-1) Forecast | MVA | 2026 | 183.1 | 66kV | Meshed | None | Contingent (N-1)
Metro East | COROMANDEL PLACE - WHITMORE SQUARE SD1681 | 10% POE (N-1) Forecast | MVA | 2026 | 100.5 | 66kV | Meshed | None | Contingent (N-1)
Metro East | CROYDON - HINDLEY STREET TEE SD1659B | 10% POE (N-1) Forecast | MVA | 2026 | 75.8 | 66kV | Meshed | None | Contingent (N-1)
Metro West | CROYDON - KILKENNY SD1523 | 10% POE (N-1) Forecast | MVA | 2026 | 53.7 | 66kV | Meshed | None | Contingent (N-1)
Metro West | CROYDON PARK - CROYDON PARK TEE SD1655B | 10% POE (N-1) Forecast | MVA | 2026 | 80.55 | 66kV | Meshed | None | Contingent (N-1)
Metro West | CROYDON PARK TEE - CROYDON SD1655C | 10% POE (N-1) Forecast | MVA | 2026 | 123.55 | 66kV | Meshed | None | Contingent (N-1)
Metro North | DIREK - PARALOWIE SD2004 | 10% POE (N-1) Forecast | MVA | 2026 | 107.5 | 66kV | Meshed | None | Contingent (N-1)
Metro East | DRY CREEK - KILBURN SOUTH TEE SD1658A | 10% POE (N-1) Forecast | MVA | 2026 | 109 | 66kV | Meshed | None | Contingent (N-1)
Metro East | EAST TERRACE - COROMANDEL PLACE SD1680 | 10% POE (N-1) Forecast | MVA | 2026 | 119.75 | 66kV | Meshed | None | Contingent (N-1)
Metro East | EAST TERRACE - NORTH ADELAIDE SD1560 | 10% POE (N-1) Forecast | MVA | 2026 | 70.35 | 66kV | Meshed | None | Contingent (N-1)
Metro North | EDINBURGH - SALISBURY SD1688 | 10% POE (N-1) Forecast | MVA | 2026 | 95.9 | 66kV | Meshed | None | Contingent (N-1)
Metro North | ELIZABETH DOWNS - PENFIELD SD1508 | 10% POE (N-1) Forecast | MVA | 2026 | 59.2 | 66kV | Meshed | None | Contingent (N-1)
Metro North | ELIZABETH DOWNS - SMITHFIELD WEST SD1686 | 10% POE (N-1) Forecast | MVA | 2026 | 102 | 66kV | Meshed | N-1 | Contingent (N-1)
Metro North | ELIZABETH HEIGHTS - ELIZABETH DOWNS SD1501 | 10% POE (N-1) Forecast | MVA | 2026 | 94.5 | 66kV | Meshed | None | Contingent (N-1)
Metro North | ELIZABETH SOUTH - EDINBURGH SD1511 | 10% POE (N-1) Forecast | MVA | 2026 | 109.1 | 66kV | Meshed | None | Contingent (N-1)
Metro West | FINDON - FINDON TEE SD1520A | 10% POE (N-1) Forecast | MVA | 2026 | 76.75 | 66kV | Meshed | None | Contingent (N-1)
Metro West | FINDON TEE - FLINDERS PARK SD1520B | 10% POE (N-1) Forecast | MVA | 2026 | 73.7 | 66kV | Meshed | None | Contingent (N-1)
Metro West | FLINDERS PARK - NEW RICHMOND SD1521 | 10% POE (N-1) Forecast | MVA | 2026 | 56.15 | 66kV | Meshed | None | Contingent (N-1)
Metro West | FULHAM GARDENS - FINDON TEE SD1520C | 10% POE (N-1) Forecast | MVA | 2026 | 70.75 | 66kV | Meshed | None | Contingent (N-1)
Metro West | FULHAM GARDENS - HENLEY SOUTH #1 SD1519 | 10% POE (N-1) Forecast | MVA | 2026 | 34.65 | 66kV | Meshed | None | Contingent (N-1)
Metro West | FULHAM GARDENS - HENLEY SOUTH #2 SD1691 | 10% POE (N-1) Forecast | MVA | 2026 | 34.65 | 66kV | Meshed | None | Contingent (N-1)
Metro South | GLENELG NORTH TEE - GLENELG NORTH SD1584A | 10% POE (N-1) Forecast | MVA | 2026 | 21.41 | 66kV | Meshed | None | Contingent (N-1)
Metro South | GLENELG NORTH TEE - PLYMPTON SD1584B | 10% POE (N-1) Forecast | MVA | 2026 | 85.2 | 66kV | Meshed | None | Contingent (N-1)
Metro East | GOLDEN GROVE - INGLE FARM SD1647 | 10% POE (N-1) Forecast | MVA | 2026 | 86.6 | 66kV | Meshed | None | Contingent (N-1)
Metro South | HACKHAM - PORT NOARLUNGA SD1694A | 10% POE (N-1) Forecast | MVA | 2026 | 83.1 | 66kV | Meshed | None | Contingent (N-1)
Metro South | HAPPY VALLEY - HV/SAW TEE SD1591A | 10% POE (N-1) Forecast | MVA | 2026 | 88.3 | 66kV | Meshed | None | Contingent (N-1)
Metro South | HAPPY VALLEY - PANORAMA #1 SD1665 | 10% POE (N-1) Forecast | MVA | 2026 | 84.4 | 66kV | Meshed | None | Contingent (N-1)
Metro South | HAPPY VALLEY - PANORAMA #2 SD1666 | 10% POE (N-1) Forecast | MVA | 2026 | 84.9 | 66kV | Meshed | None | Contingent (N-1)
Metro South | HAPPY VALLEY - SEACOMBE #1 SD1566 | 10% POE (N-1) Forecast | MVA | 2026 | 88.9 | 66kV | Meshed | None | Contingent (N-1)
Metro South | HAPPY VALLEY - SEACOMBE #2 SD1590 | 10% POE (N-1) Forecast | MVA | 2026 | 79.5 | 66kV | Meshed | None | Contingent (N-1)
Metro East | HILLCREST - HOLDEN HILL SD1692 | 10% POE (N-1) Forecast | MVA | 2026 | 72.25 | 66kV | Meshed | None | Contingent (N-1)
Metro East | HINDLEY STREET - WHITMORE SQUARE SD1664 | 10% POE (N-1) Forecast | MVA | 2026 | 97.3 | 66kV | Meshed | None | Contingent (N-1)
Metro East | HINDLEY STREET TEE - HINDLEY STREET SD1659C | 10% POE (N-1) Forecast | MVA | 2026 | 64.55 | 66kV | Meshed | None | Contingent (N-1)
Metro East | HOLDEN HILL - CAMPBELLTOWN SD1660 | 10% POE (N-1) Forecast | MVA | 2026 | 56.6 | 66kV | Meshed | None | Contingent (N-1)
Metro East | HOLDEN HILL - HOPE VALLEY SD1554A | 10% POE (N-1) Forecast | MVA | 2026 | 101.45 | 66kV | Meshed | None | Contingent (N-1)
Metro East | HOPE VALLEY - TEA TREE GULLY SD1554B | 10% POE (N-1) Forecast | MVA | 2026 | 87.35 | 66kV | Meshed | None | Contingent (N-1)
Metro South | HV/SAW TEE - MORPHETT VALE EAST SD1591C | 10% POE (N-1) Forecast | MVA | 2026 | 79.7 | 66kV | Meshed | None | Contingent (N-1)
Metro East | KENT TOWN - KENT TOWN TEE SD1690 | 10% POE (N-1) Forecast | MVA | 2026 | 30.8566 | 66kV | Meshed | None | Contingent (N-1)
Metro South | KESWICK - CLARENCE GARDENS SD1671 | 10% POE (N-1) Forecast | MVA | 2026 | 21.1 | 66kV | Radial | None | Contingent (N-1)
Metro South | KESWICK - NEW RICHMOND TEE SD1670A | 10% POE (N-1) Forecast | MVA | 2026 | 129.6 | 66kV | Meshed | N-1 | Contingent (N-1)
Metro South | KESWICK - WHITMORE SQUARE TEE SD1669A | 10% POE (N-1) Forecast | MVA | 2026 | 111.9 | 66kV | Meshed | None | Contingent (N-1)
Metro West | KILBURN - CAVAN SD2014 | 10% POE (N-1) Forecast | MVA | 2026 | 40.3447 | 66kV | Meshed | None | Contingent (N-1)
Metro West | KILBURN - CROYDON PARK SD1531 | 10% POE (N-1) Forecast | MVA | 2026 | 97 | 66kV | Meshed | None | Contingent (N-1)
Metro East | KILBURN SOUTH TEE - KILBURN SOUTH SD1658B | 10% POE (N-1) Forecast | MVA | 2026 | 17.25 | 66kV | Radial | None | Contingent (N-1)
Metro East | KILBURN SOUTH TEE - PROSPECT SD1658C | 10% POE (N-1) Forecast | MVA | 2026 | 97.85 | 66kV | Meshed | None | Contingent (N-1)
Metro West | KILKENNY - WOODVILLE SD1675 | 10% POE (N-1) Forecast | MVA | 2026 | 68.6 | 66kV | Meshed | None | Contingent (N-1)
Metro South | KINGSWOOD - NORTH UNLEY SD1574 | 10% POE (N-1) Forecast | MVA | 2026 | 93.7 | 66kV | Meshed | None | Contingent (N-1)
Metro West | LARGS NORTH - ADELAIDE BRIGHTON CEMENT SD1654 | 10% POE (N-1) Forecast | MVA | 2026 | 114.4 | 66kV | Meshed | None | Contingent (N-1)
Metro West | LEFEVRE - BLACKPOOL SD1693 | 10% POE (N-1) Forecast | MVA | 2026 | 91.6 | 66kV | Meshed | None | Contingent (N-1)
Metro South | LINDEN PARK - LINDEN PARK TEE SD1662A | 10% POE (N-1) Forecast | MVA | 2026 | 39.78 | 66kV | Meshed | None | Contingent (N-1)
Metro South | LOWER MITCHAM - KINGSWOOD SD1563 | 10% POE (N-1) Forecast | MVA | 2026 | 89.8 | 66kV | Meshed | None | Contingent (N-1)
Metro East | MAGILL - BURNSIDE SD1556 | 10% POE (N-1) Forecast | MVA | 2026 | 13.5408 | 66kV | Radial | None | Contingent (N-1)
Metro East | MAGILL - KENT TOWN TEE SD1663A | 10% POE (N-1) Forecast | MVA | 2026 | 64.9 | 66kV | Meshed | None | Contingent (N-1)
Metro East | MAGILL - NORWOOD SD1543 | 10% POE (N-1) Forecast | MVA | 2026 | 113.35 | 66kV | Meshed | None | Contingent (N-1)
Metro South | MAGILL - URAIDLA TEE SD1662B | 10% POE (N-1) Forecast | MVA | 2026 | 92 | 66kV | Meshed | None | Contingent (N-1)
Metro East | MAGILL - WOODFORDE 2 SD1678 | 10% POE (N-1) Forecast | MVA | 2026 | 30 | 66kV | Radial | None | Contingent (N-1)
Metro East | MAGILL - WOODFORDE 3 SD1679 | 10% POE (N-1) Forecast | MVA | 2026 | 30 | 66kV | Radial | None | Contingent (N-1)
Metro South | MCLAREN FLAT - WILLUNGA SD1594A | 10% POE (N-1) Forecast | MVA | 2026 | 101.5156 | 66kV | Meshed | N-1 | Contingent (N-1)
Metro South | MORPHETT VALE EAST - CLARENDON SD1592 | 10% POE (N-1) Forecast | MVA | 2026 | 3.4425 | 66kV | Radial | None | Contingent (N-1)
Metro South | MORPHETT VALE EAST - HACKHAM SD1694B | 10% POE (N-1) Forecast | MVA | 2026 | 100.7 | 66kV | Meshed | None | Contingent (N-1)
Metro South | MORPHETT VALE EAST - MCLAREN FLAT SD1594B | 10% POE (N-1) Forecast | MVA | 2026 | 114.2778 | 66kV | Meshed | N-1 | Contingent (N-1)
Metro South | MORPHETT VALE EAST - PORT STANVAC #1 SD1593 | 10% POE (N-1) Forecast | MVA | 2026 | 95.1 | 66kV | Meshed | None | Contingent (N-1)
Metro South | MORPHETT VALE EAST - PORT STANVAC #2 SD2010 | 10% POE (N-1) Forecast | MVA | 2026 | 98.6 | 66kV | Meshed | None | Contingent (N-1)
Metro South | MORPHETTVILLE - ASCOT PARK SD1586 | 10% POE (N-1) Forecast | MVA | 2026 | 47.5 | 66kV | Meshed | None | Contingent (N-1)
Metro South | MORPHETTVILLE - GLENELG NORTH TEE SD1584C | 10% POE (N-1) Forecast | MVA | 2026 | 84.9 | 66kV | Meshed | None | Contingent (N-1)
Metro South | MORPHETTVILLE - OAKLANDS SD1585 | 10% POE (N-1) Forecast | MVA | 2026 | 52 | 66kV | Meshed | None | Contingent (N-1)
Metro North | MUNNO PARA - ELIZABETH DOWNS SD2023 | 10% POE (N-1) Forecast | MVA | 2026 | 82.7 | 66kV | Meshed | None | Contingent (N-1)
Metro North | MUNNO PARA - EVANSTON SD1652 | 10% POE (N-1) Forecast | MVA | 2026 | 71.1 | 66kV | Meshed | N-1 | Contingent (N-1)
Metro West | NEW OSBORNE - BLACKPOOL SD1518 | 10% POE (N-1) Forecast | MVA | 2026 | 109.75 | 66kV | Meshed | None | Contingent (N-1)
Metro West | NEW OSBORNE - GLANVILLE SD1527 | 10% POE (N-1) Forecast | MVA | 2026 | 149.15 | 66kV | Meshed | N-1 | Contingent (N-1)
Metro West | NEW OSBORNE - LARGS NORTH SD1653 | 10% POE (N-1) Forecast | MVA | 2026 | 129.4 | 66kV | Meshed | None | Contingent (N-1)
Metro West | NEW OSBORNE - SMORGON STEEL RECYCLING SD1532A | 10% POE (N-1) Forecast | MVA | 2026 | 17.25 | 66kV | Meshed | None | Contingent (N-1)
Metro West | NEW RICHMOND - THEBARTON SD1516 | 10% POE (N-1) Forecast | MVA | 2026 | 53.85 | 66kV | Meshed | None | Contingent (N-1)
Metro South | NEW RICHMOND TEE - NEW RICHMOND SD1670B | 10% POE (N-1) Forecast | MVA | 2026 | 120 | 66kV | Meshed | None | Contingent (N-1)
Metro South | NEW RICHMOND TEE - PLYMPTON SD1670C | 10% POE (N-1) Forecast | MVA | 2026 | 128.9 | 66kV | Meshed | None | Contingent (N-1)
Metro South | NOARLUNGA CENTRE - PORT NOARLUNGA SD1668 | 10% POE (N-1) Forecast | MVA | 2026 | 72.3 | 66kV | Meshed | None | Contingent (N-1)
Metro East | NORTH ADELAIDE - HINDLEY STREET TEE SD1659A | 10% POE (N-1) Forecast | MVA | 2026 | 48.2 | 66kV | Meshed | None | Contingent (N-1)
Metro South | NORTH UNLEY - WHITMORE SQUARE TEE SD1669B | 10% POE (N-1) Forecast | MVA | 2026 | 111 | 66kV | Meshed | N-1 | Contingent (N-1)
Metro East | NORTHFIELD - CLEARVIEW SD1549 | 10% POE (N-1) Forecast | MVA | 2026 | 27.4282 | 66kV | Radial | None | Contingent (N-1)
Metro East | NORTHFIELD - DRY CREEK SD1657 | 10% POE (N-1) Forecast | MVA | 2026 | 84.15 | 66kV | Meshed | None | Contingent (N-1)
Metro East | NORTHFIELD - HARROW SD1535 | 10% POE (N-1) Forecast | MVA | 2026 | 22.048 | 66kV | Radial | None | Contingent (N-1)
Metro East | NORTHFIELD - HILLCREST SD1534 | 10% POE (N-1) Forecast | MVA | 2026 | 110.6 | 66kV | Meshed | None | Contingent (N-1)
Metro East | NORTHFIELD - HOLDEN HILL SD1539 | 10% POE (N-1) Forecast | MVA | 2026 | 120.45 | 66kV | Meshed | None | Contingent (N-1)
Metro East | NORTHFIELD - INGLE FARM #1 SD1548 | 10% POE (N-1) Forecast | MVA | 2026 | 79.95 | 66kV | Meshed | None | Contingent (N-1)
Metro East | NORTHFIELD - INGLE FARM #2 SD2019 | 10% POE (N-1) Forecast | MVA | 2026 | 80.35 | 66kV | Meshed | None | Contingent (N-1)
Metro East | NORWOOD - EAST TERRACE SD1545 | 10% POE (N-1) Forecast | MVA | 2026 | 100.05 | 66kV | Meshed | N-1 | Contingent (N-1)
Metro East | NORWOOD - KENT TOWN SD1559 | 10% POE (N-1) Forecast | MVA | 2026 | 30.86 | 66kV | Meshed | None | Contingent (N-1)
Metro East | NORWOOD - LINDEN PARK SD1544 | 10% POE (N-1) Forecast | MVA | 2026 | 41.9 | 66kV | Meshed | None | Contingent (N-1)
Metro South | PANORAMA - ASCOT PARK SD1587 | 10% POE (N-1) Forecast | MVA | 2026 | 68.8 | 66kV | Meshed | None | Contingent (N-1)
Metro South | PANORAMA - BLACKWOOD SD1572 | 10% POE (N-1) Forecast | MVA | 2026 | 32.1 | 66kV | Radial | None | Contingent (N-1)
Metro South | PANORAMA - CUDMORE PARK SD1573 | 10% POE (N-1) Forecast | MVA | 2026 | 11.01 | 66kV | Radial | None | Contingent (N-1)
Metro South | PANORAMA - LINDEN PARK TEE SD1662C | 10% POE (N-1) Forecast | MVA | 2026 | 91.2 | 66kV | Meshed | None | Contingent (N-1)
Metro South | PANORAMA - LOWER MITCHAM SD1562 | 10% POE (N-1) Forecast | MVA | 2026 | 112.7 | 66kV | Meshed | None | Contingent (N-1)
Metro South | PANORAMA - TONSLEY EAST SD2035 | 10% POE (N-1) Forecast | MVA | 2026 | 34.8 | 66kV | Meshed | None | Contingent (N-1)
Metro North | PARA - ELIZABETH HEIGHTS SD1504 | 10% POE (N-1) Forecast | MVA | 2026 | 114.5 | 66kV | Meshed | None | Contingent (N-1)
Metro North | PARA - ELIZABETH SOUTH SD1503 | 10% POE (N-1) Forecast | MVA | 2026 | 92.2 | 66kV | Meshed | None | Contingent (N-1)
Metro North | PARAFIELD GARDENS - CAVAN SD1687 | 10% POE (N-1) Forecast | MVA | 2026 | 40.34 | 66kV | Meshed | None | Contingent (N-1)
Metro North | PARAFIELD GARDENS - SALISBURY SD1502 | 10% POE (N-1) Forecast | MVA | 2026 | 113.6 | 66kV | Meshed | None | Contingent (N-1)
Metro North | PARAFIELD GARDENS WEST - BOLIVAR SD1683 | 10% POE (N-1) Forecast | MVA | 2026 | 16 | 66kV | Radial | None | Contingent (N-1)
Metro North | PARAFIELD GARDENS WEST - PARAFIELD GARDENS SD1682 | 10% POE (N-1) Forecast | MVA | 2026 | 146.8 | 66kV | Meshed | N-1 | Contingent (N-1)
Metro North | PARAFIELD GARDENS WEST - PARALOWIE SD1510 | 10% POE (N-1) Forecast | MVA | 2026 | 127.2 | 66kV | Meshed | None | Contingent (N-1)
Metro North | PENFIELD - DIREK SD1685 | 10% POE (N-1) Forecast | MVA | 2026 | 77.6 | 66kV | Meshed | None | Contingent (N-1)
Metro North | PENFIELD - ELIZABETH SOUTH SD1509 | 10% POE (N-1) Forecast | MVA | 2026 | 69.7 | 66kV | Meshed | None | Contingent (N-1)
Metro South | PLYMPTON - GLENELG NORTH SD1583 | 10% POE (N-1) Forecast | MVA | 2026 | 21.6 | 66kV | Meshed | None | Contingent (N-1)
Metro West | PORT ADELAIDE - CHELTENHAM SD1646 | 10% POE (N-1) Forecast | MVA | 2026 | 86.7 | 66kV | Meshed | None | Contingent (N-1)
Metro West | PORT ADELAIDE NORTH - ATHOL PARK TEE SD1677B | 10% POE (N-1) Forecast | MVA | 2026 | 26.2 | 66kV | Meshed | None | Contingent (N-1)
Metro South | PORT NOARLUNGA - SEAFORD SD1676A | 10% POE (N-1) Forecast | MVA | 2026 | 116.1322 | 66kV | Meshed | N-1 | Contingent (N-1)
Metro South | PORT STANVAC - LONSDALE SD1673 | 10% POE (N-1) Forecast | MVA | 2026 | 87.9 | 66kV | Meshed | None | Contingent (N-1)
Metro South | PORT STANVAC - NOARLUNGA CENTRE SD1667 | 10% POE (N-1) Forecast | MVA | 2026 | 90.7 | 66kV | Meshed | None | Contingent (N-1)
Metro East | PROSPECT - CROYDON SD2024 | 10% POE (N-1) Forecast | MVA | 2026 | 75.85 | 66kV | Meshed | None | Contingent (N-1)
Metro West | QUEENSTOWN - GLANVILLE SD1526 | 10% POE (N-1) Forecast | MVA | 2026 | 133.9 | 66kV | Meshed | None | Contingent (N-1)
Metro South | SEACOMBE - OAKLANDS SD1565 | 10% POE (N-1) Forecast | MVA | 2026 | 98.1 | 66kV | Meshed | None | Contingent (N-1)
Metro South | SEACOMBE - SHEIDOW PARK SD1672 | 10% POE (N-1) Forecast | MVA | 2026 | 88.2 | 66kV | Meshed | None | Contingent (N-1)
Metro South | SEAFORD - ALDINGA SD1676B | 10% POE (N-1) Forecast | MVA | 2026 | 104.7144 | 66kV | Meshed | N-1 | Contingent (N-1)
Metro South | SHEIDOW PARK - LONSDALE SD2009 | 10% POE (N-1) Forecast | MVA | 2026 | 58.1 | 66kV | Meshed | None | Contingent (N-1)
Metro North | SMITHFIELD WEST - ANGLE VALE SD1650 | 10% POE (N-1) Forecast | MVA | 2026 | 70.7 | 66kV | Meshed | None | Contingent (N-1)
Metro West | SMORGON STEEL RECYCLING - PORT ADELAIDE NORTH SD1532B | 10% POE (N-1) Forecast | MVA | 2026 | 17.3 | 66kV | Meshed | None | Contingent (N-1)
Metro North | ST KILDA - VIRGINIA SD1684 | 10% POE (N-1) Forecast | MVA | 2026 | 16.2 | 66kV | Radial | None | Contingent (N-1)
Metro East | TEA TREE GULLY - GOLDEN GROVE SD1638 | 10% POE (N-1) Forecast | MVA | 2026 | 67.35 | 66kV | Meshed | None | Contingent (N-1)
Metro West | THEBARTON - CROYDON SD1522 | 10% POE (N-1) Forecast | MVA | 2026 | 73.5 | 66kV | Meshed | None | Contingent (N-1)
Metro South | TONSLEY EAST - TONSLEY PARK SD1588 | 10% POE (N-1) Forecast | MVA | 2026 | 34.7 | 66kV | Meshed | None | Contingent (N-1)
Metro South | TONSLEY PARK - SEACOMBE SD1564 | 10% POE (N-1) Forecast | MVA | 2026 | 19.6 | 66kV | Meshed | None | Contingent (N-1)
Metro West | TORRENS ISLAND - ATHOL PARK TEE SD1677C | 10% POE (N-1) Forecast | MVA | 2026 | 43.25 | 66kV | Meshed | None | Contingent (N-1)
Metro West | TORRENS ISLAND - KILBURN SD1656 | 10% POE (N-1) Forecast | MVA | 2026 | 89.1 | 66kV | Meshed | None | Contingent (N-1)
Metro South | URAIDLA TEE - LINDEN PARK TEE SD1662D | 10% POE (N-1) Forecast | MVA | 2026 | 91.7 | 66kV | Meshed | None | Contingent (N-1)
Metro North | VIRGINIA - VIRGINIA TEE SD2022A | 10% POE (N-1) Forecast | MVA | 2026 | 8.6 | 66kV | Radial | None | Contingent (N-1)
Metro North | VIRGINIA TEE - TWO WELLS SD2022B | 10% POE (N-1) Forecast | MVA | 2026 | 9.28 | 66kV | Radial | None | Contingent (N-1)
Metro East | WHITMORE SQUARE - KENT TOWN TEE SD1663B | 10% POE (N-1) Forecast | MVA | 2026 | 41 | 66kV | Meshed | None | Contingent (N-1)
Metro East | WHITMORE SQUARE - WHITMORE SQUARE TEE SD1669C | 10% POE (N-1) Forecast | MVA | 2026 | 0 | 66kV | Meshed | None | Contingent (N-1)
Metro West | WOODVILLE - FINDON SD1524 | 10% POE (N-1) Forecast | MVA | 2026 | 94.15 | 66kV | Meshed | None | Contingent (N-1)
Metro West | WOODVILLE - QUEENSTOWN SD1525 | 10% POE (N-1) Forecast | MVA | 2026 | 116.65 | 66kV | Meshed | None | Contingent (N-1)
Eastern Hills | MOUNT BARKER DISTRIBUTION - MOUNT BARKER SOUTH SD2012 | 10% POE (N-1) Forecast | MVA | 2026 | 0 | 66kV | Meshed | None | Contingent (N-1)
Eastern Hills | MOUNT BARKER DISTRIBUTION - BALHANNAH SD1598 | 10% POE (N-1) Forecast | MVA | 2026 | 0 | 66kV | Radial | None | Contingent (N-1)
Eastern Hills | BALHANNAH - URAIDLA SD1599 | 10% POE (N-1) Forecast | MVA | 2026 | 0 | 66kV | Radial | None | Contingent (N-1)
Eastern Hills | URAIDLA - MAGILL (METRO SOUTH TIE) SD1662E | 10% POE (N-1) Forecast | MVA | 2026 | 0 | 66kV | Radial | None | Contingent (N-1)
Eastern Hills | MOUNT BARKER DISTRIBUTION - HAHNDORF SD1596 | 10% POE (N-1) Forecast | MVA | 2026 | 0 | 66kV | Radial | None | Contingent (N-1)
Eastern Hills | MOUNT BARKER SOUTH - MEADOWS SD1597 | 10% POE (N-1) Forecast | MVA | 2026 | 0 | 66kV | Radial | None | Contingent (N-1)
Eastern Hills | MOUNT BARKER SOUTH - STRATHALBYN EAST TEE SD1601A | 10% POE (N-1) Forecast | MVA | 2026 | 0 | 66kV | Radial | None | Contingent (N-1)
Eastern Hills | STRATHALBYN EAST TEE - STRATHALBYN SD1601B | 10% POE (N-1) Forecast | MVA | 2026 | 0 | 66kV | Radial | None | Contingent (N-1)
Eastern Hills | STRATHALBYN - BELVIDERE SD1602 | 10% POE (N-1) Forecast | MVA | 2026 | 0 | 66kV | Radial | None | Contingent (N-1)
Eastern Hills | BELVIDERE - MILANG SD1603 | 10% POE (N-1) Forecast | MVA | 2026 | 0 | 66kV | Radial | None | Contingent (N-1)
Eastern Hills | BELVIDERE - LANGHORNE CREEK SD1604 | 10% POE (N-1) Forecast | MVA | 2026 | 0 | 66kV | Radial | None | Contingent (N-1)
Eyre Peninsula | YADNARIE - CLEVE SD1609 | 10% POE (N-1) Forecast | MVA | 2026 | 0 | 66kV | Radial | None | Contingent (N-1)
Eyre Peninsula | YADNARIE - RUDALL SD1610 | 10% POE (N-1) Forecast | MVA | 2026 | 0 | 66kV | Radial | None | Contingent (N-1)
Eyre Peninsula | RUDALL - DARKE PEAK SD1611 | 10% POE (N-1) Forecast | MVA | 2026 | 0 | 66kV | Radial | None | Contingent (N-1)
Eyre Peninsula | DARKE PEAK - CARALUE SD1612 | 10% POE (N-1) Forecast | MVA | 2026 | 0 | 66kV | Radial | None | Contingent (N-1)
Eyre Peninsula | RUDALL - LOCK SD1613 | 10% POE (N-1) Forecast | MVA | 2026 | 0 | 66kV | Radial | None | Contingent (N-1)
Eyre Peninsula | LOCK - POLDA SD1614 | 10% POE (N-1) Forecast | MVA | 2026 | 0 | 66kV | Radial | None | Contingent (N-1)
Eyre Peninsula | WUDINNA - POLDA SD1615 | 10% POE (N-1) Forecast | MVA | 2026 | 0 | 66kV | Radial | None | Contingent (N-1)
Eyre Peninsula | WUDINNA - MOORKITABIE SD1605 | 10% POE (N-1) Forecast | MVA | 2026 | 0 | 66kV | Radial | None | Contingent (N-1)
Eyre Peninsula | MOORKITABIE - TARLTON SD1606 | 10% POE (N-1) Forecast | MVA | 2026 | 0 | 66kV | Radial | None | Contingent (N-1)
Eyre Peninsula | TARLTON - STREAKY BAY SD1607 | 10% POE (N-1) Forecast | MVA | 2026 | 0 | 66kV | Radial | None | Contingent (N-1)
Eyre Peninsula | TARLTON - CEDUNA SD1608 | 10% POE (N-1) Forecast | MVA | 2026 | 0 | 66kV | Radial | None | Contingent (N-1)
Riverland | NORTH WEST BEND - MORGAN TEE SD1616 | 10% POE (N-1) Forecast | MVA | 2026 | 0 | 66kV | Radial | None | Contingent (N-1)
Riverland | MORGAN TEE - CORDOLA SD1617 | 10% POE (N-1) Forecast | MVA | 2026 | 0 | 66kV | Radial | None | Contingent (N-1)
Riverland | CORDOLA - ROONKA SD1618 | 10% POE (N-1) Forecast | MVA | 2026 | 0 | 66kV | Radial | None | Contingent (N-1)
Riverland | ROONKA - PORTEE SD1619 | 10% POE (N-1) Forecast | MVA | 2026 | 0 | 66kV | Radial | None | Contingent (N-1)
Riverland | PORTEE - SWAN REACH SD1620 | 10% POE (N-1) Forecast | MVA | 2026 | 0 | 66kV | Radial | None | Contingent (N-1)
Riverland | NORTH WEST BEND - CADELL SD1622 | 10% POE (N-1) Forecast | MVA | 2026 | 0 | 66kV | Radial | None | Contingent (N-1)
Riverland | CADELL - QUALCO SD1623 | 10% POE (N-1) Forecast | MVA | 2026 | 0 | 66kV | Radial | None | Contingent (N-1)
Riverland | QUALCO - RAMCO SD1624 | 10% POE (N-1) Forecast | MVA | 2026 | 0 | 66kV | Radial | None | Contingent (N-1)
Riverland | RAMCO - WAIKERIE SD1625 | 10% POE (N-1) Forecast | MVA | 2026 | 0 | 66kV | Radial | None | Contingent (N-1)
Riverland | BERRI - GLOSSOP SD1626 | 10% POE (N-1) Forecast | MVA | 2026 | 0 | 66kV | Radial | None | Contingent (N-1)
Riverland | GLOSSOP - LOVEDAY SD1627 | 10% POE (N-1) Forecast | MVA | 2026 | 0 | 66kV | Radial | None | Contingent (N-1)
Riverland | LOVEDAY - WOOLPUNDA SD1628 | 10% POE (N-1) Forecast | MVA | 2026 | 0 | 66kV | Radial | None | Contingent (N-1)
Riverland | WOOLPUNDA - WAIKERIE SD1629 | 10% POE (N-1) Forecast | MVA | 2026 | 0 | 66kV | Radial | None | Contingent (N-1)
Riverland | BERRI - LOXTON SD1630 | 10% POE (N-1) Forecast | MVA | 2026 | 0 | 66kV | Radial | None | Contingent (N-1)
Riverland | LOXTON - PYAP SD1631 | 10% POE (N-1) Forecast | MVA | 2026 | 0 | 66kV | Radial | None | Contingent (N-1)
Riverland | BERRI - RENMARK SD1632 | 10% POE (N-1) Forecast | MVA | 2026 | 0 | 66kV | Radial | None | Contingent (N-1)
Riverland | RENMARK - PARINGA SD1633 | 10% POE (N-1) Forecast | MVA | 2026 | 0 | 66kV | Radial | None | Contingent (N-1)
Riverland | BERRI - LYRUP SD1634 | 10% POE (N-1) Forecast | MVA | 2026 | 0 | 66kV | Radial | None | Contingent (N-1)
Metro South | WILLUNGA - MYPONGA SD1568 | 10% POE (N-1) Forecast | MVA | 2026 | 0 | 66kV | Radial | None | Contingent (N-1)
Metro South | MYPONGA - YANKALILLA SD1569 | 10% POE (N-1) Forecast | MVA | 2026 | 0 | 66kV | Radial | None | Contingent (N-1)
Metro South | YANKALILLA - CAPE JERVIS SD1689 | 10% POE (N-1) Forecast | MVA | 2026 | 0 | 66kV | Radial | None | Contingent (N-1)
Metro South | WILLUNGA - SQUARE WATER HOLE SD1570 | 10% POE (N-1) Forecast | MVA | 2026 | 0 | 66kV | Radial | None | Contingent (N-1)
Metro South | SQUARE WATER HOLE - VICTOR HARBOR SD1595 | 10% POE (N-1) Forecast | MVA | 2026 | 0 | 66kV | Radial | None | Contingent (N-1)
Metro South | SQUARE WATER HOLE - GOOLWA SD1571 | 10% POE (N-1) Forecast | MVA | 2026 | 0 | 66kV | Radial | None | Contingent (N-1)
Eastern Hills | BALHANNAH - WOODSIDE SD41100 | 10% POE (N-1) Forecast | MVA | 2026 | 0 | 33kV | Radial | None | Contingent (N-1)
Eastern Hills | BALHANNAH - VERDUN TEE SD41200 | 10% POE (N-1) Forecast | MVA | 2026 | 0 | 33kV | Radial | None | Contingent (N-1)
Eastern Hills | VERDUN TEE - ALDGATE TEE SD41200 | 10% POE (N-1) Forecast | MVA | 2026 | 0 | 33kV | Radial | None | Contingent (N-1)
Eastern Hills | VERDUN TEE - MYLOR SD41200 | 10% POE (N-1) Forecast | MVA | 2026 | 0 | 33kV | Radial | None | Contingent (N-1)
Eastern Hills | BALHANNAH - NAIRNE TEE SD41300 | 10% POE (N-1) Forecast | MVA | 2026 | 0 | 33kV | Radial | None | Contingent (N-1)
Eastern Hills | NAIRNE TEE - NAIRNE SD41300 | 10% POE (N-1) Forecast | MVA | 2026 | 0 | 33kV | Radial | None | Contingent (N-1)
Eastern Hills | NAIRNE TEE - BRUKUNGA SD41300 | 10% POE (N-1) Forecast | MVA | 2026 | 0 | 33kV | Radial | None | Contingent (N-1)
Eastern Hills | URAIDLA - PICCADILLY TEE SD42100 | 10% POE (N-1) Forecast | MVA | 2026 | 0 | 33kV | Radial | None | Contingent (N-1)
Eastern Hills | PICCADILLY TEE - PICCADILLY EOL SD42100 | 10% POE (N-1) Forecast | MVA | 2026 | 0 | 33kV | Radial | None | Contingent (N-1)
Eastern Hills | PICCADILLY TEE - ALDGATE TEE SD42100 | 10% POE (N-1) Forecast | MVA | 2026 | 0 | 33kV | Radial | None | Contingent (N-1)
Eastern Hills | ALDGATE TEE - ALDGATE SD42100 | 10% POE (N-1) Forecast | MVA | 2026 | 0 | 33kV | Radial | None | Contingent (N-1)
Eastern Hills | ANGAS CREEK - BIRDWOOD TEE SD38100 | 10% POE (N-1) Forecast | MVA | 2026 | 0 | 33kV | Radial | None | Contingent (N-1)
Eastern Hills | BIRDWOOD TEE - GUMERACHA RURAL SD38100 | 10% POE (N-1) Forecast | MVA | 2026 | 0 | 33kV | Radial | None | Contingent (N-1)
Eastern Hills | BIRDWOOD TEE - BIRDWOOD SD38100 | 10% POE (N-1) Forecast | MVA | 2026 | 0 | 33kV | Radial | None | Contingent (N-1)
Eastern Hills | BIRDWOOD - MOUNT PLEASANT TEE SD38100 | 10% POE (N-1) Forecast | MVA | 2026 | 0 | 33kV | Radial | None | Contingent (N-1)
Eastern Hills | MOUNT PLEASANT TEE - PALMER RURAL SD38100 | 10% POE (N-1) Forecast | MVA | 2026 | 0 | 33kV | Radial | None | Contingent (N-1)
Eastern Hills | MOUNT PLEASANT TEE - MOUNT PLEASANT SD38100 | 10% POE (N-1) Forecast | MVA | 2026 | 0 | 33kV | Radial | None | Contingent (N-1)
Eastern Hills | ANGAS CREEK - ANGAS CREEK TEE SD38200 | 10% POE (N-1) Forecast | MVA | 2026 | 0 | 33kV | Radial | None | Contingent (N-1)
Eastern Hills | ANGAS CREEK TEE - LOBETHAL SD38200 | 10% POE (N-1) Forecast | MVA | 2026 | 0 | 33kV | Radial | None | Contingent (N-1)
Eastern Hills | LOBETHAL - WOODSIDE SD38200 | 10% POE (N-1) Forecast | MVA | 2026 | 0 | 33kV | Radial | None | Contingent (N-1)
Eastern Hills | ANGAS CREEK TEE - GUMERACHA WEIR SD38200 | 10% POE (N-1) Forecast | MVA | 2026 | 0 | 33kV | Radial | None | Contingent (N-1)
Eastern Hills | GUMERACHA WEIR - HOUGHTON SD38200 | 10% POE (N-1) Forecast | MVA | 2026 | 0 | 33kV | Radial | None | Contingent (N-1)
Eastern Hills | GUMERACHA WEIR - KERSBROOK SD38200 | 10% POE (N-1) Forecast | MVA | 2026 | 0 | 33kV | Radial | None | Contingent (N-1)
Eastern Hills | KERSBROOK - WILLIAMSTOWN SOUTH TEE SD38200 | 10% POE (N-1) Forecast | MVA | 2026 | 0 | 33kV | Radial | None | Contingent (N-1)
Eastern Hills | GUMERACHA WEIR - GUMERACHA RURAL SD38200 | 10% POE (N-1) Forecast | MVA | 2026 | 0 | 33kV | Radial | None | Contingent (N-1)
Eyre Peninsula | WHYALLA CENTRAL - WHYALLA CITY 1 SD56101 | 10% POE (N-1) Forecast | MVA | 2026 | 0 | 33kV | Radial | None | Contingent (N-1)
Eyre Peninsula | WHYALLA CENTRAL - WHYALLA CITY 2 SD56102 | 10% POE (N-1) Forecast | MVA | 2026 | 0 | 33kV | Radial | None | Contingent (N-1)
Eyre Peninsula | WHYALLA CENTRAL - WHYALLA STUART SD56201 | 10% POE (N-1) Forecast | MVA | 2026 | 0 | 33kV | Radial | None | Contingent (N-1)
Eyre Peninsula | WHYALLA CENTRAL - WHYALLA NORTH TEE SD56301 | 10% POE (N-1) Forecast | MVA | 2026 | 0 | 33kV | Radial | None | Contingent (N-1)
Eyre Peninsula | WHYALLA NORTH TEE - WHYALLA TERMINAL SD56301 | 10% POE (N-1) Forecast | MVA | 2026 | 0 | 33kV | Radial | None | Contingent (N-1)
Eyre Peninsula | WHYALLA NORTH TEE - WHYALLA SOLAR SD56301 | 10% POE (N-1) Forecast | MVA | 2026 | 0 | 33kV | Radial | None | Contingent (N-1)
Eyre Peninsula | WHYALLA SOLAR - WHYALLA NORTH SD56301 | 10% POE (N-1) Forecast | MVA | 2026 | 0 | 33kV | Radial | None | Contingent (N-1)
Eyre Peninsula | PORT LINCOLN TERMINAL - PORT LINCOLN CITY TEE PL32 | 10% POE (N-1) Forecast | MVA | 2026 | 0 | 33kV | Radial | None | Contingent (N-1)
Eyre Peninsula | PORT LINCOLN CITY TEE - PORT LINCOLN CITY PL32 | 10% POE (N-1) Forecast | MVA | 2026 | 0 | 33kV | Radial | None | Contingent (N-1)
Eyre Peninsula | PORT LINCOLN CITY TEE - PORT LINCOLN MARINA TEE PL32 | 10% POE (N-1) Forecast | MVA | 2026 | 0 | 33kV | Radial | None | Contingent (N-1)
Eyre Peninsula | PORT LINCOLN MARINA TEE - PORT LINCOLN DOCKS PL32 | 10% POE (N-1) Forecast | MVA | 2026 | 0 | 33kV | Radial | None | Contingent (N-1)
Eyre Peninsula | PORT LINCOLN MARINA TEE - PORT LINCOLN MARINA PL32 | 10% POE (N-1) Forecast | MVA | 2026 | 0 | 33kV | Radial | None | Contingent (N-1)
Eyre Peninsula | PORT LINCOLN TERMINAL - PORT LINCOLN CITY SD61101 | 10% POE (N-1) Forecast | MVA | 2026 | 0 | 33kV | Radial | None | Contingent (N-1)
Eyre Peninsula | PORT LINCOLN TERMINAL - POONINDIE TEE PL34 | 10% POE (N-1) Forecast | MVA | 2026 | 0 | 33kV | Radial | None | Contingent (N-1)
Eyre Peninsula | POONINDIE TEE - POONINDIE PL34 | 10% POE (N-1) Forecast | MVA | 2026 | 0 | 33kV | Radial | None | Contingent (N-1)
Eyre Peninsula | POONINDIE - POINT BOSTON PL34 | 10% POE (N-1) Forecast | MVA | 2026 | 0 | 33kV | Radial | None | Contingent (N-1)
Eyre Peninsula | POONINDIE TEE - TOD RIVER PL34 | 10% POE (N-1) Forecast | MVA | 2026 | 0 | 33kV | Radial | None | Contingent (N-1)
Eyre Peninsula | TOD RIVER - CUMMINS CM36 | 10% POE (N-1) Forecast | MVA | 2026 | 0 | 33kV | Radial | None | Contingent (N-1)
Eyre Peninsula | TOD RIVER - TUMBY BAY CM35 | 10% POE (N-1) Forecast | MVA | 2026 | 0 | 33kV | Radial | None | Contingent (N-1)
Eyre Peninsula | PORT LINCOLN TERMINAL - ULEY SOUTH TEE PL33 | 10% POE (N-1) Forecast | MVA | 2026 | 0 | 33kV | Radial | None | Contingent (N-1)
Eyre Peninsula | ULEY SOUTH TEE - ULEY SOUTH PL33 | 10% POE (N-1) Forecast | MVA | 2026 | 0 | 33kV | Radial | None | Contingent (N-1)
Eyre Peninsula | ULEY SOUTH TEE - ULEY PL33 | 10% POE (N-1) Forecast | MVA | 2026 | 0 | 33kV | Radial | None | Contingent (N-1)
Eyre Peninsula | ULEY - COFFIN BAY PL33 | 10% POE (N-1) Forecast | MVA | 2026 | 0 | 33kV | Radial | None | Contingent (N-1)
Eyre Peninsula | CLEVE - COWELL SD53100 | 10% POE (N-1) Forecast | MVA | 2026 | 0 | 33kV | Radial | None | Contingent (N-1)
Eyre Peninsula | CLEVE - BOOTHBY SD55100 | 10% POE (N-1) Forecast | MVA | 2026 | 0 | 33kV | Radial | None | Contingent (N-1)
Eyre Peninsula | BOOTHBY - PUMPING STATION ROAD SD55100 | 10% POE (N-1) Forecast | MVA | 2026 | 0 | 33kV | Radial | None | Contingent (N-1)
Eyre Peninsula | PUMPING STATION ROAD - ARNO BAY SD55100 | 10% POE (N-1) Forecast | MVA | 2026 | 0 | 33kV | Radial | None | Contingent (N-1)
Mid North | BRINKWORTH - YACKA TEE SD33100 | 10% POE (N-1) Forecast | MVA | 2026 | 0 | 33kV | Radial | None | Contingent (N-1)
Mid North | YACKA TEE - YACKA RURAL SD33100 | 10% POE (N-1) Forecast | MVA | 2026 | 0 | 33kV | Radial | None | Contingent (N-1)
Mid North | YACKA TEE - SPALDING TEE SD33100 | 10% POE (N-1) Forecast | MVA | 2026 | 0 | 33kV | Radial | None | Contingent (N-1)
Mid North | SPALDING TEE - GEORGETOWN SD33100 | 10% POE (N-1) Forecast | MVA | 2026 | 0 | 33kV | Radial | None | Contingent (N-1)
Mid North | GEORGETOWN - GLADSTONE SD33100 | 10% POE (N-1) Forecast | MVA | 2026 | 0 | 33kV | Radial | None | Contingent (N-1)
Mid North | SPALDING TEE - SPALDING SD33100 | 10% POE (N-1) Forecast | MVA | 2026 | 0 | 33kV | Radial | None | Contingent (N-1)
Mid North | BRINKWORTH - MERRITON SD33300 | 10% POE (N-1) Forecast | MVA | 2026 | 0 | 33kV | Radial | None | Contingent (N-1)
Mid North | BRINKWORTH - BRINKWORTH TEE SD33200 | 10% POE (N-1) Forecast | MVA | 2026 | 0 | 33kV | Radial | None | Contingent (N-1)
Mid North | BRINKWORTH TEE - YACKA RURAL SD33200 | 10% POE (N-1) Forecast | MVA | 2026 | 0 | 33kV | Radial | None | Contingent (N-1)
Mid North | BRINKWORTH TEE - BLYTH TOWNSHIP SD33200 | 10% POE (N-1) Forecast | MVA | 2026 | 0 | 33kV | Radial | None | Contingent (N-1)
Mid North | BLYTH TOWNSHIP - CLARE NORTH TEE SD33200 | 10% POE (N-1) Forecast | MVA | 2026 | 0 | 33kV | Radial | None | Contingent (N-1)
Mid North | BLYTH TOWNSHIP - BALAKLAVA TOWNSHIP SD33200 | 10% POE (N-1) Forecast | MVA | 2026 | 0 | 33kV | Radial | None | Contingent (N-1)
Mid North | WATERLOO DISTRIBUTION - RIVERTON TEE SD36400 | 10% POE (N-1) Forecast | MVA | 2026 | 0 | 33kV | Radial | N | Contingent (N-1)
Mid North | RIVERTON TEE - AUBURN TEE SD36400 | 10% POE (N-1) Forecast | MVA | 2026 | 0 | 33kV | Radial | None | Contingent (N-1)
Mid North | AUBURN TEE - AUBURN SD36400 | 10% POE (N-1) Forecast | MVA | 2026 | 0 | 33kV | Radial | None | Contingent (N-1)
Mid North | RIVERTON TEE - RIVERTON SD36400 | 10% POE (N-1) Forecast | MVA | 2026 | 0 | 33kV | Radial | None | Contingent (N-1)
Mid North | WATERLOO DISTRIBUTION - WATERLOO RURAL SD36201 | 10% POE (N-1) Forecast | MVA | 2026 | 0 | 33kV | Radial | None | Contingent (N-1)
Mid North | WATERLOO RURAL - ROBERTSTOWN SD36201 | 10% POE (N-1) Forecast | MVA | 2026 | 0 | 33kV | Radial | None | Contingent (N-1)
Mid North | WATERLOO DISTRIBUTION - PORTERS LAGOON SD36101 | 10% POE (N-1) Forecast | MVA | 2026 | 0 | 33kV | Radial | None | Contingent (N-1)
Mid North | PORTERS LAGOON - HANSON SD36101 | 10% POE (N-1) Forecast | MVA | 2026 | 0 | 33kV | Radial | None | Contingent (N-1)
Mid North | WATERLOO DISTRIBUTION - WATERLOO TOWN SD36300 | 10% POE (N-1) Forecast | MVA | 2026 | 0 | 33kV | Radial | None | Contingent (N-1)
Mid North | WATERLOO TOWN - EUDUNDA TEE SD36300 | 10% POE (N-1) Forecast | MVA | 2026 | 0 | 33kV | Radial | None | Contingent (N-1)
Mid North | EUDUNDA TEE - EUDUNDA SD36300 | 10% POE (N-1) Forecast | MVA | 2026 | 0 | 33kV | Radial | None | Contingent (N-1)
Mid North | EUDUNDA TEE - KAPUNDA RURAL SD36300 | 10% POE (N-1) Forecast | MVA | 2026 | 0 | 33kV | Radial | None | Contingent (N-1)
Mid North | TEMPLERS - WASLEYS SD37402 | 10% POE (N-1) Forecast | MVA | 2026 | 0 | 33kV | Radial | None | Contingent (N-1)
Mid North | WASLEYS - MALLALA SD37402 | 10% POE (N-1) Forecast | MVA | 2026 | 0 | 33kV | Radial | None | Contingent (N-1)
Mid North | TEMPLERS - HAMLEY BRIDGE SD37101 | 10% POE (N-1) Forecast | MVA | 2026 | 0 | 33kV | Radial | None | Contingent (N-1)
Mid North | HAMLEY BRIDGE - BALAKLAVA RURAL SD37102 | 10% POE (N-1) Forecast | MVA | 2026 | 0 | 33kV | Radial | None | Contingent (N-1)
Mid North | TEMPLERS - FREELING NORTH TEE SD37200 | 10% POE (N-1) Forecast | MVA | 2026 | 0 | 33kV | Radial | None | Contingent (N-1)
Mid North | FREELING NORTH TEE - KAPUNDA RURAL SD37200 | 10% POE (N-1) Forecast | MVA | 2026 | 0 | 33kV | Radial | N | Contingent (N-1)
Mid North | TEMPLERS - DAVEYSTON TOWNSHIP SD37301 | 10% POE (N-1) Forecast | MVA | 2026 | 0 | 33kV | Radial | None | Contingent (N-1)
Mid North | TEMPLERS - GAWLER BELT TEE SD37501 | 10% POE (N-1) Forecast | MVA | 2026 | 0 | 33kV | Radial | None | Contingent (N-1)
Mid North | GAWLER BELT TEE - EVANSTON SD60101 | 10% POE (N-1) Forecast | MVA | 2026 | 0 | 33kV | Radial | None | Contingent (N-1)
Mid North | DORRIEN - NURIOOTPA TEE SD52100 | 10% POE (N-1) Forecast | MVA | 2026 | 0 | 33kV | Radial | N | Contingent (N-1)
Mid North | NURIOOTPA TEE - NURIOOTPA SD52100 | 10% POE (N-1) Forecast | MVA | 2026 | 0 | 33kV | Radial | None | Contingent (N-1)
Mid North | NURIOOTPA TEE - STOCKWELL SD52100 | 10% POE (N-1) Forecast | MVA | 2026 | 0 | 33kV | Radial | None | Contingent (N-1)
Mid North | DORRIEN - ANGASTON NO 1 SD52201 | 10% POE (N-1) Forecast | MVA | 2026 | 0 | 33kV | Meshed | None | Contingent (N-1)
Mid North | DORRIEN - ANGASTON NO 2 SD52202 | 10% POE (N-1) Forecast | MVA | 2026 | 0 | 33kV | Meshed | None | Contingent (N-1)
Mid North | DORRIEN - BAROSSA SOUTH SD52300 | 10% POE (N-1) Forecast | MVA | 2026 | 0 | 33kV | Radial | None | Contingent (N-1)
Mid North | BAROSSA SOUTH TEE - LYNDOCH TEE SD52300 | 10% POE (N-1) Forecast | MVA | 2026 | 0 | 33kV | Radial | None | Contingent (N-1)
Mid North | LYNDOCH TEE - LYNDOCH SD52300 | 10% POE (N-1) Forecast | MVA | 2026 | 0 | 33kV | Radial | None | Contingent (N-1)
Mid North | LYNDOCH TEE - SANDY CREEK TEE SD52300 | 10% POE (N-1) Forecast | MVA | 2026 | 0 | 33kV | Radial | None | Contingent (N-1)
Mid North | SANDY CREEK TEE - SANDY CREEK SD52300 | 10% POE (N-1) Forecast | MVA | 2026 | 0 | 33kV | Radial | None | Contingent (N-1)
Mid North | SANDY CREEK TEE - EVANSTON TEE SD52300 | 10% POE (N-1) Forecast | MVA | 2026 | 0 | 33kV | Radial | None | Contingent (N-1)
Mid North | LYNDOCH - WILLIAMSTOWN SD52300 | 10% POE (N-1) Forecast | MVA | 2026 | 0 | 33kV | Radial | None | Contingent (N-1)
Mid North | WILLIAMSTOWN - WILLIAMSTOWN SOUTH TEE SD52300 | 10% POE (N-1) Forecast | MVA | 2026 | 0 | 33kV | Radial | None | Contingent (N-1)
Mid North | WILLIAMSTOWN SOUTH TEE - WILLIAMSTOWN SOUTH SD52300 | 10% POE (N-1) Forecast | MVA | 2026 | 0 | 33kV | Radial | None | Contingent (N-1)
Mid North | WILLIAMSTOWN SOUTH TEE - ANGAS CREEK TIE SD52300 | 10% POE (N-1) Forecast | MVA | 2026 | 0 | 33kV | Radial | None | Contingent (N-1)
Mid North | CLARE NORTH - CLARE NO 1 SD57101 | 10% POE (N-1) Forecast | MVA | 2026 | 0 | 33kV | Meshed | None | Contingent (N-1)
Mid North | CLARE NORTH - CLARE NORTH TEE SD57102 | 10% POE (N-1) Forecast | MVA | 2026 | 0 | 33kV | Meshed | None | Contingent (N-1)
Mid North | CLARE NORTH TEE - CLARE NO 2 SD57102 | 10% POE (N-1) Forecast | MVA | 2026 | 0 | 33kV | Meshed | None | Contingent (N-1)
Mid North | CLARE - FARRELL FLAT SD57100 | 10% POE (N-1) Forecast | MVA | 2026 | 0 | 33kV | Radial | None | Contingent (N-1)
Mid North | FARRELL FLAT - WATERLOO TIE SD57100 | 10% POE (N-1) Forecast | MVA | 2026 | 0 | 33kV | Radial | None | Contingent (N-1)
Mid North | FARRELL FLAT - BURRA SD57100 | 10% POE (N-1) Forecast | MVA | 2026 | 0 | 33kV | Radial | None | Contingent (N-1)
Murraylands | MANNUM - PALMER TEE SD39200 | 10% POE (N-1) Forecast | MVA | 2026 | 0 | 33kV | Radial | None | Contingent (N-1)
Murraylands | PALMER TEE - MANNUM ROAD RANDELL ROAD INT SD39200 | 10% POE (N-1) Forecast | MVA | 2026 | 0 | 33kV | Radial | None | Contingent (N-1)
Murraylands | PALMER TEE - CAMBRAI TEE SD39200 | 10% POE (N-1) Forecast | MVA | 2026 | 0 | 33kV | Radial | None | Contingent (N-1)
Murraylands | CAMBRAI TEE - CAMBRAI SD39200 | 10% POE (N-1) Forecast | MVA | 2026 | 0 | 33kV | Radial | None | Contingent (N-1)
Murraylands | CAMBRAI TEE - PALMER RURAL SD39200 | 10% POE (N-1) Forecast | MVA | 2026 | 0 | 33kV | Radial | None | Contingent (N-1)
Murraylands | MANNUM - TEAL FLAT TEE SD39100 | 10% POE (N-1) Forecast | MVA | 2026 | 0 | 33kV | Radial | None | Contingent (N-1)
Murraylands | TEAL FLAT TEE - TEAL FLAT SD39100 | 10% POE (N-1) Forecast | MVA | 2026 | 0 | 33kV | Radial | None | Contingent (N-1)
Murraylands | TEAL FLAT TEE - SWAN REACH SD39100 | 10% POE (N-1) Forecast | MVA | 2026 | 0 | 33kV | Radial | None | Contingent (N-1)
Murraylands | MANNUM - CALOOTE TEE SD39300 | 10% POE (N-1) Forecast | MVA | 2026 | 0 | 33kV | Radial | None | Contingent (N-1)
Murraylands | CALOOTE TEE - CALOOTE SD39300 | 10% POE (N-1) Forecast | MVA | 2026 | 0 | 33kV | Radial | None | Contingent (N-1)
Murraylands | CALOOTE TEE - MOBILONG TIE SD39300 | 10% POE (N-1) Forecast | MVA | 2026 | 0 | 33kV | Radial | None | Contingent (N-1)
Murraylands | MANNUM - MANNUM RURAL SD39300 | 10% POE (N-1) Forecast | MVA | 2026 | 0 | 33kV | Radial | None | Contingent (N-1)
Murraylands | MANNUM RURAL - MANNUM TOWN TEE SD39300 | 10% POE (N-1) Forecast | MVA | 2026 | 0 | 33kV | Radial | None | Contingent (N-1)
Murraylands | MANNUM TOWN TEE - MANNUM ROAD RANDELL ROAD INT SD39300 | 10% POE (N-1) Forecast | MVA | 2026 | 0 | 33kV | Radial | None | Contingent (N-1)
Murraylands | MANNUM TOWN TEE - PELLARING FLAT TEE SD39300 | 10% POE (N-1) Forecast | MVA | 2026 | 0 | 33kV | Radial | None | Contingent (N-1)
Murraylands | PELLARING FLAT TEE - MANNUM TOWN SD39300 | 10% POE (N-1) Forecast | MVA | 2026 | 0 | 33kV | Radial | None | Contingent (N-1)
Murraylands | MOBILONG DISTRIBUTION - MOBILONG SD43100 | 10% POE (N-1) Forecast | MVA | 2026 | 0 | 33kV | Radial | None | Contingent (N-1)
Murraylands | MOBILONG - MOBILONG TEE SD43100 | 10% POE (N-1) Forecast | MVA | 2026 | 0 | 33kV | Radial | None | Contingent (N-1)
Murraylands | MOBILONG TEE - MYPOLONGA TIE SD43100 | 10% POE (N-1) Forecast | MVA | 2026 | 0 | 33kV | Radial | None | Contingent (N-1)
Murraylands | MOBILONG TEE - MURRAY BRIDGE NORTH TEE SD43100 | 10% POE (N-1) Forecast | MVA | 2026 | 0 | 33kV | Radial | None | Contingent (N-1)
Murraylands | MURRAY BRIDGE NORTH TEE - MURRAY BRIDGE NORTH SD43100 | 10% POE (N-1) Forecast | MVA | 2026 | 0 | 33kV | Radial | None | Contingent (N-1)
Murraylands | MURRAY BRIDGE NORTH TEE - MURRAY BRIDGE SOUTH TEE SD43100 | 10% POE (N-1) Forecast | MVA | 2026 | 0 | 33kV | Radial | None | Contingent (N-1)
Murraylands | MURRAY BRIDGE SOUTH TEE - MURRAY BRIDGE SOUTH SD43100 | 10% POE (N-1) Forecast | MVA | 2026 | 0 | 33kV | Radial | None | Contingent (N-1)
Murraylands | MURRAY BRIDGE SOUTH TEE - MURRAY BRIDGE TOWNSHIP SD43100 | 10% POE (N-1) Forecast | MVA | 2026 | 0 | 33kV | Radial | None | Contingent (N-1)
Murraylands | MOBILONG DISTRIBUTION - MOBILONG SD43200 | 10% POE (N-1) Forecast | MVA | 2026 | 0 | 33kV | Radial | None | Contingent (N-1)
Murraylands | MOBILONG - MONARTO TEE SD43200 | 10% POE (N-1) Forecast | MVA | 2026 | 0 | 33kV | Radial | None | Contingent (N-1)
Murraylands | MONARTO TEE - MURRAY BRIDGE NORTH SD43200 | 10% POE (N-1) Forecast | MVA | 2026 | 0 | 33kV | Radial | None | Contingent (N-1)
Murraylands | MONARTO TEE - MONARTO SOUTH TEE SD43200 | 10% POE (N-1) Forecast | MVA | 2026 | 0 | 33kV | Radial | None | Contingent (N-1)
Murraylands | MONARTO SOUTH TEE - MONARTO SOUTH SD43200 | 10% POE (N-1) Forecast | MVA | 2026 | 0 | 33kV | Radial | None | Contingent (N-1)
Murraylands | MONARTO SOUTH TEE - MONARTO CENTRAL SD43200 | 10% POE (N-1) Forecast | MVA | 2026 | 0 | 33kV | Radial | None | Contingent (N-1)
Murraylands | MOBILONG DISTRIBUTION - MOBILONG SD43300 | 10% POE (N-1) Forecast | MVA | 2026 | 0 | 33kV | Radial | None | Contingent (N-1)
Murraylands | MOBILONG - PALLAMANA TEE SD43300 | 10% POE (N-1) Forecast | MVA | 2026 | 0 | 33kV | Radial | None | Contingent (N-1)
Murraylands | PALLAMANA TEE - MYPOLONGA TEE SD43300 | 10% POE (N-1) Forecast | MVA | 2026 | 0 | 33kV | Radial | None | Contingent (N-1)
Murraylands | MYPOLONGA TEE - MYPOLONGA SD43300 | 10% POE (N-1) Forecast | MVA | 2026 | 0 | 33kV | Radial | None | Contingent (N-1)
Murraylands | MYPOLONGA - MYPOLONGA EOL SD43300 | 10% POE (N-1) Forecast | MVA | 2026 | 0 | 33kV | Radial | None | Contingent (N-1)
Murraylands | MYPOLONGA TEE - CALOOTE TEE SD43300 | 10% POE (N-1) Forecast | MVA | 2026 | 0 | 33kV | Radial | None | Contingent (N-1)
Murraylands | TAILEM BEND - PUMP STATION TEE SD40101 | 10% POE (N-1) Forecast | MVA | 2026 | 0 | 33kV | Radial | None | Contingent (N-1)
Murraylands | PUMP STATION TEE - TAILEM BEND RURAL SD40101 | 10% POE (N-1) Forecast | MVA | 2026 | 0 | 33kV | Radial | None | Contingent (N-1)
Murraylands | TAILEM BEND RURAL - TAILEM BEND EOL SD40101 | 10% POE (N-1) Forecast | MVA | 2026 | 0 | 33kV | Radial | None | Contingent (N-1)
Murraylands | PUMP STATION TEE - TAILEM BEND TOWN TEE SD40101 | 10% POE (N-1) Forecast | MVA | 2026 | 0 | 33kV | Radial | None | Contingent (N-1)
Murraylands | TAILEM BEND TOWN TEE - TAILEM BEND TOWN SD40101 | 10% POE (N-1) Forecast | MVA | 2026 | 0 | 33kV | Radial | None | Contingent (N-1)
Murraylands | TAILEM BEND TOWN TEE - JERVOIS SD40101 | 10% POE (N-1) Forecast | MVA | 2026 | 0 | 33kV | Radial | None | Contingent (N-1)
Murraylands | JERVOIS - JERVOIS FLAT 1 TEE SD40102 | 10% POE (N-1) Forecast | MVA | 2026 | 0 | 33kV | Radial | None | Contingent (N-1)
Murraylands | JERVOIS FLAT 1 TEE - JERVOIS FLAT 2 TEE SD40102 | 10% POE (N-1) Forecast | MVA | 2026 | 0 | 33kV | Radial | None | Contingent (N-1)
Murraylands | JERVOIS FLAT 2 TEE - WOODS POINT SD40102 | 10% POE (N-1) Forecast | MVA | 2026 | 0 | 33kV | Radial | None | Contingent (N-1)
Murraylands | WOODS POINT - WHITE SANDS TEE SD40103 | 10% POE (N-1) Forecast | MVA | 2026 | 0 | 33kV | Radial | None | Contingent (N-1)
Murraylands | WHITE SANDS TEE - WHITE SANDS SD40103 | 10% POE (N-1) Forecast | MVA | 2026 | 0 | 33kV | Radial | None | Contingent (N-1)
Murraylands | WHITE SANDS TEE - MURRAY BRIDGE TOWNSHIP SD40103 | 10% POE (N-1) Forecast | MVA | 2026 | 0 | 33kV | Radial | None | Contingent (N-1)
Murraylands | TAILEM BEND - SUBSTATION ROAD TEE SD40200 | 10% POE (N-1) Forecast | MVA | 2026 | 0 | 33kV | Radial | None | Contingent (N-1)
Murraylands | SUBSTATION ROAD TEE - SUBSTATION ROAD SD40200 | 10% POE (N-1) Forecast | MVA | 2026 | 0 | 33kV | Radial | None | Contingent (N-1)
Murraylands | SUBSTATION ROAD TEE - MALLEE HWY SD40200 | 10% POE (N-1) Forecast | MVA | 2026 | 0 | 33kV | Radial | None | Contingent (N-1)
Murraylands | MALLEE HWY - MOORLANDS SWER SD40200 | 10% POE (N-1) Forecast | MVA | 2026 | 0 | 33kV | Radial | None | Contingent (N-1)
Murraylands | MALLEE HWY - ELWOMPLE SD40200 | 10% POE (N-1) Forecast | MVA | 2026 | 0 | 33kV | Radial | None | Contingent (N-1)
Murraylands | MOORLANDS SWER - COOMANDOOK SD40200 | 10% POE (N-1) Forecast | MVA | 2026 | 0 | 33kV | Radial | None | Contingent (N-1)
Murraylands | COOMANDOOK - COONALPYN SD40200 | 10% POE (N-1) Forecast | MVA | 2026 | 0 | 33kV | Radial | None | Contingent (N-1)
Murraylands | COONALPYN - BINNIES TEE SD40300 | 10% POE (N-1) Forecast | MVA | 2026 | 0 | 33kV | Radial | N | Contingent (N-1)
Murraylands | BINNIES TEE - BINNIES SD40300 | 10% POE (N-1) Forecast | MVA | 2026 | 0 | 33kV | Radial | None | Contingent (N-1)
Murraylands | BINNIES TEE - MENINGIE SD40300 | 10% POE (N-1) Forecast | MVA | 2026 | 0 | 33kV | Radial | None | Contingent (N-1)
Murraylands | MENINGIE - CAMPBELL PARK TEE SD40400 | 10% POE (N-1) Forecast | MVA | 2026 | 0 | 33kV | Radial | None | Contingent (N-1)
Murraylands | CAMPBELL PARK TEE - CAMPBELL PARK SD40400 | 10% POE (N-1) Forecast | MVA | 2026 | 0 | 33kV | Radial | None | Contingent (N-1)
Murraylands | CAMPBELL PARK TEE - NARRUNG SD40400 | 10% POE (N-1) Forecast | MVA | 2026 | 0 | 33kV | Radial | None | Contingent (N-1)
Murraylands | TAILEM BEND - SHERLOCK SD40501 | 10% POE (N-1) Forecast | MVA | 2026 | 0 | 33kV | Radial | None | Contingent (N-1)
Murraylands | SHERLOCK - KAROONDA SD40502 | 10% POE (N-1) Forecast | MVA | 2026 | 0 | 33kV | Radial | None | Contingent (N-1)
Murraylands | SHERLOCK - GERANIUM SD40600 | 10% POE (N-1) Forecast | MVA | 2026 | 0 | 33kV | Radial | N | Contingent (N-1)
Murraylands | GERANIUM - LAMEROO SD40700 | 10% POE (N-1) Forecast | MVA | 2026 | 0 | 33kV | Radial | N | Contingent (N-1)
Murraylands | LAMEROO - LAMEROO RURAL SD40800 | 10% POE (N-1) Forecast | MVA | 2026 | 0 | 33kV | Radial | N | Contingent (N-1)
Murraylands | LAMEROO RURAL - PARILLA TEE SD40800 | 10% POE (N-1) Forecast | MVA | 2026 | 0 | 33kV | Radial | N | Contingent (N-1)
Murraylands | PARILLA TEE - PARILLA SD40800 | 10% POE (N-1) Forecast | MVA | 2026 | 0 | 33kV | Radial | None | Contingent (N-1)
Murraylands | PARILLA TEE - PINNAROO SD40800 | 10% POE (N-1) Forecast | MVA | 2026 | 0 | 33kV | Radial | None | Contingent (N-1)
Riverland | PARINGA - MURTHO LX21 | 10% POE (N-1) Forecast | MVA | 2026 | 0 | 33kV | Radial | N | Contingent (N-1)
Riverland | MURTHO - LINDSAY PT TEE LX21 | 10% POE (N-1) Forecast | MVA | 2026 | 0 | 33kV | Radial | None | Contingent (N-1)
Riverland | LINDSAY PT TEE - BORDER CLIFFS LX21 | 10% POE (N-1) Forecast | MVA | 2026 | 0 | 33kV | Radial | None | Contingent (N-1)
Riverland | LINDSAY PT TEE - VIC BORDER LX21 | 10% POE (N-1) Forecast | MVA | 2026 | 0 | 33kV | Radial | None | Contingent (N-1)
Riverland | SWAN REACH - SWAN REACH FILTRATION TEE SD39400 | 10% POE (N-1) Forecast | MVA | 2026 | 0 | 33kV | Radial | None | Contingent (N-1)
Riverland | SWAN REACH FILTRATION TEE - SWAN REACH TOWN SD39400 | 10% POE (N-1) Forecast | MVA | 2026 | 0 | 33kV | Radial | None | Contingent (N-1)
South East | KEITH - COONALPYN SD45101 | 10% POE (N-1) Forecast | MVA | 2026 | 0 | 33kV | Radial | None | Contingent (N-1)
South East | KEITH - PADTHAWAY SD45300 | 10% POE (N-1) Forecast | MVA | 2026 | 0 | 33kV | Radial | None | Contingent (N-1)
South East | KEITH - WIRREGA SD45201 | 10% POE (N-1) Forecast | MVA | 2026 | 0 | 33kV | Radial | N | Contingent (N-1)
South East | WIRREGA - BORDERTOWN SD45202 | 10% POE (N-1) Forecast | MVA | 2026 | 0 | 33kV | Radial | N | Contingent (N-1)
South East | SNUGGERY RURAL - MILLICENT SD49100 | 10% POE (N-1) Forecast | MVA | 2026 | 0 | 33kV | Radial | None | Contingent (N-1)
South East | MILLICENT - SOUTH END TEE SD49100 | 10% POE (N-1) Forecast | MVA | 2026 | 0 | 33kV | Radial | None | Contingent (N-1)
South East | SOUTH END TEE - SOUTH END SD49100 | 10% POE (N-1) Forecast | MVA | 2026 | 0 | 33kV | Radial | None | Contingent (N-1)
South East | SOUTH END TEE - HATHERLEIGH TOWNSHIP TEE SD49100 | 10% POE (N-1) Forecast | MVA | 2026 | 0 | 33kV | Radial | None | Contingent (N-1)
South East | HATHERLEIGH TOWNSHIP TEE - HATHERLEIGH TOWNSHIP SD49100 | 10% POE (N-1) Forecast | MVA | 2026 | 0 | 33kV | Radial | None | Contingent (N-1)
South East | HATHERLEIGH TOWNSHIP TEE - HATHERLEIGH SD49100 | 10% POE (N-1) Forecast | MVA | 2026 | 0 | 33kV | Radial | None | Contingent (N-1)
South East | HATHERLEIGH - BEACHPORT TEE SD49200 | 10% POE (N-1) Forecast | MVA | 2026 | 0 | 33kV | Radial | None | Contingent (N-1)
South East | BEACHPORT TEE - BEACHPORT SD49200 | 10% POE (N-1) Forecast | MVA | 2026 | 0 | 33kV | Radial | None | Contingent (N-1)
South East | BEACHPORT TEE - ROBE SD49200 | 10% POE (N-1) Forecast | MVA | 2026 | 0 | 33kV | Radial | N | Contingent (N-1)
South East | SNUGGERY RURAL - MOUNT BURR SD49500 | 10% POE (N-1) Forecast | MVA | 2026 | 0 | 33kV | Radial | None | Contingent (N-1)
South East | MOUNT BURR - KALANGADOO TEE SD49500 | 10% POE (N-1) Forecast | MVA | 2026 | 0 | 33kV | Radial | None | Contingent (N-1)
South East | KALANGADOO TEE - KALANGADOO SD49500 | 10% POE (N-1) Forecast | MVA | 2026 | 0 | 33kV | Radial | None | Contingent (N-1)
South East | KALANGADOO TEE - KALANGADOO RURAL SD49500 | 10% POE (N-1) Forecast | MVA | 2026 | 0 | 33kV | Radial | None | Contingent (N-1)
South East | BLANCHE - MOUNT GAMBIER WEST SD48101 | 10% POE (N-1) Forecast | MVA | 2026 | 0 | 33kV | Radial | None | Contingent (N-1)
South East | BLUE LAKE TEE - MOUNT GAMBIER SD48104 | 10% POE (N-1) Forecast | MVA | 2026 | 0 | 33kV | Radial | None | Contingent (N-1)
South East | BLANCHE - LAKESIDE TEE SD48100 | 10% POE (N-1) Forecast | MVA | 2026 | 0 | 33kV | Radial | None | Contingent (N-1)
South East | LAKESIDE TEE - GLENCOE TEE SD48100 | 10% POE (N-1) Forecast | MVA | 2026 | 0 | 33kV | Radial | None | Contingent (N-1)
South East | GLENCOE TEE - TANTANOOLA SD48100 | 10% POE (N-1) Forecast | MVA | 2026 | 0 | 33kV | Radial | None | Contingent (N-1)
South East | GLENCOE TEE - MOUNT GAMBIER SD48100 | 10% POE (N-1) Forecast | MVA | 2026 | 0 | 33kV | Radial | None | Contingent (N-1)
South East | BLANCHE - KONGORONG TEE SD48200 | 10% POE (N-1) Forecast | MVA | 2026 | 0 | 33kV | Radial | None | Contingent (N-1)
South East | KONGORONG TEE - KONGORONG SD48200 | 10% POE (N-1) Forecast | MVA | 2026 | 0 | 33kV | Radial | None | Contingent (N-1)
South East | KONGORONG TEE - MOUNT SCHANK SD48200 | 10% POE (N-1) Forecast | MVA | 2026 | 0 | 33kV | Radial | None | Contingent (N-1)
South East | MOUNT SCHANK - ALLENDALE EAST SD48200 | 10% POE (N-1) Forecast | MVA | 2026 | 0 | 33kV | Radial | None | Contingent (N-1)
South East | MOUNT GAMBIER - TARPEENA SOUTH TEE SD47101 | 10% POE (N-1) Forecast | MVA | 2026 | 0 | 33kV | Radial | None | Contingent (N-1)
South East | TARPEENA SOUTH TEE - MOUNT GAMBIER SD47101 | 10% POE (N-1) Forecast | MVA | 2026 | 0 | 33kV | Radial | None | Contingent (N-1)
South East | TARPEENA SOUTH TEE - TARPEENA SOUTH SD47101 | 10% POE (N-1) Forecast | MVA | 2026 | 0 | 33kV | Radial | None | Contingent (N-1)
South East | KINCRAIG - LUCINDALE SD46201 | 10% POE (N-1) Forecast | MVA | 2026 | 0 | 33kV | Radial | None | Contingent (N-1)
South East | LUCINDALE - KINGSTON SE SD46201 | 10% POE (N-1) Forecast | MVA | 2026 | 0 | 33kV | Radial | None | Contingent (N-1)
South East | KINCRAIG - NARACOORTE SD46300 | 10% POE (N-1) Forecast | MVA | 2026 | 0 | 33kV | Radial | None | Contingent (N-1)
South East | NARACOORTE - NARACOORTE EAST TEE SD46100 | 10% POE (N-1) Forecast | MVA | 2026 | 0 | 33kV | Radial | None | Contingent (N-1)
South East | NARACOORTE EAST TEE - NARACOORTE EAST SD46100 | 10% POE (N-1) Forecast | MVA | 2026 | 0 | 33kV | Radial | None | Contingent (N-1)
South East | NARACOORTE EAST TEE - PADTHAWAY SD46100 | 10% POE (N-1) Forecast | MVA | 2026 | 0 | 33kV | Radial | None | Contingent (N-1)
South East | KINCRAIG - STRUAN RURAL SD46400 | 10% POE (N-1) Forecast | MVA | 2026 | 0 | 33kV | Radial | None | Contingent (N-1)
South East | STRUAN RURAL - GLENROY RURAL SD46400 | 10% POE (N-1) Forecast | MVA | 2026 | 0 | 33kV | Radial | None | Contingent (N-1)
South East | PENOLA WEST - PENOLA TEE SD58200 | 10% POE (N-1) Forecast | MVA | 2026 | 0 | 33kV | Radial | None | Contingent (N-1)
South East | PENOLA TEE - GLENROY RURAL SD58200 | 10% POE (N-1) Forecast | MVA | 2026 | 0 | 33kV | Radial | N | Contingent (N-1)
South East | PENOLA WEST - PENOLA TEE SD58101 | 10% POE (N-1) Forecast | MVA | 2026 | 0 | 33kV | Radial | None | Contingent (N-1)
South East | PENOLA TEE - SAFRIES TEE SD58101 | 10% POE (N-1) Forecast | MVA | 2026 | 0 | 33kV | Radial | None | Contingent (N-1)
South East | SAFRIES TEE - KALANGADOO NANGWARRY TEE SD58101 | 10% POE (N-1) Forecast | MVA | 2026 | 0 | 33kV | Radial | None | Contingent (N-1)
South East | KALANGADOO NANGWARRY TEE - NANGWARRY TEE SD58101 | 10% POE (N-1) Forecast | MVA | 2026 | 0 | 33kV | Radial | None | Contingent (N-1)
South East | NANGWARRY TEE - NANGWARRY SD58101 | 10% POE (N-1) Forecast | MVA | 2026 | 0 | 33kV | Radial | None | Contingent (N-1)
South East | KALANGADOO NANGWARRY TEE - KALANGADOO RURAL SD58101 | 10% POE (N-1) Forecast | MVA | 2026 | 0 | 33kV | Radial | None | Contingent (N-1)
South East | NANGWARRY TEE - MOUNT GAMBIER SD58101 | 10% POE (N-1) Forecast | MVA | 2026 | 0 | 33kV | Radial | None | Contingent (N-1)
Metro South | WILLUNGA - MCLAREN VALE SD44400 | 10% POE (N-1) Forecast | MVA | 2026 | 0 | 33kV | Radial | None | Contingent (N-1)
Metro South | YANKALILLA - HAY FLAT SD44200 | 10% POE (N-1) Forecast | MVA | 2026 | 0 | 33kV | Radial | None | Contingent (N-1)
Metro South | HAY FLAT - RAPID BAY TEE SD44200 | 10% POE (N-1) Forecast | MVA | 2026 | 0 | 33kV | Radial | None | Contingent (N-1)
Metro South | RAPID BAY TEE - RAPID BAY SD44200 | 10% POE (N-1) Forecast | MVA | 2026 | 0 | 33kV | Radial | None | Contingent (N-1)
Metro South | RAPID BAY TEE - CAPE JERVIS SD44200 | 10% POE (N-1) Forecast | MVA | 2026 | 0 | 33kV | Radial | None | Contingent (N-1)
Metro South | CAPE JERVIS - CUTTLEFISH BAY SD44301 | 10% POE (N-1) Forecast | MVA | 2026 | 0 | 33kV | Radial | None | Contingent (N-1)
Metro South | FISHERY BEACH BACKUP - CUTTLEFISH BAY BACKUP SD44301 | 10% POE (N-1) Forecast | MVA | 2026 | 0 | 33kV | Radial | None | Contingent (N-1)
Metro South | CUTTLEFISH BAY - PENNESHAW SD44301 | 10% POE (N-1) Forecast | MVA | 2026 | 0 | 33kV | Radial | None | Contingent (N-1)
Metro South | PENNESHAW - AMERICAN RIVER SD44300 | 10% POE (N-1) Forecast | MVA | 2026 | 0 | 33kV | Radial | None | Contingent (N-1)
Metro South | AMERICAN RIVER - KINGSCOTE TEE SD44300 | 10% POE (N-1) Forecast | MVA | 2026 | 0 | 33kV | Radial | N | Contingent (N-1)
Metro South | KINGSCOTE TEE - MACGILLIVRAY SD44300 | 10% POE (N-1) Forecast | MVA | 2026 | 0 | 33kV | Radial | None | Contingent (N-1)
Metro South | KINGSCOTE TEE - KINGSCOTE SD44300 | 10% POE (N-1) Forecast | MVA | 2026 | 0 | 33kV | Radial | None | Contingent (N-1)
Upper North | DAVENPORT WEST - PORT AUGUSTA NO1 SD54101 | 10% POE (N-1) Forecast | MVA | 2026 | 0 | 33kV | Meshed | None | Contingent (N-1)
Upper North | DAVENPORT WEST - PORT AUGUSTA TEE SD54102 | 10% POE (N-1) Forecast | MVA | 2026 | 0 | 33kV | Meshed | None | Contingent (N-1)
Upper North | PORT AUGUSTA NO2 - PORT AUGUSTA TEE SD54102 | 10% POE (N-1) Forecast | MVA | 2026 | 0 | 33kV | Meshed | None | Contingent (N-1)
Upper North | PORT AUGUSTA TEE - PORT AUGUSTA WEST TEE SD54102 | 10% POE (N-1) Forecast | MVA | 2026 | 0 | 33kV | Radial | None | Contingent (N-1)
Upper North | PORT AUGUSTA WEST TEE - PORT AUGUSTA WEST SD54102 | 10% POE (N-1) Forecast | MVA | 2026 | 0 | 33kV | Radial | None | Contingent (N-1)
Upper North | PORT AUGUSTA WEST TEE - PANDURRA TEE SD54102 | 10% POE (N-1) Forecast | MVA | 2026 | 0 | 33kV | Radial | None | Contingent (N-1)
Upper North | PANDURRA TEE - BOOKALOO SD54102 | 10% POE (N-1) Forecast | MVA | 2026 | 0 | 33kV | Radial | None | Contingent (N-1)
Upper North | PANDURRA TEE - PANDURRA SD54102 | 10% POE (N-1) Forecast | MVA | 2026 | 0 | 33kV | Radial | None | Contingent (N-1)
Upper North | DAVENPORT WEST - AUGUSTA HWY SD54300 | 10% POE (N-1) Forecast | MVA | 2026 | 0 | 33kV | Radial | None | Contingent (N-1)
Upper North | AUGUSTA HWY - STIRLING NORTH SD54300 | 10% POE (N-1) Forecast | MVA | 2026 | 0 | 33kV | Radial | None | Contingent (N-1)
Upper North | STIRLING NORTH - QUORN SD54300 | 10% POE (N-1) Forecast | MVA | 2026 | 0 | 33kV | Radial | None | Contingent (N-1)
Upper North | DAVENPORT WEST - PT PATERSON SD54400 | 10% POE (N-1) Forecast | MVA | 2026 | 0 | 33kV | Radial | None | Contingent (N-1)
Upper North | BAROOTA - BAROOTA TOWN TEE SD31100 | 10% POE (N-1) Forecast | MVA | 2026 | 0 | 33kV | Radial | None | Contingent (N-1)
Upper North | BAROOTA TOWN TEE - BAROOTA TOWN SD31100 | 10% POE (N-1) Forecast | MVA | 2026 | 0 | 33kV | Radial | None | Contingent (N-1)
Upper North | BAROOTA TOWN TEE - BAROOTA TEE SD31100 | 10% POE (N-1) Forecast | MVA | 2026 | 0 | 33kV | Radial | None | Contingent (N-1)
Upper North | BAROOTA TEE - NAPPERBY BUNGAMA SD31100 | 10% POE (N-1) Forecast | MVA | 2026 | 0 | 33kV | Radial | None | Contingent (N-1)
Upper North | BAROOTA TEE - MURRAYTOWN SD31100 | 10% POE (N-1) Forecast | MVA | 2026 | 0 | 33kV | Radial | None | Contingent (N-1)
Upper North | MURRAYTOWN - WIRRABARA FOREST TEE SD31200 | 10% POE (N-1) Forecast | MVA | 2026 | 0 | 33kV | Radial | None | Contingent (N-1)
Upper North | WIRRABARA FOREST TEE - WIRRABARA FOREST SD31200 | 10% POE (N-1) Forecast | MVA | 2026 | 0 | 33kV | Radial | None | Contingent (N-1)
Upper North | WIRRABARA FOREST TEE - GLADSTONE SD31200 | 10% POE (N-1) Forecast | MVA | 2026 | 0 | 33kV | Radial | None | Contingent (N-1)
Upper North | MURRAYTOWN - ORROROO SD31300 | 10% POE (N-1) Forecast | MVA | 2026 | 0 | 33kV | Radial | None | Contingent (N-1)
Upper North | MURRAYTOWN - WILMINGTON SD31400 | 10% POE (N-1) Forecast | MVA | 2026 | 0 | 33kV | Radial | None | Contingent (N-1)
Upper North | BUNGAMA - PORT PIRIE SOUTH SD32101 | 10% POE (N-1) Forecast | MVA | 2026 | 0 | 33kV | Meshed | None | Contingent (N-1)
Upper North | PORT PIRIE SOUTH - PORT PIRIE SD32102 | 10% POE (N-1) Forecast | MVA | 2026 | 0 | 33kV | Meshed | None | Contingent (N-1)
Upper North | BUNGAMA - PORT PIRIE SD32103 | 10% POE (N-1) Forecast | MVA | 2026 | 0 | 33kV | Meshed | None | Contingent (N-1)
Upper North | BUNGAMA - HUGHES GAP SD32301 | 10% POE (N-1) Forecast | MVA | 2026 | 0 | 33kV | Radial | Reverse N | Contingent (N-1)
Upper North | HUGHES GAP - CRYSTAL BROOK TEE SD32302 | 10% POE (N-1) Forecast | MVA | 2026 | 0 | 33kV | Radial | None | Contingent (N-1)
Upper North | CRYSTAL BROOK TEE - GLADSTONE SD32302 | 10% POE (N-1) Forecast | MVA | 2026 | 0 | 33kV | Radial | None | Contingent (N-1)
Upper North | GLADSTONE - CALTOWIE TEE SD32200 | 10% POE (N-1) Forecast | MVA | 2026 | 0 | 33kV | Radial | None | Contingent (N-1)
Upper North | CALTOWIE TEE - CALTOWIE SD32200 | 10% POE (N-1) Forecast | MVA | 2026 | 0 | 33kV | Radial | None | Contingent (N-1)
Upper North | CALTOWIE TEE - PETERBOROUGH TEE SD32200 | 10% POE (N-1) Forecast | MVA | 2026 | 0 | 33kV | Radial | None | Contingent (N-1)
Upper North | PETERBOROUGH TEE - JAMESTOWN SD32200 | 10% POE (N-1) Forecast | MVA | 2026 | 0 | 33kV | Radial | None | Contingent (N-1)
Upper North | JAMESTOWN - TEROWIE TOWNSHIP SD32200 | 10% POE (N-1) Forecast | MVA | 2026 | 0 | 33kV | Radial | None | Contingent (N-1)
Upper North | PETERBOROUGH TEE - PETERBOROUGH SD32200 | 10% POE (N-1) Forecast | MVA | 2026 | 0 | 33kV | Radial | None | Contingent (N-1)
Upper North | BUNGAMA - PORT BROUGHTON TEE SD32400 | 10% POE (N-1) Forecast | MVA | 2026 | 0 | 33kV | Radial | Reverse N | Contingent (N-1)
Upper North | PORT BROUGHTON TEE - PORT BROUGHTON SD32400 | 10% POE (N-1) Forecast | MVA | 2026 | 0 | 33kV | Radial | None | Contingent (N-1)
Upper North | PORT BROUGHTON TEE - BRINKWORTH TIE SD32400 | 10% POE (N-1) Forecast | MVA | 2026 | 0 | 33kV | Radial | None | Contingent (N-1)
Upper North | PORT BROUGHTON TEE - CRYSTAL BROOK TEE SD32400 | 10% POE (N-1) Forecast | MVA | 2026 | 0 | 33kV | Radial | None | Contingent (N-1)
Upper North | NEUROODLA - HAWKER SD59100 | 10% POE (N-1) Forecast | MVA | 2026 | 0 | 33kV | Radial | None | Contingent (N-1)
Yorke Peninsula | HUMMOCKS DISTRIBUTION - NINNES TEE SD34400 | 10% POE (N-1) Forecast | MVA | 2026 | 0 | 33kV | Radial | None | Contingent (N-1)
Yorke Peninsula | NINNES TEE - LOCHIEL SD34400 | 10% POE (N-1) Forecast | MVA | 2026 | 0 | 33kV | Radial | None | Contingent (N-1)
Yorke Peninsula | NINNES TEE - KAINTON TEE SD34400 | 10% POE (N-1) Forecast | MVA | 2026 | 0 | 33kV | Radial | None | Contingent (N-1)
Yorke Peninsula | KAINTON TEE - KAINTON SD34400 | 10% POE (N-1) Forecast | MVA | 2026 | 0 | 33kV | Radial | None | Contingent (N-1)
Yorke Peninsula | KAINTON TEE - PASKEVILLE SD34400 | 10% POE (N-1) Forecast | MVA | 2026 | 0 | 33kV | Radial | None | Contingent (N-1)
Yorke Peninsula | PASKEVILLE - KADINA EAST SD34405 | 10% POE (N-1) Forecast | MVA | 2026 | 0 | 33kV | Radial | None | Contingent (N-1)
Yorke Peninsula | HUMMOCKS DISTRIBUTION - PORT CLINTON SD34300 | 10% POE (N-1) Forecast | MVA | 2026 | 0 | 33kV | Radial | None | Contingent (N-1)
Yorke Peninsula | PORT CLINTON - ARDROSSAN SD34300 | 10% POE (N-1) Forecast | MVA | 2026 | 0 | 33kV | Radial | None | Contingent (N-1)
Yorke Peninsula | HUMMOCKS DISTRIBUTION - FEDERATION CORNER SD34201 | 10% POE (N-1) Forecast | MVA | 2026 | 0 | 33kV | Radial | None | Contingent (N-1)
Yorke Peninsula | FEDERATION CORNER - SWAMP ROAD SD34201 | 10% POE (N-1) Forecast | MVA | 2026 | 0 | 33kV | Radial | None | Contingent (N-1)
Yorke Peninsula | FEDERATION CORNER - PT WAKEFIELD TEE SD34201 | 10% POE (N-1) Forecast | MVA | 2026 | 0 | 33kV | Radial | None | Contingent (N-1)
Yorke Peninsula | PT WAKEFIELD TEE - SWAMP ROAD SD34201 | 10% POE (N-1) Forecast | MVA | 2026 | 0 | 33kV | Radial | None | Contingent (N-1)
Yorke Peninsula | SWAMP ROAD - PT WAKEFIELD FAR NORTH EAST SD34201 | 10% POE (N-1) Forecast | MVA | 2026 | 0 | 33kV | Radial | None | Contingent (N-1)
Yorke Peninsula | PT WAKEFIELD TEE - PT WAKEFIELD RURAL SD34201 | 10% POE (N-1) Forecast | MVA | 2026 | 0 | 33kV | Radial | None | Contingent (N-1)
Yorke Peninsula | PT WAKEFIELD RURAL - PT WAKEFIELD TOWN TEE SD34201 | 10% POE (N-1) Forecast | MVA | 2026 | 0 | 33kV | Radial | None | Contingent (N-1)
Yorke Peninsula | PT WAKEFIELD TOWN TEE - PT WAKEFIELD TOWN SD34201 | 10% POE (N-1) Forecast | MVA | 2026 | 0 | 33kV | Radial | None | Contingent (N-1)
Yorke Peninsula | PT WAKEFIELD TOWN TEE - PROOF RANGE SD34201 | 10% POE (N-1) Forecast | MVA | 2026 | 0 | 33kV | Radial | None | Contingent (N-1)
Yorke Peninsula | HUMMOCKS DISTRIBUTION - BOWMANS TEE SD34102 | 10% POE (N-1) Forecast | MVA | 2026 | 0 | 33kV | Radial | None | Contingent (N-1)
Yorke Peninsula | BOWMANS TEE - PT WAKEFIELD RURAL SD34102 | 10% POE (N-1) Forecast | MVA | 2026 | 0 | 33kV | Radial | None | Contingent (N-1)
Yorke Peninsula | BOWMANS TEE - SAINTS SD34102 | 10% POE (N-1) Forecast | MVA | 2026 | 0 | 33kV | Radial | None | Contingent (N-1)
Yorke Peninsula | SAINTS - BALAKLAVA SD34102 | 10% POE (N-1) Forecast | MVA | 2026 | 0 | 33kV | Radial | None | Contingent (N-1)
Yorke Peninsula | BALAKLAVA - BALAKLAVA RURAL SD34102 | 10% POE (N-1) Forecast | MVA | 2026 | 0 | 33kV | Radial | None | Contingent (N-1)
Yorke Peninsula | BALAKLAVA - BALAKLAVA TOWNSHIP SD34102 | 10% POE (N-1) Forecast | MVA | 2026 | 0 | 33kV | Radial | None | Contingent (N-1)
Yorke Peninsula | KADINA EAST DISTRIBUTION - KADINA SD51102 | 10% POE (N-1) Forecast | MVA | 2026 | 0 | 33kV | Radial | None | Contingent (N-1)
Yorke Peninsula | KADINA EAST DISTRIBUTION - MOONTA TEE SD51200 | 10% POE (N-1) Forecast | MVA | 2026 | 0 | 33kV | Radial | None | Contingent (N-1)
Yorke Peninsula | MOONTA TEE - KADINA SD51200 | 10% POE (N-1) Forecast | MVA | 2026 | 0 | 33kV | Radial | None | Contingent (N-1)
Yorke Peninsula | MOONTA TEE - MOONTA SD51200 | 10% POE (N-1) Forecast | MVA | 2026 | 0 | 33kV | Radial | N | Contingent (N-1)
Yorke Peninsula | KADINA EAST DISTRIBUTION - WALLAROO TEE SD51300 | 10% POE (N-1) Forecast | MVA | 2026 | 0 | 33kV | Radial | None | Contingent (N-1)
Yorke Peninsula | WALLAROO TEE - KADINA SD51300 | 10% POE (N-1) Forecast | MVA | 2026 | 0 | 33kV | Radial | None | Contingent (N-1)
Yorke Peninsula | WALLAROO TEE - WALLAROO SD51300 | 10% POE (N-1) Forecast | MVA | 2026 | 0 | 33kV | Radial | None | Contingent (N-1)
Yorke Peninsula | ARDROSSAN WEST DISTRIBUTION - MAITLAND SD35100 | 10% POE (N-1) Forecast | MVA | 2026 | 0 | 33kV | Radial | None | Contingent (N-1)
Yorke Peninsula | ARDROSSAN WEST DISTRIBUTION - ARDROSSAN SD35201 | 10% POE (N-1) Forecast | MVA | 2026 | 0 | 33kV | Radial | None | Contingent (N-1)
Yorke Peninsula | ARDROSSAN WEST DISTRIBUTION - ARDROSSAN BHP SD35200 | 10% POE (N-1) Forecast | MVA | 2026 | 0 | 33kV | Radial | None | Contingent (N-1)
Yorke Peninsula | ARDROSSAN - ARDROSSAN BHP SD35200 | 10% POE (N-1) Forecast | MVA | 2026 | 0 | 33kV | Radial | None | Contingent (N-1)
Yorke Peninsula | ARDROSSAN BHP - PORT VINCENT SD35200 | 10% POE (N-1) Forecast | MVA | 2026 | 0 | 33kV | Radial | None | Contingent (N-1)
Yorke Peninsula | PORT VINCENT - MINLATON TEE SD35300 | 10% POE (N-1) Forecast | MVA | 2026 | 0 | 33kV | Radial | None | Contingent (N-1)
Yorke Peninsula | MINLATON TEE - CURRAMULKA TEE SD35300 | 10% POE (N-1) Forecast | MVA | 2026 | 0 | 33kV | Radial | None | Contingent (N-1)
Yorke Peninsula | CURRAMULKA TEE - CURRAMULKA SD35300 | 10% POE (N-1) Forecast | MVA | 2026 | 0 | 33kV | Radial | None | Contingent (N-1)
Yorke Peninsula | CURRAMULKA TEE - MINLATON SD35300 | 10% POE (N-1) Forecast | MVA | 2026 | 0 | 33kV | Radial | None | Contingent (N-1)
Yorke Peninsula | MINLATON TEE - PT VINCENT RURAL SD35300 | 10% POE (N-1) Forecast | MVA | 2026 | 0 | 33kV | Radial | None | Contingent (N-1)
Yorke Peninsula | DALRYMPLE - STANSBURY TEE SD35400 | 10% POE (N-1) Forecast | MVA | 2026 | 0 | 33kV | Radial | None | Contingent (N-1)
Yorke Peninsula | STANSBURY TEE - PORT GILES TEE SD35400 | 10% POE (N-1) Forecast | MVA | 2026 | 0 | 33kV | Radial | None | Contingent (N-1)
Yorke Peninsula | PORT GILES TEE - PORT GILES SD35400 | 10% POE (N-1) Forecast | MVA | 2026 | 0 | 33kV | Radial | None | Contingent (N-1)
Yorke Peninsula | STANSBURY TEE - STANSBURY SD35400 | 10% POE (N-1) Forecast | MVA | 2026 | 0 | 33kV | Radial | None | Contingent (N-1)
Yorke Peninsula | STANSBURY - PT VINCENT RURAL SD35403 | 10% POE (N-1) Forecast | MVA | 2026 | 0 | 33kV | Radial | None | Contingent (N-1)
Yorke Peninsula | DALRYMPLE - WOOL BAY RURAL SD35500 | 10% POE (N-1) Forecast | MVA | 2026 | 0 | 33kV | Radial | None | Contingent (N-1)
Yorke Peninsula | WOOL BAY RURAL - WOOL BAY SD35500 | 10% POE (N-1) Forecast | MVA | 2026 | 0 | 33kV | Radial | None | Contingent (N-1)
Yorke Peninsula | WOOL BAY RURAL - PORT GILES TEE SD35500 | 10% POE (N-1) Forecast | MVA | 2026 | 0 | 33kV | Radial | None | Contingent (N-1)
Yorke Peninsula | WOOL BAY - EDITHBURGH TEE SD35500 | 10% POE (N-1) Forecast | MVA | 2026 | 0 | 33kV | Radial | None | Contingent (N-1)
Yorke Peninsula | EDITHBURGH TEE - YORKETOWN SD35500 | 10% POE (N-1) Forecast | MVA | 2026 | 0 | 33kV | Radial | None | Contingent (N-1)
Yorke Peninsula | YORKETOWN - MARION BAY SD35500 | 10% POE (N-1) Forecast | MVA | 2026 | 0 | 33kV | Radial | None | Contingent (N-1)
Yorke Peninsula | EDITHBURGH TEE - EDITHBURGH SD35500 | 10% POE (N-1) Forecast | MVA | 2026 | 0 | 33kV | Radial | None | Contingent (N-1)
Metro West | ADELAIDE BRIGHTON CEMENT - PORT ADELAIDE SD1529 | 10% POE (N-1) Forecast | MVA | 2027 | 99.6 | 66kV | Meshed | None | Contingent (N-1)
Metro South | ALDINGA - WILLUNGA SD1674 | 10% POE (N-1) Forecast | MVA | 2027 | 85.5822 | 66kV | Meshed | None | Contingent (N-1)
Metro North | ANGLE VALE - ANGLE VALE TEE SD1506A | 10% POE (N-1) Forecast | MVA | 2027 | 56.1 | 66kV | Meshed | None | Contingent (N-1)
Metro North | ANGLE VALE TEE - EVANSTON SD1506B | 10% POE (N-1) Forecast | MVA | 2027 | 56.1 | 66kV | Meshed | None | Contingent (N-1)
Metro North | ANGLE VALE TEE - VIRGINIA TEE SD2033 | 10% POE (N-1) Forecast | MVA | 2027 | 16.9 | 66kV | Radial | None | Contingent (N-1)
Metro West | ATHOL PARK - ATHOL PARK TEE SD1677A | 10% POE (N-1) Forecast | MVA | 2027 | 18.4129 | 66kV | Radial | None | Contingent (N-1)
Metro West | BLACKPOOL - FULHAM GARDENS SD1639 | 10% POE (N-1) Forecast | MVA | 2027 | 134.1 | 66kV | Meshed | None | Contingent (N-1)
Metro North | BOLIVAR - ST KILDA SD2034 | 10% POE (N-1) Forecast | MVA | 2027 | 17 | 66kV | Radial | None | Contingent (N-1)
Metro East | CAMPBELLTOWN - MAGILL SD1661 | 10% POE (N-1) Forecast | MVA | 2027 | 69.8 | 66kV | Meshed | None | Contingent (N-1)
Metro West | CHELTENHAM - CROYDON PARK TEE SD1655A | 10% POE (N-1) Forecast | MVA | 2027 | 73.9 | 66kV | Meshed | None | Contingent (N-1)
Metro South | CITY WEST - KESWICK SD2013 | 10% POE (N-1) Forecast | MVA | 2027 | 223.7 | 66kV | Meshed | None | Contingent (N-1)
Metro East | CITY WEST - WHITMORE SQUARE SD2016 | 10% POE (N-1) Forecast | MVA | 2027 | 185.4 | 66kV | Meshed | None | Contingent (N-1)
Metro East | COROMANDEL PLACE - WHITMORE SQUARE SD1681 | 10% POE (N-1) Forecast | MVA | 2027 | 101.4 | 66kV | Meshed | None | Contingent (N-1)
Metro East | CROYDON - HINDLEY STREET TEE SD1659B | 10% POE (N-1) Forecast | MVA | 2027 | 77.2 | 66kV | Meshed | None | Contingent (N-1)
Metro West | CROYDON - KILKENNY SD1523 | 10% POE (N-1) Forecast | MVA | 2027 | 54.6 | 66kV | Meshed | None | Contingent (N-1)
Metro West | CROYDON PARK - CROYDON PARK TEE SD1655B | 10% POE (N-1) Forecast | MVA | 2027 | 81.9 | 66kV | Meshed | None | Contingent (N-1)
Metro West | CROYDON PARK TEE - CROYDON SD1655C | 10% POE (N-1) Forecast | MVA | 2027 | 126.1 | 66kV | Meshed | None | Contingent (N-1)
Metro North | DIREK - PARALOWIE SD2004 | 10% POE (N-1) Forecast | MVA | 2027 | 109.6 | 66kV | Meshed | None | Contingent (N-1)
Metro East | DRY CREEK - KILBURN SOUTH TEE SD1658A | 10% POE (N-1) Forecast | MVA | 2027 | 110.7 | 66kV | Meshed | None | Contingent (N-1)
Metro East | EAST TERRACE - COROMANDEL PLACE SD1680 | 10% POE (N-1) Forecast | MVA | 2027 | 122.8 | 66kV | Meshed | None | Contingent (N-1)
Metro East | EAST TERRACE - NORTH ADELAIDE SD1560 | 10% POE (N-1) Forecast | MVA | 2027 | 70.6 | 66kV | Meshed | None | Contingent (N-1)
Metro North | EDINBURGH - SALISBURY SD1688 | 10% POE (N-1) Forecast | MVA | 2027 | 99.7 | 66kV | Meshed | None | Contingent (N-1)
Metro North | ELIZABETH DOWNS - PENFIELD SD1508 | 10% POE (N-1) Forecast | MVA | 2027 | 61 | 66kV | Meshed | None | Contingent (N-1)
Metro North | ELIZABETH DOWNS - SMITHFIELD WEST SD1686 | 10% POE (N-1) Forecast | MVA | 2027 | 104.2 | 66kV | Meshed | N-1 | Contingent (N-1)
Metro North | ELIZABETH HEIGHTS - ELIZABETH DOWNS SD1501 | 10% POE (N-1) Forecast | MVA | 2027 | 97 | 66kV | Meshed | None | Contingent (N-1)
Metro North | ELIZABETH SOUTH - EDINBURGH SD1511 | 10% POE (N-1) Forecast | MVA | 2027 | 112.5 | 66kV | Meshed | None | Contingent (N-1)
Metro West | FINDON - FINDON TEE SD1520A | 10% POE (N-1) Forecast | MVA | 2027 | 77.7 | 66kV | Meshed | None | Contingent (N-1)
Metro West | FINDON TEE - FLINDERS PARK SD1520B | 10% POE (N-1) Forecast | MVA | 2027 | 74.3 | 66kV | Meshed | None | Contingent (N-1)
Metro West | FLINDERS PARK - NEW RICHMOND SD1521 | 10% POE (N-1) Forecast | MVA | 2027 | 56.6 | 66kV | Meshed | None | Contingent (N-1)
Metro West | FULHAM GARDENS - FINDON TEE SD1520C | 10% POE (N-1) Forecast | MVA | 2027 | 71.8 | 66kV | Meshed | None | Contingent (N-1)
Metro West | FULHAM GARDENS - HENLEY SOUTH #1 SD1519 | 10% POE (N-1) Forecast | MVA | 2027 | 35.2 | 66kV | Meshed | None | Contingent (N-1)
Metro West | FULHAM GARDENS - HENLEY SOUTH #2 SD1691 | 10% POE (N-1) Forecast | MVA | 2027 | 35.2 | 66kV | Meshed | None | Contingent (N-1)
Metro South | GLENELG NORTH TEE - GLENELG NORTH SD1584A | 10% POE (N-1) Forecast | MVA | 2027 | 22.5 | 66kV | Meshed | None | Contingent (N-1)
Metro South | GLENELG NORTH TEE - PLYMPTON SD1584B | 10% POE (N-1) Forecast | MVA | 2027 | 91.2 | 66kV | Meshed | None | Contingent (N-1)
Metro East | GOLDEN GROVE - INGLE FARM SD1647 | 10% POE (N-1) Forecast | MVA | 2027 | 87.4 | 66kV | Meshed | None | Contingent (N-1)
Metro South | HACKHAM - PORT NOARLUNGA SD1694A | 10% POE (N-1) Forecast | MVA | 2027 | 85 | 66kV | Meshed | None | Contingent (N-1)
Metro South | HAPPY VALLEY - HV/SAW TEE SD1591A | 10% POE (N-1) Forecast | MVA | 2027 | 88.5 | 66kV | Meshed | None | Contingent (N-1)
Metro South | HAPPY VALLEY - PANORAMA #1 SD1665 | 10% POE (N-1) Forecast | MVA | 2027 | 90.5 | 66kV | Meshed | None | Contingent (N-1)
Metro South | HAPPY VALLEY - PANORAMA #2 SD1666 | 10% POE (N-1) Forecast | MVA | 2027 | 91 | 66kV | Meshed | None | Contingent (N-1)
Metro South | HAPPY VALLEY - SEACOMBE #1 SD1566 | 10% POE (N-1) Forecast | MVA | 2027 | 93.7 | 66kV | Meshed | None | Contingent (N-1)
Metro South | HAPPY VALLEY - SEACOMBE #2 SD1590 | 10% POE (N-1) Forecast | MVA | 2027 | 83.8 | 66kV | Meshed | None | Contingent (N-1)
Metro East | HILLCREST - HOLDEN HILL SD1692 | 10% POE (N-1) Forecast | MVA | 2027 | 72.8 | 66kV | Meshed | None | Contingent (N-1)
Metro East | HINDLEY STREET - WHITMORE SQUARE SD1664 | 10% POE (N-1) Forecast | MVA | 2027 | 98.4 | 66kV | Meshed | None | Contingent (N-1)
Metro East | HINDLEY STREET TEE - HINDLEY STREET SD1659C | 10% POE (N-1) Forecast | MVA | 2027 | 66.4 | 66kV | Meshed | None | Contingent (N-1)
Metro East | HOLDEN HILL - CAMPBELLTOWN SD1660 | 10% POE (N-1) Forecast | MVA | 2027 | 57.8 | 66kV | Meshed | None | Contingent (N-1)
Metro East | HOLDEN HILL - HOPE VALLEY SD1554A | 10% POE (N-1) Forecast | MVA | 2027 | 102.6 | 66kV | Meshed | None | Contingent (N-1)
Metro East | HOPE VALLEY - TEA TREE GULLY SD1554B | 10% POE (N-1) Forecast | MVA | 2027 | 88.1 | 66kV | Meshed | None | Contingent (N-1)
Metro South | HV/SAW TEE - MORPHETT VALE EAST SD1591C | 10% POE (N-1) Forecast | MVA | 2027 | 79.7 | 66kV | Meshed | None | Contingent (N-1)
Metro East | KENT TOWN - KENT TOWN TEE SD1690 | 10% POE (N-1) Forecast | MVA | 2027 | 31.0617 | 66kV | Meshed | None | Contingent (N-1)
Metro South | KESWICK - CLARENCE GARDENS SD1671 | 10% POE (N-1) Forecast | MVA | 2027 | 21.5 | 66kV | Radial | None | Contingent (N-1)
Metro South | KESWICK - NEW RICHMOND TEE SD1670A | 10% POE (N-1) Forecast | MVA | 2027 | 136.9 | 66kV | Meshed | N-1 | Contingent (N-1)
Metro South | KESWICK - WHITMORE SQUARE TEE SD1669A | 10% POE (N-1) Forecast | MVA | 2027 | 120 | 66kV | Meshed | None | Contingent (N-1)
Metro West | KILBURN - CAVAN SD2014 | 10% POE (N-1) Forecast | MVA | 2027 | 40.8592 | 66kV | Meshed | None | Contingent (N-1)
Metro West | KILBURN - CROYDON PARK SD1531 | 10% POE (N-1) Forecast | MVA | 2027 | 98.3 | 66kV | Meshed | None | Contingent (N-1)
Metro East | KILBURN SOUTH TEE - KILBURN SOUTH SD1658B | 10% POE (N-1) Forecast | MVA | 2027 | 17.6 | 66kV | Radial | None | Contingent (N-1)
Metro East | KILBURN SOUTH TEE - PROSPECT SD1658C | 10% POE (N-1) Forecast | MVA | 2027 | 99.5 | 66kV | Meshed | None | Contingent (N-1)
Metro West | KILKENNY - WOODVILLE SD1675 | 10% POE (N-1) Forecast | MVA | 2027 | 69.2 | 66kV | Meshed | None | Contingent (N-1)
Metro South | KINGSWOOD - NORTH UNLEY SD1574 | 10% POE (N-1) Forecast | MVA | 2027 | 101 | 66kV | Meshed | None | Contingent (N-1)
Metro West | LARGS NORTH - ADELAIDE BRIGHTON CEMENT SD1654 | 10% POE (N-1) Forecast | MVA | 2027 | 115.4 | 66kV | Meshed | None | Contingent (N-1)
Metro West | LEFEVRE - BLACKPOOL SD1693 | 10% POE (N-1) Forecast | MVA | 2027 | 94 | 66kV | Meshed | None | Contingent (N-1)
Metro South | LINDEN PARK - LINDEN PARK TEE SD1662A | 10% POE (N-1) Forecast | MVA | 2027 | 40.55 | 66kV | Meshed | None | Contingent (N-1)
Metro South | LOWER MITCHAM - KINGSWOOD SD1563 | 10% POE (N-1) Forecast | MVA | 2027 | 91.9 | 66kV | Meshed | None | Contingent (N-1)
Metro East | MAGILL - BURNSIDE SD1556 | 10% POE (N-1) Forecast | MVA | 2027 | 13.6758 | 66kV | Radial | None | Contingent (N-1)
Metro East | MAGILL - KENT TOWN TEE SD1663A | 10% POE (N-1) Forecast | MVA | 2027 | 66.4 | 66kV | Meshed | None | Contingent (N-1)
Metro East | MAGILL - NORWOOD SD1543 | 10% POE (N-1) Forecast | MVA | 2027 | 115.5 | 66kV | Meshed | None | Contingent (N-1)
Metro South | MAGILL - URAIDLA TEE SD1662B | 10% POE (N-1) Forecast | MVA | 2027 | 97.7 | 66kV | Meshed | None | Contingent (N-1)
Metro East | MAGILL - WOODFORDE 2 SD1678 | 10% POE (N-1) Forecast | MVA | 2027 | 30 | 66kV | Radial | None | Contingent (N-1)
Metro East | MAGILL - WOODFORDE 3 SD1679 | 10% POE (N-1) Forecast | MVA | 2027 | 30 | 66kV | Radial | None | Contingent (N-1)
Metro South | MCLAREN FLAT - WILLUNGA SD1594A | 10% POE (N-1) Forecast | MVA | 2027 | 104.1311 | 66kV | Meshed | N-1 | Contingent (N-1)
Metro South | MORPHETT VALE EAST - CLARENDON SD1592 | 10% POE (N-1) Forecast | MVA | 2027 | 3.6132 | 66kV | Radial | None | Contingent (N-1)
Metro South | MORPHETT VALE EAST - HACKHAM SD1694B | 10% POE (N-1) Forecast | MVA | 2027 | 103.2 | 66kV | Meshed | None | Contingent (N-1)
Metro South | MORPHETT VALE EAST - MCLAREN FLAT SD1594B | 10% POE (N-1) Forecast | MVA | 2027 | 118.3556 | 66kV | Meshed | N-1 | Contingent (N-1)
Metro South | MORPHETT VALE EAST - PORT STANVAC #1 SD1593 | 10% POE (N-1) Forecast | MVA | 2027 | 98.2 | 66kV | Meshed | None | Contingent (N-1)
Metro South | MORPHETT VALE EAST - PORT STANVAC #2 SD2010 | 10% POE (N-1) Forecast | MVA | 2027 | 101.9 | 66kV | Meshed | None | Contingent (N-1)
Metro South | MORPHETTVILLE - ASCOT PARK SD1586 | 10% POE (N-1) Forecast | MVA | 2027 | 48.4 | 66kV | Meshed | None | Contingent (N-1)
Metro South | MORPHETTVILLE - GLENELG NORTH TEE SD1584C | 10% POE (N-1) Forecast | MVA | 2027 | 90.9 | 66kV | Meshed | None | Contingent (N-1)
Metro South | MORPHETTVILLE - OAKLANDS SD1585 | 10% POE (N-1) Forecast | MVA | 2027 | 54.1 | 66kV | Meshed | None | Contingent (N-1)
Metro North | MUNNO PARA - ELIZABETH DOWNS SD2023 | 10% POE (N-1) Forecast | MVA | 2027 | 85.2 | 66kV | Meshed | None | Contingent (N-1)
Metro North | MUNNO PARA - EVANSTON SD1652 | 10% POE (N-1) Forecast | MVA | 2027 | 103.8 | 66kV | Meshed | N-1 | Contingent (N-1)
Metro West | NEW OSBORNE - BLACKPOOL SD1518 | 10% POE (N-1) Forecast | MVA | 2027 | 111.6 | 66kV | Meshed | None | Contingent (N-1)
Metro West | NEW OSBORNE - GLANVILLE SD1527 | 10% POE (N-1) Forecast | MVA | 2027 | 151.2 | 66kV | Meshed | N-1 | Contingent (N-1)
Metro West | NEW OSBORNE - LARGS NORTH SD1653 | 10% POE (N-1) Forecast | MVA | 2027 | 130.6 | 66kV | Meshed | None | Contingent (N-1)
Metro West | NEW OSBORNE - SMORGON STEEL RECYCLING SD1532A | 10% POE (N-1) Forecast | MVA | 2027 | 17.3 | 66kV | Meshed | None | Contingent (N-1)
Metro West | NEW RICHMOND - THEBARTON SD1516 | 10% POE (N-1) Forecast | MVA | 2027 | 54.2 | 66kV | Meshed | None | Contingent (N-1)
Metro South | NEW RICHMOND TEE - NEW RICHMOND SD1670B | 10% POE (N-1) Forecast | MVA | 2027 | 120 | 66kV | Meshed | None | Contingent (N-1)
Metro South | NEW RICHMOND TEE - PLYMPTON SD1670C | 10% POE (N-1) Forecast | MVA | 2027 | 136.1 | 66kV | Meshed | None | Contingent (N-1)
Metro South | NOARLUNGA CENTRE - PORT NOARLUNGA SD1668 | 10% POE (N-1) Forecast | MVA | 2027 | 73.6 | 66kV | Meshed | None | Contingent (N-1)
Metro East | NORTH ADELAIDE - HINDLEY STREET TEE SD1659A | 10% POE (N-1) Forecast | MVA | 2027 | 48.4 | 66kV | Meshed | None | Contingent (N-1)
Metro South | NORTH UNLEY - WHITMORE SQUARE TEE SD1669B | 10% POE (N-1) Forecast | MVA | 2027 | 118.8 | 66kV | Meshed | N-1 | Contingent (N-1)
Metro East | NORTHFIELD - CLEARVIEW SD1549 | 10% POE (N-1) Forecast | MVA | 2027 | 27.9165 | 66kV | Radial | None | Contingent (N-1)
Metro East | NORTHFIELD - DRY CREEK SD1657 | 10% POE (N-1) Forecast | MVA | 2027 | 85.6 | 66kV | Meshed | None | Contingent (N-1)
Metro East | NORTHFIELD - HARROW SD1535 | 10% POE (N-1) Forecast | MVA | 2027 | 22.441 | 66kV | Radial | None | Contingent (N-1)
Metro East | NORTHFIELD - HILLCREST SD1534 | 10% POE (N-1) Forecast | MVA | 2027 | 111.9 | 66kV | Meshed | None | Contingent (N-1)
Metro East | NORTHFIELD - HOLDEN HILL SD1539 | 10% POE (N-1) Forecast | MVA | 2027 | 122 | 66kV | Meshed | None | Contingent (N-1)
Metro East | NORTHFIELD - INGLE FARM #1 SD1548 | 10% POE (N-1) Forecast | MVA | 2027 | 80.9 | 66kV | Meshed | None | Contingent (N-1)
Metro East | NORTHFIELD - INGLE FARM #2 SD2019 | 10% POE (N-1) Forecast | MVA | 2027 | 81.3 | 66kV | Meshed | None | Contingent (N-1)
Metro East | NORWOOD - EAST TERRACE SD1545 | 10% POE (N-1) Forecast | MVA | 2027 | 101.5 | 66kV | Meshed | N-1 | Contingent (N-1)
Metro East | NORWOOD - KENT TOWN SD1559 | 10% POE (N-1) Forecast | MVA | 2027 | 31.06 | 66kV | Meshed | None | Contingent (N-1)
Metro East | NORWOOD - LINDEN PARK SD1544 | 10% POE (N-1) Forecast | MVA | 2027 | 42.4 | 66kV | Meshed | None | Contingent (N-1)
Metro South | PANORAMA - ASCOT PARK SD1587 | 10% POE (N-1) Forecast | MVA | 2027 | 70.5 | 66kV | Meshed | None | Contingent (N-1)
Metro South | PANORAMA - BLACKWOOD SD1572 | 10% POE (N-1) Forecast | MVA | 2027 | 32.9 | 66kV | Radial | None | Contingent (N-1)
Metro South | PANORAMA - CUDMORE PARK SD1573 | 10% POE (N-1) Forecast | MVA | 2027 | 11.43 | 66kV | Radial | None | Contingent (N-1)
Metro South | PANORAMA - LINDEN PARK TEE SD1662C | 10% POE (N-1) Forecast | MVA | 2027 | 96.7 | 66kV | Meshed | None | Contingent (N-1)
Metro South | PANORAMA - LOWER MITCHAM SD1562 | 10% POE (N-1) Forecast | MVA | 2027 | 115.5 | 66kV | Meshed | None | Contingent (N-1)
Metro South | PANORAMA - TONSLEY EAST SD2035 | 10% POE (N-1) Forecast | MVA | 2027 | 47.3 | 66kV | Meshed | None | Contingent (N-1)
Metro North | PARA - ELIZABETH HEIGHTS SD1504 | 10% POE (N-1) Forecast | MVA | 2027 | 117.5 | 66kV | Meshed | None | Contingent (N-1)
Metro North | PARA - ELIZABETH SOUTH SD1503 | 10% POE (N-1) Forecast | MVA | 2027 | 95.6 | 66kV | Meshed | None | Contingent (N-1)
Metro North | PARAFIELD GARDENS - CAVAN SD1687 | 10% POE (N-1) Forecast | MVA | 2027 | 40.86 | 66kV | Meshed | None | Contingent (N-1)
Metro North | PARAFIELD GARDENS - SALISBURY SD1502 | 10% POE (N-1) Forecast | MVA | 2027 | 116.1 | 66kV | Meshed | None | Contingent (N-1)
Metro North | PARAFIELD GARDENS WEST - BOLIVAR SD1683 | 10% POE (N-1) Forecast | MVA | 2027 | 16.6 | 66kV | Radial | None | Contingent (N-1)
Metro North | PARAFIELD GARDENS WEST - PARAFIELD GARDENS SD1682 | 10% POE (N-1) Forecast | MVA | 2027 | 150.8 | 66kV | Meshed | N-1 | Contingent (N-1)
Metro North | PARAFIELD GARDENS WEST - PARALOWIE SD1510 | 10% POE (N-1) Forecast | MVA | 2027 | 129.7 | 66kV | Meshed | None | Contingent (N-1)
Metro North | PENFIELD - DIREK SD1685 | 10% POE (N-1) Forecast | MVA | 2027 | 80.7 | 66kV | Meshed | None | Contingent (N-1)
Metro North | PENFIELD - ELIZABETH SOUTH SD1509 | 10% POE (N-1) Forecast | MVA | 2027 | 68.6 | 66kV | Meshed | None | Contingent (N-1)
Metro South | PLYMPTON - GLENELG NORTH SD1583 | 10% POE (N-1) Forecast | MVA | 2027 | 22.2 | 66kV | Meshed | None | Contingent (N-1)
Metro West | PORT ADELAIDE - CHELTENHAM SD1646 | 10% POE (N-1) Forecast | MVA | 2027 | 87.5 | 66kV | Meshed | None | Contingent (N-1)
Metro West | PORT ADELAIDE NORTH - ATHOL PARK TEE SD1677B | 10% POE (N-1) Forecast | MVA | 2027 | 26.4 | 66kV | Meshed | None | Contingent (N-1)
Metro South | PORT NOARLUNGA - SEAFORD SD1676A | 10% POE (N-1) Forecast | MVA | 2027 | 120.0644 | 66kV | Meshed | N-1 | Contingent (N-1)
Metro South | PORT STANVAC - LONSDALE SD1673 | 10% POE (N-1) Forecast | MVA | 2027 | 88.7 | 66kV | Meshed | None | Contingent (N-1)
Metro South | PORT STANVAC - NOARLUNGA CENTRE SD1667 | 10% POE (N-1) Forecast | MVA | 2027 | 92.5 | 66kV | Meshed | None | Contingent (N-1)
Metro East | PROSPECT - CROYDON SD2024 | 10% POE (N-1) Forecast | MVA | 2027 | 77.3 | 66kV | Meshed | None | Contingent (N-1)
Metro West | QUEENSTOWN - GLANVILLE SD1526 | 10% POE (N-1) Forecast | MVA | 2027 | 135.6 | 66kV | Meshed | None | Contingent (N-1)
Metro South | SEACOMBE - OAKLANDS SD1565 | 10% POE (N-1) Forecast | MVA | 2027 | 101.4 | 66kV | Meshed | None | Contingent (N-1)
Metro South | SEACOMBE - SHEIDOW PARK SD1672 | 10% POE (N-1) Forecast | MVA | 2027 | 89 | 66kV | Meshed | None | Contingent (N-1)
Metro South | SEAFORD - ALDINGA SD1676B | 10% POE (N-1) Forecast | MVA | 2027 | 107.9289 | 66kV | Meshed | N-1 | Contingent (N-1)
Metro South | SHEIDOW PARK - LONSDALE SD2009 | 10% POE (N-1) Forecast | MVA | 2027 | 58.2 | 66kV | Meshed | None | Contingent (N-1)
Metro North | SMITHFIELD WEST - ANGLE VALE SD1650 | 10% POE (N-1) Forecast | MVA | 2027 | 73 | 66kV | Meshed | None | Contingent (N-1)
Metro West | SMORGON STEEL RECYCLING - PORT ADELAIDE NORTH SD1532B | 10% POE (N-1) Forecast | MVA | 2027 | 17.3 | 66kV | Meshed | None | Contingent (N-1)
Metro North | ST KILDA - VIRGINIA SD1684 | 10% POE (N-1) Forecast | MVA | 2027 | 16.7 | 66kV | Radial | None | Contingent (N-1)
Metro East | TEA TREE GULLY - GOLDEN GROVE SD1638 | 10% POE (N-1) Forecast | MVA | 2027 | 67.5 | 66kV | Meshed | None | Contingent (N-1)
Metro West | THEBARTON - CROYDON SD1522 | 10% POE (N-1) Forecast | MVA | 2027 | 74.1 | 66kV | Meshed | None | Contingent (N-1)
Metro South | TONSLEY EAST - TONSLEY PARK SD1588 | 10% POE (N-1) Forecast | MVA | 2027 | 29.1 | 66kV | Meshed | None | Contingent (N-1)
Metro South | TONSLEY PARK - SEACOMBE SD1564 | 10% POE (N-1) Forecast | MVA | 2027 | 39.1 | 66kV | Meshed | None | Contingent (N-1)
Metro West | TORRENS ISLAND - ATHOL PARK TEE SD1677C | 10% POE (N-1) Forecast | MVA | 2027 | 44.2 | 66kV | Meshed | None | Contingent (N-1)
Metro West | TORRENS ISLAND - KILBURN SD1656 | 10% POE (N-1) Forecast | MVA | 2027 | 89.5 | 66kV | Meshed | None | Contingent (N-1)
Metro South | URAIDLA TEE - LINDEN PARK TEE SD1662D | 10% POE (N-1) Forecast | MVA | 2027 | 97.4 | 66kV | Meshed | None | Contingent (N-1)
Metro North | VIRGINIA - VIRGINIA TEE SD2022A | 10% POE (N-1) Forecast | MVA | 2027 | 8.9 | 66kV | Radial | None | Contingent (N-1)
Metro North | VIRGINIA TEE - TWO WELLS SD2022B | 10% POE (N-1) Forecast | MVA | 2027 | 9.53 | 66kV | Radial | None | Contingent (N-1)
Metro East | WHITMORE SQUARE - KENT TOWN TEE SD1663B | 10% POE (N-1) Forecast | MVA | 2027 | 42 | 66kV | Meshed | None | Contingent (N-1)
Metro East | WHITMORE SQUARE - WHITMORE SQUARE TEE SD1669C | 10% POE (N-1) Forecast | MVA | 2027 | 0 | 66kV | Meshed | None | Contingent (N-1)
Metro West | WOODVILLE - FINDON SD1524 | 10% POE (N-1) Forecast | MVA | 2027 | 95.4 | 66kV | Meshed | None | Contingent (N-1)
Metro West | WOODVILLE - QUEENSTOWN SD1525 | 10% POE (N-1) Forecast | MVA | 2027 | 118.2 | 66kV | Meshed | None | Contingent (N-1)
Eastern Hills | MOUNT BARKER DISTRIBUTION - MOUNT BARKER SOUTH SD2012 | 10% POE (N-1) Forecast | MVA | 2027 | 0 | 66kV | Meshed | None | Contingent (N-1)
Eastern Hills | MOUNT BARKER DISTRIBUTION - BALHANNAH SD1598 | 10% POE (N-1) Forecast | MVA | 2027 | 0 | 66kV | Radial | None | Contingent (N-1)
Eastern Hills | BALHANNAH - URAIDLA SD1599 | 10% POE (N-1) Forecast | MVA | 2027 | 0 | 66kV | Radial | None | Contingent (N-1)
Eastern Hills | URAIDLA - MAGILL (METRO SOUTH TIE) SD1662E | 10% POE (N-1) Forecast | MVA | 2027 | 0 | 66kV | Radial | None | Contingent (N-1)
Eastern Hills | MOUNT BARKER DISTRIBUTION - HAHNDORF SD1596 | 10% POE (N-1) Forecast | MVA | 2027 | 0 | 66kV | Radial | None | Contingent (N-1)
Eastern Hills | MOUNT BARKER SOUTH - MEADOWS SD1597 | 10% POE (N-1) Forecast | MVA | 2027 | 0 | 66kV | Radial | None | Contingent (N-1)
Eastern Hills | MOUNT BARKER SOUTH - STRATHALBYN EAST TEE SD1601A | 10% POE (N-1) Forecast | MVA | 2027 | 0 | 66kV | Radial | None | Contingent (N-1)
Eastern Hills | STRATHALBYN EAST TEE - STRATHALBYN SD1601B | 10% POE (N-1) Forecast | MVA | 2027 | 0 | 66kV | Radial | None | Contingent (N-1)
Eastern Hills | STRATHALBYN - BELVIDERE SD1602 | 10% POE (N-1) Forecast | MVA | 2027 | 0 | 66kV | Radial | None | Contingent (N-1)
Eastern Hills | BELVIDERE - MILANG SD1603 | 10% POE (N-1) Forecast | MVA | 2027 | 0 | 66kV | Radial | None | Contingent (N-1)
Eastern Hills | BELVIDERE - LANGHORNE CREEK SD1604 | 10% POE (N-1) Forecast | MVA | 2027 | 0 | 66kV | Radial | None | Contingent (N-1)
Eyre Peninsula | YADNARIE - CLEVE SD1609 | 10% POE (N-1) Forecast | MVA | 2027 | 0 | 66kV | Radial | None | Contingent (N-1)
Eyre Peninsula | YADNARIE - RUDALL SD1610 | 10% POE (N-1) Forecast | MVA | 2027 | 0 | 66kV | Radial | None | Contingent (N-1)
Eyre Peninsula | RUDALL - DARKE PEAK SD1611 | 10% POE (N-1) Forecast | MVA | 2027 | 0 | 66kV | Radial | None | Contingent (N-1)
Eyre Peninsula | DARKE PEAK - CARALUE SD1612 | 10% POE (N-1) Forecast | MVA | 2027 | 0 | 66kV | Radial | None | Contingent (N-1)
Eyre Peninsula | RUDALL - LOCK SD1613 | 10% POE (N-1) Forecast | MVA | 2027 | 0 | 66kV | Radial | None | Contingent (N-1)
Eyre Peninsula | LOCK - POLDA SD1614 | 10% POE (N-1) Forecast | MVA | 2027 | 0 | 66kV | Radial | None | Contingent (N-1)
Eyre Peninsula | WUDINNA - POLDA SD1615 | 10% POE (N-1) Forecast | MVA | 2027 | 0 | 66kV | Radial | None | Contingent (N-1)
Eyre Peninsula | WUDINNA - MOORKITABIE SD1605 | 10% POE (N-1) Forecast | MVA | 2027 | 0 | 66kV | Radial | None | Contingent (N-1)
Eyre Peninsula | MOORKITABIE - TARLTON SD1606 | 10% POE (N-1) Forecast | MVA | 2027 | 0 | 66kV | Radial | None | Contingent (N-1)
Eyre Peninsula | TARLTON - STREAKY BAY SD1607 | 10% POE (N-1) Forecast | MVA | 2027 | 0 | 66kV | Radial | None | Contingent (N-1)
Eyre Peninsula | TARLTON - CEDUNA SD1608 | 10% POE (N-1) Forecast | MVA | 2027 | 0 | 66kV | Radial | None | Contingent (N-1)
Riverland | NORTH WEST BEND - MORGAN TEE SD1616 | 10% POE (N-1) Forecast | MVA | 2027 | 0 | 66kV | Radial | None | Contingent (N-1)
Riverland | MORGAN TEE - CORDOLA SD1617 | 10% POE (N-1) Forecast | MVA | 2027 | 0 | 66kV | Radial | None | Contingent (N-1)
Riverland | CORDOLA - ROONKA SD1618 | 10% POE (N-1) Forecast | MVA | 2027 | 0 | 66kV | Radial | None | Contingent (N-1)
Riverland | ROONKA - PORTEE SD1619 | 10% POE (N-1) Forecast | MVA | 2027 | 0 | 66kV | Radial | None | Contingent (N-1)
Riverland | PORTEE - SWAN REACH SD1620 | 10% POE (N-1) Forecast | MVA | 2027 | 0 | 66kV | Radial | None | Contingent (N-1)
Riverland | NORTH WEST BEND - CADELL SD1622 | 10% POE (N-1) Forecast | MVA | 2027 | 0 | 66kV | Radial | None | Contingent (N-1)
Riverland | CADELL - QUALCO SD1623 | 10% POE (N-1) Forecast | MVA | 2027 | 0 | 66kV | Radial | None | Contingent (N-1)
Riverland | QUALCO - RAMCO SD1624 | 10% POE (N-1) Forecast | MVA | 2027 | 0 | 66kV | Radial | None | Contingent (N-1)
Riverland | RAMCO - WAIKERIE SD1625 | 10% POE (N-1) Forecast | MVA | 2027 | 0 | 66kV | Radial | None | Contingent (N-1)
Riverland | BERRI - GLOSSOP SD1626 | 10% POE (N-1) Forecast | MVA | 2027 | 0 | 66kV | Radial | None | Contingent (N-1)
Riverland | GLOSSOP - LOVEDAY SD1627 | 10% POE (N-1) Forecast | MVA | 2027 | 0 | 66kV | Radial | None | Contingent (N-1)
Riverland | LOVEDAY - WOOLPUNDA SD1628 | 10% POE (N-1) Forecast | MVA | 2027 | 0 | 66kV | Radial | None | Contingent (N-1)
Riverland | WOOLPUNDA - WAIKERIE SD1629 | 10% POE (N-1) Forecast | MVA | 2027 | 0 | 66kV | Radial | None | Contingent (N-1)
Riverland | BERRI - LOXTON SD1630 | 10% POE (N-1) Forecast | MVA | 2027 | 0 | 66kV | Radial | None | Contingent (N-1)
Riverland | LOXTON - PYAP SD1631 | 10% POE (N-1) Forecast | MVA | 2027 | 0 | 66kV | Radial | None | Contingent (N-1)
Riverland | BERRI - RENMARK SD1632 | 10% POE (N-1) Forecast | MVA | 2027 | 0 | 66kV | Radial | None | Contingent (N-1)
Riverland | RENMARK - PARINGA SD1633 | 10% POE (N-1) Forecast | MVA | 2027 | 0 | 66kV | Radial | None | Contingent (N-1)
Riverland | BERRI - LYRUP SD1634 | 10% POE (N-1) Forecast | MVA | 2027 | 0 | 66kV | Radial | None | Contingent (N-1)
Metro South | WILLUNGA - MYPONGA SD1568 | 10% POE (N-1) Forecast | MVA | 2027 | 0 | 66kV | Radial | None | Contingent (N-1)
Metro South | MYPONGA - YANKALILLA SD1569 | 10% POE (N-1) Forecast | MVA | 2027 | 0 | 66kV | Radial | None | Contingent (N-1)
Metro South | YANKALILLA - CAPE JERVIS SD1689 | 10% POE (N-1) Forecast | MVA | 2027 | 0 | 66kV | Radial | None | Contingent (N-1)
Metro South | WILLUNGA - SQUARE WATER HOLE SD1570 | 10% POE (N-1) Forecast | MVA | 2027 | 0 | 66kV | Radial | None | Contingent (N-1)
Metro South | SQUARE WATER HOLE - VICTOR HARBOR SD1595 | 10% POE (N-1) Forecast | MVA | 2027 | 0 | 66kV | Radial | None | Contingent (N-1)
Metro South | SQUARE WATER HOLE - GOOLWA SD1571 | 10% POE (N-1) Forecast | MVA | 2027 | 0 | 66kV | Radial | None | Contingent (N-1)
Eastern Hills | BALHANNAH - WOODSIDE SD41100 | 10% POE (N-1) Forecast | MVA | 2027 | 0 | 33kV | Radial | None | Contingent (N-1)
Eastern Hills | BALHANNAH - VERDUN TEE SD41200 | 10% POE (N-1) Forecast | MVA | 2027 | 0 | 33kV | Radial | None | Contingent (N-1)
Eastern Hills | VERDUN TEE - ALDGATE TEE SD41200 | 10% POE (N-1) Forecast | MVA | 2027 | 0 | 33kV | Radial | None | Contingent (N-1)
Eastern Hills | VERDUN TEE - MYLOR SD41200 | 10% POE (N-1) Forecast | MVA | 2027 | 0 | 33kV | Radial | None | Contingent (N-1)
Eastern Hills | BALHANNAH - NAIRNE TEE SD41300 | 10% POE (N-1) Forecast | MVA | 2027 | 0 | 33kV | Radial | None | Contingent (N-1)
Eastern Hills | NAIRNE TEE - NAIRNE SD41300 | 10% POE (N-1) Forecast | MVA | 2027 | 0 | 33kV | Radial | None | Contingent (N-1)
Eastern Hills | NAIRNE TEE - BRUKUNGA SD41300 | 10% POE (N-1) Forecast | MVA | 2027 | 0 | 33kV | Radial | None | Contingent (N-1)
Eastern Hills | URAIDLA - PICCADILLY TEE SD42100 | 10% POE (N-1) Forecast | MVA | 2027 | 0 | 33kV | Radial | None | Contingent (N-1)
Eastern Hills | PICCADILLY TEE - PICCADILLY EOL SD42100 | 10% POE (N-1) Forecast | MVA | 2027 | 0 | 33kV | Radial | None | Contingent (N-1)
Eastern Hills | PICCADILLY TEE - ALDGATE TEE SD42100 | 10% POE (N-1) Forecast | MVA | 2027 | 0 | 33kV | Radial | None | Contingent (N-1)
Eastern Hills | ALDGATE TEE - ALDGATE SD42100 | 10% POE (N-1) Forecast | MVA | 2027 | 0 | 33kV | Radial | None | Contingent (N-1)
Eastern Hills | ANGAS CREEK - BIRDWOOD TEE SD38100 | 10% POE (N-1) Forecast | MVA | 2027 | 0 | 33kV | Radial | None | Contingent (N-1)
Eastern Hills | BIRDWOOD TEE - GUMERACHA RURAL SD38100 | 10% POE (N-1) Forecast | MVA | 2027 | 0 | 33kV | Radial | None | Contingent (N-1)
Eastern Hills | BIRDWOOD TEE - BIRDWOOD SD38100 | 10% POE (N-1) Forecast | MVA | 2027 | 0 | 33kV | Radial | None | Contingent (N-1)
Eastern Hills | BIRDWOOD - MOUNT PLEASANT TEE SD38100 | 10% POE (N-1) Forecast | MVA | 2027 | 0 | 33kV | Radial | None | Contingent (N-1)
Eastern Hills | MOUNT PLEASANT TEE - PALMER RURAL SD38100 | 10% POE (N-1) Forecast | MVA | 2027 | 0 | 33kV | Radial | None | Contingent (N-1)
Eastern Hills | MOUNT PLEASANT TEE - MOUNT PLEASANT SD38100 | 10% POE (N-1) Forecast | MVA | 2027 | 0 | 33kV | Radial | None | Contingent (N-1)
Eastern Hills | ANGAS CREEK - ANGAS CREEK TEE SD38200 | 10% POE (N-1) Forecast | MVA | 2027 | 0 | 33kV | Radial | None | Contingent (N-1)
Eastern Hills | ANGAS CREEK TEE - LOBETHAL SD38200 | 10% POE (N-1) Forecast | MVA | 2027 | 0 | 33kV | Radial | None | Contingent (N-1)
Eastern Hills | LOBETHAL - WOODSIDE SD38200 | 10% POE (N-1) Forecast | MVA | 2027 | 0 | 33kV | Radial | None | Contingent (N-1)
Eastern Hills | ANGAS CREEK TEE - GUMERACHA WEIR SD38200 | 10% POE (N-1) Forecast | MVA | 2027 | 0 | 33kV | Radial | None | Contingent (N-1)
Eastern Hills | GUMERACHA WEIR - HOUGHTON SD38200 | 10% POE (N-1) Forecast | MVA | 2027 | 0 | 33kV | Radial | None | Contingent (N-1)
Eastern Hills | GUMERACHA WEIR - KERSBROOK SD38200 | 10% POE (N-1) Forecast | MVA | 2027 | 0 | 33kV | Radial | None | Contingent (N-1)
Eastern Hills | KERSBROOK - WILLIAMSTOWN SOUTH TEE SD38200 | 10% POE (N-1) Forecast | MVA | 2027 | 0 | 33kV | Radial | None | Contingent (N-1)
Eastern Hills | GUMERACHA WEIR - GUMERACHA RURAL SD38200 | 10% POE (N-1) Forecast | MVA | 2027 | 0 | 33kV | Radial | None | Contingent (N-1)
Eyre Peninsula | WHYALLA CENTRAL - WHYALLA CITY 1 SD56101 | 10% POE (N-1) Forecast | MVA | 2027 | 0 | 33kV | Radial | None | Contingent (N-1)
Eyre Peninsula | WHYALLA CENTRAL - WHYALLA CITY 2 SD56102 | 10% POE (N-1) Forecast | MVA | 2027 | 0 | 33kV | Radial | None | Contingent (N-1)
Eyre Peninsula | WHYALLA CENTRAL - WHYALLA STUART SD56201 | 10% POE (N-1) Forecast | MVA | 2027 | 0 | 33kV | Radial | None | Contingent (N-1)
Eyre Peninsula | WHYALLA CENTRAL - WHYALLA NORTH TEE SD56301 | 10% POE (N-1) Forecast | MVA | 2027 | 0 | 33kV | Radial | None | Contingent (N-1)
Eyre Peninsula | WHYALLA NORTH TEE - WHYALLA TERMINAL SD56301 | 10% POE (N-1) Forecast | MVA | 2027 | 0 | 33kV | Radial | None | Contingent (N-1)
Eyre Peninsula | WHYALLA NORTH TEE - WHYALLA SOLAR SD56301 | 10% POE (N-1) Forecast | MVA | 2027 | 0 | 33kV | Radial | None | Contingent (N-1)
Eyre Peninsula | WHYALLA SOLAR - WHYALLA NORTH SD56301 | 10% POE (N-1) Forecast | MVA | 2027 | 0 | 33kV | Radial | None | Contingent (N-1)
Eyre Peninsula | PORT LINCOLN TERMINAL - PORT LINCOLN CITY TEE PL32 | 10% POE (N-1) Forecast | MVA | 2027 | 0 | 33kV | Radial | None | Contingent (N-1)
Eyre Peninsula | PORT LINCOLN CITY TEE - PORT LINCOLN CITY PL32 | 10% POE (N-1) Forecast | MVA | 2027 | 0 | 33kV | Radial | None | Contingent (N-1)
Eyre Peninsula | PORT LINCOLN CITY TEE - PORT LINCOLN MARINA TEE PL32 | 10% POE (N-1) Forecast | MVA | 2027 | 0 | 33kV | Radial | None | Contingent (N-1)
Eyre Peninsula | PORT LINCOLN MARINA TEE - PORT LINCOLN DOCKS PL32 | 10% POE (N-1) Forecast | MVA | 2027 | 0 | 33kV | Radial | None | Contingent (N-1)
Eyre Peninsula | PORT LINCOLN MARINA TEE - PORT LINCOLN MARINA PL32 | 10% POE (N-1) Forecast | MVA | 2027 | 0 | 33kV | Radial | None | Contingent (N-1)
Eyre Peninsula | PORT LINCOLN TERMINAL - PORT LINCOLN CITY SD61101 | 10% POE (N-1) Forecast | MVA | 2027 | 0 | 33kV | Radial | None | Contingent (N-1)
Eyre Peninsula | PORT LINCOLN TERMINAL - POONINDIE TEE PL34 | 10% POE (N-1) Forecast | MVA | 2027 | 0 | 33kV | Radial | None | Contingent (N-1)
Eyre Peninsula | POONINDIE TEE - POONINDIE PL34 | 10% POE (N-1) Forecast | MVA | 2027 | 0 | 33kV | Radial | None | Contingent (N-1)
Eyre Peninsula | POONINDIE - POINT BOSTON PL34 | 10% POE (N-1) Forecast | MVA | 2027 | 0 | 33kV | Radial | None | Contingent (N-1)
Eyre Peninsula | POONINDIE TEE - TOD RIVER PL34 | 10% POE (N-1) Forecast | MVA | 2027 | 0 | 33kV | Radial | None | Contingent (N-1)
Eyre Peninsula | TOD RIVER - CUMMINS CM36 | 10% POE (N-1) Forecast | MVA | 2027 | 0 | 33kV | Radial | None | Contingent (N-1)
Eyre Peninsula | TOD RIVER - TUMBY BAY CM35 | 10% POE (N-1) Forecast | MVA | 2027 | 0 | 33kV | Radial | None | Contingent (N-1)
Eyre Peninsula | PORT LINCOLN TERMINAL - ULEY SOUTH TEE PL33 | 10% POE (N-1) Forecast | MVA | 2027 | 0 | 33kV | Radial | None | Contingent (N-1)
Eyre Peninsula | ULEY SOUTH TEE - ULEY SOUTH PL33 | 10% POE (N-1) Forecast | MVA | 2027 | 0 | 33kV | Radial | None | Contingent (N-1)
Eyre Peninsula | ULEY SOUTH TEE - ULEY PL33 | 10% POE (N-1) Forecast | MVA | 2027 | 0 | 33kV | Radial | None | Contingent (N-1)
Eyre Peninsula | ULEY - COFFIN BAY PL33 | 10% POE (N-1) Forecast | MVA | 2027 | 0 | 33kV | Radial | None | Contingent (N-1)
Eyre Peninsula | CLEVE - COWELL SD53100 | 10% POE (N-1) Forecast | MVA | 2027 | 0 | 33kV | Radial | None | Contingent (N-1)
Eyre Peninsula | CLEVE - BOOTHBY SD55100 | 10% POE (N-1) Forecast | MVA | 2027 | 0 | 33kV | Radial | None | Contingent (N-1)
Eyre Peninsula | BOOTHBY - PUMPING STATION ROAD SD55100 | 10% POE (N-1) Forecast | MVA | 2027 | 0 | 33kV | Radial | None | Contingent (N-1)
Eyre Peninsula | PUMPING STATION ROAD - ARNO BAY SD55100 | 10% POE (N-1) Forecast | MVA | 2027 | 0 | 33kV | Radial | None | Contingent (N-1)
Mid North | BRINKWORTH - YACKA TEE SD33100 | 10% POE (N-1) Forecast | MVA | 2027 | 0 | 33kV | Radial | None | Contingent (N-1)
Mid North | YACKA TEE - YACKA RURAL SD33100 | 10% POE (N-1) Forecast | MVA | 2027 | 0 | 33kV | Radial | None | Contingent (N-1)
Mid North | YACKA TEE - SPALDING TEE SD33100 | 10% POE (N-1) Forecast | MVA | 2027 | 0 | 33kV | Radial | None | Contingent (N-1)
Mid North | SPALDING TEE - GEORGETOWN SD33100 | 10% POE (N-1) Forecast | MVA | 2027 | 0 | 33kV | Radial | None | Contingent (N-1)
Mid North | GEORGETOWN - GLADSTONE SD33100 | 10% POE (N-1) Forecast | MVA | 2027 | 0 | 33kV | Radial | None | Contingent (N-1)
Mid North | SPALDING TEE - SPALDING SD33100 | 10% POE (N-1) Forecast | MVA | 2027 | 0 | 33kV | Radial | None | Contingent (N-1)
Mid North | BRINKWORTH - MERRITON SD33300 | 10% POE (N-1) Forecast | MVA | 2027 | 0 | 33kV | Radial | None | Contingent (N-1)
Mid North | BRINKWORTH - BRINKWORTH TEE SD33200 | 10% POE (N-1) Forecast | MVA | 2027 | 0 | 33kV | Radial | None | Contingent (N-1)
Mid North | BRINKWORTH TEE - YACKA RURAL SD33200 | 10% POE (N-1) Forecast | MVA | 2027 | 0 | 33kV | Radial | None | Contingent (N-1)
Mid North | BRINKWORTH TEE - BLYTH TOWNSHIP SD33200 | 10% POE (N-1) Forecast | MVA | 2027 | 0 | 33kV | Radial | None | Contingent (N-1)
Mid North | BLYTH TOWNSHIP - CLARE NORTH TEE SD33200 | 10% POE (N-1) Forecast | MVA | 2027 | 0 | 33kV | Radial | None | Contingent (N-1)
Mid North | BLYTH TOWNSHIP - BALAKLAVA TOWNSHIP SD33200 | 10% POE (N-1) Forecast | MVA | 2027 | 0 | 33kV | Radial | None | Contingent (N-1)
Mid North | WATERLOO DISTRIBUTION - RIVERTON TEE SD36400 | 10% POE (N-1) Forecast | MVA | 2027 | 0 | 33kV | Radial | N | Contingent (N-1)
Mid North | RIVERTON TEE - AUBURN TEE SD36400 | 10% POE (N-1) Forecast | MVA | 2027 | 0 | 33kV | Radial | None | Contingent (N-1)
Mid North | AUBURN TEE - AUBURN SD36400 | 10% POE (N-1) Forecast | MVA | 2027 | 0 | 33kV | Radial | None | Contingent (N-1)
Mid North | RIVERTON TEE - RIVERTON SD36400 | 10% POE (N-1) Forecast | MVA | 2027 | 0 | 33kV | Radial | None | Contingent (N-1)
Mid North | WATERLOO DISTRIBUTION - WATERLOO RURAL SD36201 | 10% POE (N-1) Forecast | MVA | 2027 | 0 | 33kV | Radial | None | Contingent (N-1)
Mid North | WATERLOO RURAL - ROBERTSTOWN SD36201 | 10% POE (N-1) Forecast | MVA | 2027 | 0 | 33kV | Radial | None | Contingent (N-1)
Mid North | WATERLOO DISTRIBUTION - PORTERS LAGOON SD36101 | 10% POE (N-1) Forecast | MVA | 2027 | 0 | 33kV | Radial | None | Contingent (N-1)
Mid North | PORTERS LAGOON - HANSON SD36101 | 10% POE (N-1) Forecast | MVA | 2027 | 0 | 33kV | Radial | None | Contingent (N-1)
Mid North | WATERLOO DISTRIBUTION - WATERLOO TOWN SD36300 | 10% POE (N-1) Forecast | MVA | 2027 | 0 | 33kV | Radial | None | Contingent (N-1)
Mid North | WATERLOO TOWN - EUDUNDA TEE SD36300 | 10% POE (N-1) Forecast | MVA | 2027 | 0 | 33kV | Radial | None | Contingent (N-1)
Mid North | EUDUNDA TEE - EUDUNDA SD36300 | 10% POE (N-1) Forecast | MVA | 2027 | 0 | 33kV | Radial | None | Contingent (N-1)
Mid North | EUDUNDA TEE - KAPUNDA RURAL SD36300 | 10% POE (N-1) Forecast | MVA | 2027 | 0 | 33kV | Radial | None | Contingent (N-1)
Mid North | TEMPLERS - WASLEYS SD37402 | 10% POE (N-1) Forecast | MVA | 2027 | 0 | 33kV | Radial | None | Contingent (N-1)
Mid North | WASLEYS - MALLALA SD37402 | 10% POE (N-1) Forecast | MVA | 2027 | 0 | 33kV | Radial | None | Contingent (N-1)
Mid North | TEMPLERS - HAMLEY BRIDGE SD37101 | 10% POE (N-1) Forecast | MVA | 2027 | 0 | 33kV | Radial | None | Contingent (N-1)
Mid North | HAMLEY BRIDGE - BALAKLAVA RURAL SD37102 | 10% POE (N-1) Forecast | MVA | 2027 | 0 | 33kV | Radial | None | Contingent (N-1)
Mid North | TEMPLERS - FREELING NORTH TEE SD37200 | 10% POE (N-1) Forecast | MVA | 2027 | 0 | 33kV | Radial | None | Contingent (N-1)
Mid North | FREELING NORTH TEE - KAPUNDA RURAL SD37200 | 10% POE (N-1) Forecast | MVA | 2027 | 0 | 33kV | Radial | N | Contingent (N-1)
Mid North | TEMPLERS - DAVEYSTON TOWNSHIP SD37301 | 10% POE (N-1) Forecast | MVA | 2027 | 0 | 33kV | Radial | None | Contingent (N-1)
Mid North | TEMPLERS - GAWLER BELT TEE SD37501 | 10% POE (N-1) Forecast | MVA | 2027 | 0 | 33kV | Radial | None | Contingent (N-1)
Mid North | GAWLER BELT TEE - EVANSTON SD60101 | 10% POE (N-1) Forecast | MVA | 2027 | 0 | 33kV | Radial | None | Contingent (N-1)
Mid North | DORRIEN - NURIOOTPA TEE SD52100 | 10% POE (N-1) Forecast | MVA | 2027 | 0 | 33kV | Radial | N | Contingent (N-1)
Mid North | NURIOOTPA TEE - NURIOOTPA SD52100 | 10% POE (N-1) Forecast | MVA | 2027 | 0 | 33kV | Radial | None | Contingent (N-1)
Mid North | NURIOOTPA TEE - STOCKWELL SD52100 | 10% POE (N-1) Forecast | MVA | 2027 | 0 | 33kV | Radial | None | Contingent (N-1)
Mid North | DORRIEN - ANGASTON NO 1 SD52201 | 10% POE (N-1) Forecast | MVA | 2027 | 0 | 33kV | Meshed | None | Contingent (N-1)
Mid North | DORRIEN - ANGASTON NO 2 SD52202 | 10% POE (N-1) Forecast | MVA | 2027 | 0 | 33kV | Meshed | None | Contingent (N-1)
Mid North | DORRIEN - BAROSSA SOUTH SD52300 | 10% POE (N-1) Forecast | MVA | 2027 | 0 | 33kV | Radial | None | Contingent (N-1)
Mid North | BAROSSA SOUTH TEE - LYNDOCH TEE SD52300 | 10% POE (N-1) Forecast | MVA | 2027 | 0 | 33kV | Radial | None | Contingent (N-1)
Mid North | LYNDOCH TEE - LYNDOCH SD52300 | 10% POE (N-1) Forecast | MVA | 2027 | 0 | 33kV | Radial | None | Contingent (N-1)
Mid North | LYNDOCH TEE - SANDY CREEK TEE SD52300 | 10% POE (N-1) Forecast | MVA | 2027 | 0 | 33kV | Radial | None | Contingent (N-1)
Mid North | SANDY CREEK TEE - SANDY CREEK SD52300 | 10% POE (N-1) Forecast | MVA | 2027 | 0 | 33kV | Radial | None | Contingent (N-1)
Mid North | SANDY CREEK TEE - EVANSTON TEE SD52300 | 10% POE (N-1) Forecast | MVA | 2027 | 0 | 33kV | Radial | None | Contingent (N-1)
Mid North | LYNDOCH - WILLIAMSTOWN SD52300 | 10% POE (N-1) Forecast | MVA | 2027 | 0 | 33kV | Radial | None | Contingent (N-1)
Mid North | WILLIAMSTOWN - WILLIAMSTOWN SOUTH TEE SD52300 | 10% POE (N-1) Forecast | MVA | 2027 | 0 | 33kV | Radial | None | Contingent (N-1)
Mid North | WILLIAMSTOWN SOUTH TEE - WILLIAMSTOWN SOUTH SD52300 | 10% POE (N-1) Forecast | MVA | 2027 | 0 | 33kV | Radial | None | Contingent (N-1)
Mid North | WILLIAMSTOWN SOUTH TEE - ANGAS CREEK TIE SD52300 | 10% POE (N-1) Forecast | MVA | 2027 | 0 | 33kV | Radial | None | Contingent (N-1)
Mid North | CLARE NORTH - CLARE NO 1 SD57101 | 10% POE (N-1) Forecast | MVA | 2027 | 0 | 33kV | Meshed | None | Contingent (N-1)
Mid North | CLARE NORTH - CLARE NORTH TEE SD57102 | 10% POE (N-1) Forecast | MVA | 2027 | 0 | 33kV | Meshed | None | Contingent (N-1)
Mid North | CLARE NORTH TEE - CLARE NO 2 SD57102 | 10% POE (N-1) Forecast | MVA | 2027 | 0 | 33kV | Meshed | None | Contingent (N-1)
Mid North | CLARE - FARRELL FLAT SD57100 | 10% POE (N-1) Forecast | MVA | 2027 | 0 | 33kV | Radial | None | Contingent (N-1)
Mid North | FARRELL FLAT - WATERLOO TIE SD57100 | 10% POE (N-1) Forecast | MVA | 2027 | 0 | 33kV | Radial | None | Contingent (N-1)
Mid North | FARRELL FLAT - BURRA SD57100 | 10% POE (N-1) Forecast | MVA | 2027 | 0 | 33kV | Radial | None | Contingent (N-1)
Murraylands | MANNUM - PALMER TEE SD39200 | 10% POE (N-1) Forecast | MVA | 2027 | 0 | 33kV | Radial | None | Contingent (N-1)
Murraylands | PALMER TEE - MANNUM ROAD RANDELL ROAD INT SD39200 | 10% POE (N-1) Forecast | MVA | 2027 | 0 | 33kV | Radial | None | Contingent (N-1)
Murraylands | PALMER TEE - CAMBRAI TEE SD39200 | 10% POE (N-1) Forecast | MVA | 2027 | 0 | 33kV | Radial | None | Contingent (N-1)
Murraylands | CAMBRAI TEE - CAMBRAI SD39200 | 10% POE (N-1) Forecast | MVA | 2027 | 0 | 33kV | Radial | None | Contingent (N-1)
Murraylands | CAMBRAI TEE - PALMER RURAL SD39200 | 10% POE (N-1) Forecast | MVA | 2027 | 0 | 33kV | Radial | None | Contingent (N-1)
Murraylands | MANNUM - TEAL FLAT TEE SD39100 | 10% POE (N-1) Forecast | MVA | 2027 | 0 | 33kV | Radial | None | Contingent (N-1)
Murraylands | TEAL FLAT TEE - TEAL FLAT SD39100 | 10% POE (N-1) Forecast | MVA | 2027 | 0 | 33kV | Radial | None | Contingent (N-1)
Murraylands | TEAL FLAT TEE - SWAN REACH SD39100 | 10% POE (N-1) Forecast | MVA | 2027 | 0 | 33kV | Radial | None | Contingent (N-1)
Murraylands | MANNUM - CALOOTE TEE SD39300 | 10% POE (N-1) Forecast | MVA | 2027 | 0 | 33kV | Radial | None | Contingent (N-1)
Murraylands | CALOOTE TEE - CALOOTE SD39300 | 10% POE (N-1) Forecast | MVA | 2027 | 0 | 33kV | Radial | None | Contingent (N-1)
Murraylands | CALOOTE TEE - MOBILONG TIE SD39300 | 10% POE (N-1) Forecast | MVA | 2027 | 0 | 33kV | Radial | None | Contingent (N-1)
Murraylands | MANNUM - MANNUM RURAL SD39300 | 10% POE (N-1) Forecast | MVA | 2027 | 0 | 33kV | Radial | None | Contingent (N-1)
Murraylands | MANNUM RURAL - MANNUM TOWN TEE SD39300 | 10% POE (N-1) Forecast | MVA | 2027 | 0 | 33kV | Radial | None | Contingent (N-1)
Murraylands | MANNUM TOWN TEE - MANNUM ROAD RANDELL ROAD INT SD39300 | 10% POE (N-1) Forecast | MVA | 2027 | 0 | 33kV | Radial | None | Contingent (N-1)
Murraylands | MANNUM TOWN TEE - PELLARING FLAT TEE SD39300 | 10% POE (N-1) Forecast | MVA | 2027 | 0 | 33kV | Radial | None | Contingent (N-1)
Murraylands | PELLARING FLAT TEE - MANNUM TOWN SD39300 | 10% POE (N-1) Forecast | MVA | 2027 | 0 | 33kV | Radial | None | Contingent (N-1)
Murraylands | MOBILONG DISTRIBUTION - MOBILONG SD43100 | 10% POE (N-1) Forecast | MVA | 2027 | 0 | 33kV | Radial | None | Contingent (N-1)
Murraylands | MOBILONG - MOBILONG TEE SD43100 | 10% POE (N-1) Forecast | MVA | 2027 | 0 | 33kV | Radial | None | Contingent (N-1)
Murraylands | MOBILONG TEE - MYPOLONGA TIE SD43100 | 10% POE (N-1) Forecast | MVA | 2027 | 0 | 33kV | Radial | None | Contingent (N-1)
Murraylands | MOBILONG TEE - MURRAY BRIDGE NORTH TEE SD43100 | 10% POE (N-1) Forecast | MVA | 2027 | 0 | 33kV | Radial | None | Contingent (N-1)
Murraylands | MURRAY BRIDGE NORTH TEE - MURRAY BRIDGE NORTH SD43100 | 10% POE (N-1) Forecast | MVA | 2027 | 0 | 33kV | Radial | None | Contingent (N-1)
Murraylands | MURRAY BRIDGE NORTH TEE - MURRAY BRIDGE SOUTH TEE SD43100 | 10% POE (N-1) Forecast | MVA | 2027 | 0 | 33kV | Radial | None | Contingent (N-1)
Murraylands | MURRAY BRIDGE SOUTH TEE - MURRAY BRIDGE SOUTH SD43100 | 10% POE (N-1) Forecast | MVA | 2027 | 0 | 33kV | Radial | None | Contingent (N-1)
Murraylands | MURRAY BRIDGE SOUTH TEE - MURRAY BRIDGE TOWNSHIP SD43100 | 10% POE (N-1) Forecast | MVA | 2027 | 0 | 33kV | Radial | None | Contingent (N-1)
Murraylands | MOBILONG DISTRIBUTION - MOBILONG SD43200 | 10% POE (N-1) Forecast | MVA | 2027 | 0 | 33kV | Radial | None | Contingent (N-1)
Murraylands | MOBILONG - MONARTO TEE SD43200 | 10% POE (N-1) Forecast | MVA | 2027 | 0 | 33kV | Radial | None | Contingent (N-1)
Murraylands | MONARTO TEE - MURRAY BRIDGE NORTH SD43200 | 10% POE (N-1) Forecast | MVA | 2027 | 0 | 33kV | Radial | None | Contingent (N-1)
Murraylands | MONARTO TEE - MONARTO SOUTH TEE SD43200 | 10% POE (N-1) Forecast | MVA | 2027 | 0 | 33kV | Radial | None | Contingent (N-1)
Murraylands | MONARTO SOUTH TEE - MONARTO SOUTH SD43200 | 10% POE (N-1) Forecast | MVA | 2027 | 0 | 33kV | Radial | None | Contingent (N-1)
Murraylands | MONARTO SOUTH TEE - MONARTO CENTRAL SD43200 | 10% POE (N-1) Forecast | MVA | 2027 | 0 | 33kV | Radial | None | Contingent (N-1)
Murraylands | MOBILONG DISTRIBUTION - MOBILONG SD43300 | 10% POE (N-1) Forecast | MVA | 2027 | 0 | 33kV | Radial | None | Contingent (N-1)
Murraylands | MOBILONG - PALLAMANA TEE SD43300 | 10% POE (N-1) Forecast | MVA | 2027 | 0 | 33kV | Radial | None | Contingent (N-1)
Murraylands | PALLAMANA TEE - MYPOLONGA TEE SD43300 | 10% POE (N-1) Forecast | MVA | 2027 | 0 | 33kV | Radial | None | Contingent (N-1)
Murraylands | MYPOLONGA TEE - MYPOLONGA SD43300 | 10% POE (N-1) Forecast | MVA | 2027 | 0 | 33kV | Radial | None | Contingent (N-1)
Murraylands | MYPOLONGA - MYPOLONGA EOL SD43300 | 10% POE (N-1) Forecast | MVA | 2027 | 0 | 33kV | Radial | None | Contingent (N-1)
Murraylands | MYPOLONGA TEE - CALOOTE TEE SD43300 | 10% POE (N-1) Forecast | MVA | 2027 | 0 | 33kV | Radial | None | Contingent (N-1)
Murraylands | TAILEM BEND - PUMP STATION TEE SD40101 | 10% POE (N-1) Forecast | MVA | 2027 | 0 | 33kV | Radial | None | Contingent (N-1)
Murraylands | PUMP STATION TEE - TAILEM BEND RURAL SD40101 | 10% POE (N-1) Forecast | MVA | 2027 | 0 | 33kV | Radial | None | Contingent (N-1)
Murraylands | TAILEM BEND RURAL - TAILEM BEND EOL SD40101 | 10% POE (N-1) Forecast | MVA | 2027 | 0 | 33kV | Radial | None | Contingent (N-1)
Murraylands | PUMP STATION TEE - TAILEM BEND TOWN TEE SD40101 | 10% POE (N-1) Forecast | MVA | 2027 | 0 | 33kV | Radial | None | Contingent (N-1)
Murraylands | TAILEM BEND TOWN TEE - TAILEM BEND TOWN SD40101 | 10% POE (N-1) Forecast | MVA | 2027 | 0 | 33kV | Radial | None | Contingent (N-1)
Murraylands | TAILEM BEND TOWN TEE - JERVOIS SD40101 | 10% POE (N-1) Forecast | MVA | 2027 | 0 | 33kV | Radial | None | Contingent (N-1)
Murraylands | JERVOIS - JERVOIS FLAT 1 TEE SD40102 | 10% POE (N-1) Forecast | MVA | 2027 | 0 | 33kV | Radial | None | Contingent (N-1)
Murraylands | JERVOIS FLAT 1 TEE - JERVOIS FLAT 2 TEE SD40102 | 10% POE (N-1) Forecast | MVA | 2027 | 0 | 33kV | Radial | None | Contingent (N-1)
Murraylands | JERVOIS FLAT 2 TEE - WOODS POINT SD40102 | 10% POE (N-1) Forecast | MVA | 2027 | 0 | 33kV | Radial | None | Contingent (N-1)
Murraylands | WOODS POINT - WHITE SANDS TEE SD40103 | 10% POE (N-1) Forecast | MVA | 2027 | 0 | 33kV | Radial | None | Contingent (N-1)
Murraylands | WHITE SANDS TEE - WHITE SANDS SD40103 | 10% POE (N-1) Forecast | MVA | 2027 | 0 | 33kV | Radial | None | Contingent (N-1)
Murraylands | WHITE SANDS TEE - MURRAY BRIDGE TOWNSHIP SD40103 | 10% POE (N-1) Forecast | MVA | 2027 | 0 | 33kV | Radial | None | Contingent (N-1)
Murraylands | TAILEM BEND - SUBSTATION ROAD TEE SD40200 | 10% POE (N-1) Forecast | MVA | 2027 | 0 | 33kV | Radial | None | Contingent (N-1)
Murraylands | SUBSTATION ROAD TEE - SUBSTATION ROAD SD40200 | 10% POE (N-1) Forecast | MVA | 2027 | 0 | 33kV | Radial | None | Contingent (N-1)
Murraylands | SUBSTATION ROAD TEE - MALLEE HWY SD40200 | 10% POE (N-1) Forecast | MVA | 2027 | 0 | 33kV | Radial | None | Contingent (N-1)
Murraylands | MALLEE HWY - MOORLANDS SWER SD40200 | 10% POE (N-1) Forecast | MVA | 2027 | 0 | 33kV | Radial | None | Contingent (N-1)
Murraylands | MALLEE HWY - ELWOMPLE SD40200 | 10% POE (N-1) Forecast | MVA | 2027 | 0 | 33kV | Radial | None | Contingent (N-1)
Murraylands | MOORLANDS SWER - COOMANDOOK SD40200 | 10% POE (N-1) Forecast | MVA | 2027 | 0 | 33kV | Radial | None | Contingent (N-1)
Murraylands | COOMANDOOK - COONALPYN SD40200 | 10% POE (N-1) Forecast | MVA | 2027 | 0 | 33kV | Radial | None | Contingent (N-1)
Murraylands | COONALPYN - BINNIES TEE SD40300 | 10% POE (N-1) Forecast | MVA | 2027 | 0 | 33kV | Radial | N | Contingent (N-1)
Murraylands | BINNIES TEE - BINNIES SD40300 | 10% POE (N-1) Forecast | MVA | 2027 | 0 | 33kV | Radial | None | Contingent (N-1)
Murraylands | BINNIES TEE - MENINGIE SD40300 | 10% POE (N-1) Forecast | MVA | 2027 | 0 | 33kV | Radial | None | Contingent (N-1)
Murraylands | MENINGIE - CAMPBELL PARK TEE SD40400 | 10% POE (N-1) Forecast | MVA | 2027 | 0 | 33kV | Radial | None | Contingent (N-1)
Murraylands | CAMPBELL PARK TEE - CAMPBELL PARK SD40400 | 10% POE (N-1) Forecast | MVA | 2027 | 0 | 33kV | Radial | None | Contingent (N-1)
Murraylands | CAMPBELL PARK TEE - NARRUNG SD40400 | 10% POE (N-1) Forecast | MVA | 2027 | 0 | 33kV | Radial | None | Contingent (N-1)
Murraylands | TAILEM BEND - SHERLOCK SD40501 | 10% POE (N-1) Forecast | MVA | 2027 | 0 | 33kV | Radial | None | Contingent (N-1)
Murraylands | SHERLOCK - KAROONDA SD40502 | 10% POE (N-1) Forecast | MVA | 2027 | 0 | 33kV | Radial | None | Contingent (N-1)
Murraylands | SHERLOCK - GERANIUM SD40600 | 10% POE (N-1) Forecast | MVA | 2027 | 0 | 33kV | Radial | N | Contingent (N-1)
Murraylands | GERANIUM - LAMEROO SD40700 | 10% POE (N-1) Forecast | MVA | 2027 | 0 | 33kV | Radial | N | Contingent (N-1)
Murraylands | LAMEROO - LAMEROO RURAL SD40800 | 10% POE (N-1) Forecast | MVA | 2027 | 0 | 33kV | Radial | N | Contingent (N-1)
Murraylands | LAMEROO RURAL - PARILLA TEE SD40800 | 10% POE (N-1) Forecast | MVA | 2027 | 0 | 33kV | Radial | N | Contingent (N-1)
Murraylands | PARILLA TEE - PARILLA SD40800 | 10% POE (N-1) Forecast | MVA | 2027 | 0 | 33kV | Radial | None | Contingent (N-1)
Murraylands | PARILLA TEE - PINNAROO SD40800 | 10% POE (N-1) Forecast | MVA | 2027 | 0 | 33kV | Radial | None | Contingent (N-1)
Riverland | PARINGA - MURTHO LX21 | 10% POE (N-1) Forecast | MVA | 2027 | 0 | 33kV | Radial | N | Contingent (N-1)
Riverland | MURTHO - LINDSAY PT TEE LX21 | 10% POE (N-1) Forecast | MVA | 2027 | 0 | 33kV | Radial | None | Contingent (N-1)
Riverland | LINDSAY PT TEE - BORDER CLIFFS LX21 | 10% POE (N-1) Forecast | MVA | 2027 | 0 | 33kV | Radial | None | Contingent (N-1)
Riverland | LINDSAY PT TEE - VIC BORDER LX21 | 10% POE (N-1) Forecast | MVA | 2027 | 0 | 33kV | Radial | None | Contingent (N-1)
Riverland | SWAN REACH - SWAN REACH FILTRATION TEE SD39400 | 10% POE (N-1) Forecast | MVA | 2027 | 0 | 33kV | Radial | None | Contingent (N-1)
Riverland | SWAN REACH FILTRATION TEE - SWAN REACH TOWN SD39400 | 10% POE (N-1) Forecast | MVA | 2027 | 0 | 33kV | Radial | None | Contingent (N-1)
South East | KEITH - COONALPYN SD45101 | 10% POE (N-1) Forecast | MVA | 2027 | 0 | 33kV | Radial | None | Contingent (N-1)
South East | KEITH - PADTHAWAY SD45300 | 10% POE (N-1) Forecast | MVA | 2027 | 0 | 33kV | Radial | None | Contingent (N-1)
South East | KEITH - WIRREGA SD45201 | 10% POE (N-1) Forecast | MVA | 2027 | 0 | 33kV | Radial | N | Contingent (N-1)
South East | WIRREGA - BORDERTOWN SD45202 | 10% POE (N-1) Forecast | MVA | 2027 | 0 | 33kV | Radial | N | Contingent (N-1)
South East | SNUGGERY RURAL - MILLICENT SD49100 | 10% POE (N-1) Forecast | MVA | 2027 | 0 | 33kV | Radial | None | Contingent (N-1)
South East | MILLICENT - SOUTH END TEE SD49100 | 10% POE (N-1) Forecast | MVA | 2027 | 0 | 33kV | Radial | None | Contingent (N-1)
South East | SOUTH END TEE - SOUTH END SD49100 | 10% POE (N-1) Forecast | MVA | 2027 | 0 | 33kV | Radial | None | Contingent (N-1)
South East | SOUTH END TEE - HATHERLEIGH TOWNSHIP TEE SD49100 | 10% POE (N-1) Forecast | MVA | 2027 | 0 | 33kV | Radial | None | Contingent (N-1)
South East | HATHERLEIGH TOWNSHIP TEE - HATHERLEIGH TOWNSHIP SD49100 | 10% POE (N-1) Forecast | MVA | 2027 | 0 | 33kV | Radial | None | Contingent (N-1)
South East | HATHERLEIGH TOWNSHIP TEE - HATHERLEIGH SD49100 | 10% POE (N-1) Forecast | MVA | 2027 | 0 | 33kV | Radial | None | Contingent (N-1)
South East | HATHERLEIGH - BEACHPORT TEE SD49200 | 10% POE (N-1) Forecast | MVA | 2027 | 0 | 33kV | Radial | None | Contingent (N-1)
South East | BEACHPORT TEE - BEACHPORT SD49200 | 10% POE (N-1) Forecast | MVA | 2027 | 0 | 33kV | Radial | None | Contingent (N-1)
South East | BEACHPORT TEE - ROBE SD49200 | 10% POE (N-1) Forecast | MVA | 2027 | 0 | 33kV | Radial | N | Contingent (N-1)
South East | SNUGGERY RURAL - MOUNT BURR SD49500 | 10% POE (N-1) Forecast | MVA | 2027 | 0 | 33kV | Radial | None | Contingent (N-1)
South East | MOUNT BURR - KALANGADOO TEE SD49500 | 10% POE (N-1) Forecast | MVA | 2027 | 0 | 33kV | Radial | None | Contingent (N-1)
South East | KALANGADOO TEE - KALANGADOO SD49500 | 10% POE (N-1) Forecast | MVA | 2027 | 0 | 33kV | Radial | None | Contingent (N-1)
South East | KALANGADOO TEE - KALANGADOO RURAL SD49500 | 10% POE (N-1) Forecast | MVA | 2027 | 0 | 33kV | Radial | None | Contingent (N-1)
South East | BLANCHE - MOUNT GAMBIER WEST SD48101 | 10% POE (N-1) Forecast | MVA | 2027 | 0 | 33kV | Radial | None | Contingent (N-1)
South East | BLUE LAKE TEE - MOUNT GAMBIER SD48104 | 10% POE (N-1) Forecast | MVA | 2027 | 0 | 33kV | Radial | None | Contingent (N-1)
South East | BLANCHE - LAKESIDE TEE SD48100 | 10% POE (N-1) Forecast | MVA | 2027 | 0 | 33kV | Radial | None | Contingent (N-1)
South East | LAKESIDE TEE - GLENCOE TEE SD48100 | 10% POE (N-1) Forecast | MVA | 2027 | 0 | 33kV | Radial | None | Contingent (N-1)
South East | GLENCOE TEE - TANTANOOLA SD48100 | 10% POE (N-1) Forecast | MVA | 2027 | 0 | 33kV | Radial | None | Contingent (N-1)
South East | GLENCOE TEE - MOUNT GAMBIER SD48100 | 10% POE (N-1) Forecast | MVA | 2027 | 0 | 33kV | Radial | None | Contingent (N-1)
South East | BLANCHE - KONGORONG TEE SD48200 | 10% POE (N-1) Forecast | MVA | 2027 | 0 | 33kV | Radial | None | Contingent (N-1)
South East | KONGORONG TEE - KONGORONG SD48200 | 10% POE (N-1) Forecast | MVA | 2027 | 0 | 33kV | Radial | None | Contingent (N-1)
South East | KONGORONG TEE - MOUNT SCHANK SD48200 | 10% POE (N-1) Forecast | MVA | 2027 | 0 | 33kV | Radial | None | Contingent (N-1)
South East | MOUNT SCHANK - ALLENDALE EAST SD48200 | 10% POE (N-1) Forecast | MVA | 2027 | 0 | 33kV | Radial | None | Contingent (N-1)
South East | MOUNT GAMBIER - TARPEENA SOUTH TEE SD47101 | 10% POE (N-1) Forecast | MVA | 2027 | 0 | 33kV | Radial | None | Contingent (N-1)
South East | TARPEENA SOUTH TEE - MOUNT GAMBIER SD47101 | 10% POE (N-1) Forecast | MVA | 2027 | 0 | 33kV | Radial | None | Contingent (N-1)
South East | TARPEENA SOUTH TEE - TARPEENA SOUTH SD47101 | 10% POE (N-1) Forecast | MVA | 2027 | 0 | 33kV | Radial | None | Contingent (N-1)
South East | KINCRAIG - LUCINDALE SD46201 | 10% POE (N-1) Forecast | MVA | 2027 | 0 | 33kV | Radial | None | Contingent (N-1)
South East | LUCINDALE - KINGSTON SE SD46201 | 10% POE (N-1) Forecast | MVA | 2027 | 0 | 33kV | Radial | None | Contingent (N-1)
South East | KINCRAIG - NARACOORTE SD46300 | 10% POE (N-1) Forecast | MVA | 2027 | 0 | 33kV | Radial | None | Contingent (N-1)
South East | NARACOORTE - NARACOORTE EAST TEE SD46100 | 10% POE (N-1) Forecast | MVA | 2027 | 0 | 33kV | Radial | None | Contingent (N-1)
South East | NARACOORTE EAST TEE - NARACOORTE EAST SD46100 | 10% POE (N-1) Forecast | MVA | 2027 | 0 | 33kV | Radial | None | Contingent (N-1)
South East | NARACOORTE EAST TEE - PADTHAWAY SD46100 | 10% POE (N-1) Forecast | MVA | 2027 | 0 | 33kV | Radial | None | Contingent (N-1)
South East | KINCRAIG - STRUAN RURAL SD46400 | 10% POE (N-1) Forecast | MVA | 2027 | 0 | 33kV | Radial | None | Contingent (N-1)
South East | STRUAN RURAL - GLENROY RURAL SD46400 | 10% POE (N-1) Forecast | MVA | 2027 | 0 | 33kV | Radial | None | Contingent (N-1)
South East | PENOLA WEST - PENOLA TEE SD58200 | 10% POE (N-1) Forecast | MVA | 2027 | 0 | 33kV | Radial | None | Contingent (N-1)
South East | PENOLA TEE - GLENROY RURAL SD58200 | 10% POE (N-1) Forecast | MVA | 2027 | 0 | 33kV | Radial | N | Contingent (N-1)
South East | PENOLA WEST - PENOLA TEE SD58101 | 10% POE (N-1) Forecast | MVA | 2027 | 0 | 33kV | Radial | None | Contingent (N-1)
South East | PENOLA TEE - SAFRIES TEE SD58101 | 10% POE (N-1) Forecast | MVA | 2027 | 0 | 33kV | Radial | None | Contingent (N-1)
South East | SAFRIES TEE - KALANGADOO NANGWARRY TEE SD58101 | 10% POE (N-1) Forecast | MVA | 2027 | 0 | 33kV | Radial | None | Contingent (N-1)
South East | KALANGADOO NANGWARRY TEE - NANGWARRY TEE SD58101 | 10% POE (N-1) Forecast | MVA | 2027 | 0 | 33kV | Radial | None | Contingent (N-1)
South East | NANGWARRY TEE - NANGWARRY SD58101 | 10% POE (N-1) Forecast | MVA | 2027 | 0 | 33kV | Radial | None | Contingent (N-1)
South East | KALANGADOO NANGWARRY TEE - KALANGADOO RURAL SD58101 | 10% POE (N-1) Forecast | MVA | 2027 | 0 | 33kV | Radial | None | Contingent (N-1)
South East | NANGWARRY TEE - MOUNT GAMBIER SD58101 | 10% POE (N-1) Forecast | MVA | 2027 | 0 | 33kV | Radial | None | Contingent (N-1)
Metro South | WILLUNGA - MCLAREN VALE SD44400 | 10% POE (N-1) Forecast | MVA | 2027 | 0 | 33kV | Radial | None | Contingent (N-1)
Metro South | YANKALILLA - HAY FLAT SD44200 | 10% POE (N-1) Forecast | MVA | 2027 | 0 | 33kV | Radial | None | Contingent (N-1)
Metro South | HAY FLAT - RAPID BAY TEE SD44200 | 10% POE (N-1) Forecast | MVA | 2027 | 0 | 33kV | Radial | None | Contingent (N-1)
Metro South | RAPID BAY TEE - RAPID BAY SD44200 | 10% POE (N-1) Forecast | MVA | 2027 | 0 | 33kV | Radial | None | Contingent (N-1)
Metro South | RAPID BAY TEE - CAPE JERVIS SD44200 | 10% POE (N-1) Forecast | MVA | 2027 | 0 | 33kV | Radial | None | Contingent (N-1)
Metro South | CAPE JERVIS - CUTTLEFISH BAY SD44301 | 10% POE (N-1) Forecast | MVA | 2027 | 0 | 33kV | Radial | None | Contingent (N-1)
Metro South | FISHERY BEACH BACKUP - CUTTLEFISH BAY BACKUP SD44301 | 10% POE (N-1) Forecast | MVA | 2027 | 0 | 33kV | Radial | None | Contingent (N-1)
Metro South | CUTTLEFISH BAY - PENNESHAW SD44301 | 10% POE (N-1) Forecast | MVA | 2027 | 0 | 33kV | Radial | None | Contingent (N-1)
Metro South | PENNESHAW - AMERICAN RIVER SD44300 | 10% POE (N-1) Forecast | MVA | 2027 | 0 | 33kV | Radial | None | Contingent (N-1)
Metro South | AMERICAN RIVER - KINGSCOTE TEE SD44300 | 10% POE (N-1) Forecast | MVA | 2027 | 0 | 33kV | Radial | N | Contingent (N-1)
Metro South | KINGSCOTE TEE - MACGILLIVRAY SD44300 | 10% POE (N-1) Forecast | MVA | 2027 | 0 | 33kV | Radial | None | Contingent (N-1)
Metro South | KINGSCOTE TEE - KINGSCOTE SD44300 | 10% POE (N-1) Forecast | MVA | 2027 | 0 | 33kV | Radial | None | Contingent (N-1)
Upper North | DAVENPORT WEST - PORT AUGUSTA NO1 SD54101 | 10% POE (N-1) Forecast | MVA | 2027 | 0 | 33kV | Meshed | None | Contingent (N-1)
Upper North | DAVENPORT WEST - PORT AUGUSTA TEE SD54102 | 10% POE (N-1) Forecast | MVA | 2027 | 0 | 33kV | Meshed | None | Contingent (N-1)
Upper North | PORT AUGUSTA NO2 - PORT AUGUSTA TEE SD54102 | 10% POE (N-1) Forecast | MVA | 2027 | 0 | 33kV | Meshed | None | Contingent (N-1)
Upper North | PORT AUGUSTA TEE - PORT AUGUSTA WEST TEE SD54102 | 10% POE (N-1) Forecast | MVA | 2027 | 0 | 33kV | Radial | None | Contingent (N-1)
Upper North | PORT AUGUSTA WEST TEE - PORT AUGUSTA WEST SD54102 | 10% POE (N-1) Forecast | MVA | 2027 | 0 | 33kV | Radial | None | Contingent (N-1)
Upper North | PORT AUGUSTA WEST TEE - PANDURRA TEE SD54102 | 10% POE (N-1) Forecast | MVA | 2027 | 0 | 33kV | Radial | None | Contingent (N-1)
Upper North | PANDURRA TEE - BOOKALOO SD54102 | 10% POE (N-1) Forecast | MVA | 2027 | 0 | 33kV | Radial | None | Contingent (N-1)
Upper North | PANDURRA TEE - PANDURRA SD54102 | 10% POE (N-1) Forecast | MVA | 2027 | 0 | 33kV | Radial | None | Contingent (N-1)
Upper North | DAVENPORT WEST - AUGUSTA HWY SD54300 | 10% POE (N-1) Forecast | MVA | 2027 | 0 | 33kV | Radial | None | Contingent (N-1)
Upper North | AUGUSTA HWY - STIRLING NORTH SD54300 | 10% POE (N-1) Forecast | MVA | 2027 | 0 | 33kV | Radial | None | Contingent (N-1)
Upper North | STIRLING NORTH - QUORN SD54300 | 10% POE (N-1) Forecast | MVA | 2027 | 0 | 33kV | Radial | None | Contingent (N-1)
Upper North | DAVENPORT WEST - PT PATERSON SD54400 | 10% POE (N-1) Forecast | MVA | 2027 | 0 | 33kV | Radial | None | Contingent (N-1)
Upper North | BAROOTA - BAROOTA TOWN TEE SD31100 | 10% POE (N-1) Forecast | MVA | 2027 | 0 | 33kV | Radial | None | Contingent (N-1)
Upper North | BAROOTA TOWN TEE - BAROOTA TOWN SD31100 | 10% POE (N-1) Forecast | MVA | 2027 | 0 | 33kV | Radial | None | Contingent (N-1)
Upper North | BAROOTA TOWN TEE - BAROOTA TEE SD31100 | 10% POE (N-1) Forecast | MVA | 2027 | 0 | 33kV | Radial | None | Contingent (N-1)
Upper North | BAROOTA TEE - NAPPERBY BUNGAMA SD31100 | 10% POE (N-1) Forecast | MVA | 2027 | 0 | 33kV | Radial | None | Contingent (N-1)
Upper North | BAROOTA TEE - MURRAYTOWN SD31100 | 10% POE (N-1) Forecast | MVA | 2027 | 0 | 33kV | Radial | None | Contingent (N-1)
Upper North | MURRAYTOWN - WIRRABARA FOREST TEE SD31200 | 10% POE (N-1) Forecast | MVA | 2027 | 0 | 33kV | Radial | None | Contingent (N-1)
Upper North | WIRRABARA FOREST TEE - WIRRABARA FOREST SD31200 | 10% POE (N-1) Forecast | MVA | 2027 | 0 | 33kV | Radial | None | Contingent (N-1)
Upper North | WIRRABARA FOREST TEE - GLADSTONE SD31200 | 10% POE (N-1) Forecast | MVA | 2027 | 0 | 33kV | Radial | None | Contingent (N-1)
Upper North | MURRAYTOWN - ORROROO SD31300 | 10% POE (N-1) Forecast | MVA | 2027 | 0 | 33kV | Radial | None | Contingent (N-1)
Upper North | MURRAYTOWN - WILMINGTON SD31400 | 10% POE (N-1) Forecast | MVA | 2027 | 0 | 33kV | Radial | None | Contingent (N-1)
Upper North | BUNGAMA - PORT PIRIE SOUTH SD32101 | 10% POE (N-1) Forecast | MVA | 2027 | 0 | 33kV | Meshed | None | Contingent (N-1)
Upper North | PORT PIRIE SOUTH - PORT PIRIE SD32102 | 10% POE (N-1) Forecast | MVA | 2027 | 0 | 33kV | Meshed | None | Contingent (N-1)
Upper North | BUNGAMA - PORT PIRIE SD32103 | 10% POE (N-1) Forecast | MVA | 2027 | 0 | 33kV | Meshed | None | Contingent (N-1)
Upper North | BUNGAMA - HUGHES GAP SD32301 | 10% POE (N-1) Forecast | MVA | 2027 | 0 | 33kV | Radial | Reverse N | Contingent (N-1)
Upper North | HUGHES GAP - CRYSTAL BROOK TEE SD32302 | 10% POE (N-1) Forecast | MVA | 2027 | 0 | 33kV | Radial | None | Contingent (N-1)
Upper North | CRYSTAL BROOK TEE - GLADSTONE SD32302 | 10% POE (N-1) Forecast | MVA | 2027 | 0 | 33kV | Radial | None | Contingent (N-1)
Upper North | GLADSTONE - CALTOWIE TEE SD32200 | 10% POE (N-1) Forecast | MVA | 2027 | 0 | 33kV | Radial | None | Contingent (N-1)
Upper North | CALTOWIE TEE - CALTOWIE SD32200 | 10% POE (N-1) Forecast | MVA | 2027 | 0 | 33kV | Radial | None | Contingent (N-1)
Upper North | CALTOWIE TEE - PETERBOROUGH TEE SD32200 | 10% POE (N-1) Forecast | MVA | 2027 | 0 | 33kV | Radial | None | Contingent (N-1)
Upper North | PETERBOROUGH TEE - JAMESTOWN SD32200 | 10% POE (N-1) Forecast | MVA | 2027 | 0 | 33kV | Radial | None | Contingent (N-1)
Upper North | JAMESTOWN - TEROWIE TOWNSHIP SD32200 | 10% POE (N-1) Forecast | MVA | 2027 | 0 | 33kV | Radial | None | Contingent (N-1)
Upper North | PETERBOROUGH TEE - PETERBOROUGH SD32200 | 10% POE (N-1) Forecast | MVA | 2027 | 0 | 33kV | Radial | None | Contingent (N-1)
Upper North | BUNGAMA - PORT BROUGHTON TEE SD32400 | 10% POE (N-1) Forecast | MVA | 2027 | 0 | 33kV | Radial | Reverse N | Contingent (N-1)
Upper North | PORT BROUGHTON TEE - PORT BROUGHTON SD32400 | 10% POE (N-1) Forecast | MVA | 2027 | 0 | 33kV | Radial | None | Contingent (N-1)
Upper North | PORT BROUGHTON TEE - BRINKWORTH TIE SD32400 | 10% POE (N-1) Forecast | MVA | 2027 | 0 | 33kV | Radial | None | Contingent (N-1)
Upper North | PORT BROUGHTON TEE - CRYSTAL BROOK TEE SD32400 | 10% POE (N-1) Forecast | MVA | 2027 | 0 | 33kV | Radial | None | Contingent (N-1)
Upper North | NEUROODLA - HAWKER SD59100 | 10% POE (N-1) Forecast | MVA | 2027 | 0 | 33kV | Radial | None | Contingent (N-1)
Yorke Peninsula | HUMMOCKS DISTRIBUTION - NINNES TEE SD34400 | 10% POE (N-1) Forecast | MVA | 2027 | 0 | 33kV | Radial | None | Contingent (N-1)
Yorke Peninsula | NINNES TEE - LOCHIEL SD34400 | 10% POE (N-1) Forecast | MVA | 2027 | 0 | 33kV | Radial | None | Contingent (N-1)
Yorke Peninsula | NINNES TEE - KAINTON TEE SD34400 | 10% POE (N-1) Forecast | MVA | 2027 | 0 | 33kV | Radial | None | Contingent (N-1)
Yorke Peninsula | KAINTON TEE - KAINTON SD34400 | 10% POE (N-1) Forecast | MVA | 2027 | 0 | 33kV | Radial | None | Contingent (N-1)
Yorke Peninsula | KAINTON TEE - PASKEVILLE SD34400 | 10% POE (N-1) Forecast | MVA | 2027 | 0 | 33kV | Radial | None | Contingent (N-1)
Yorke Peninsula | PASKEVILLE - KADINA EAST SD34405 | 10% POE (N-1) Forecast | MVA | 2027 | 0 | 33kV | Radial | None | Contingent (N-1)
Yorke Peninsula | HUMMOCKS DISTRIBUTION - PORT CLINTON SD34300 | 10% POE (N-1) Forecast | MVA | 2027 | 0 | 33kV | Radial | None | Contingent (N-1)
Yorke Peninsula | PORT CLINTON - ARDROSSAN SD34300 | 10% POE (N-1) Forecast | MVA | 2027 | 0 | 33kV | Radial | None | Contingent (N-1)
Yorke Peninsula | HUMMOCKS DISTRIBUTION - FEDERATION CORNER SD34201 | 10% POE (N-1) Forecast | MVA | 2027 | 0 | 33kV | Radial | None | Contingent (N-1)
Yorke Peninsula | FEDERATION CORNER - SWAMP ROAD SD34201 | 10% POE (N-1) Forecast | MVA | 2027 | 0 | 33kV | Radial | None | Contingent (N-1)
Yorke Peninsula | FEDERATION CORNER - PT WAKEFIELD TEE SD34201 | 10% POE (N-1) Forecast | MVA | 2027 | 0 | 33kV | Radial | None | Contingent (N-1)
Yorke Peninsula | PT WAKEFIELD TEE - SWAMP ROAD SD34201 | 10% POE (N-1) Forecast | MVA | 2027 | 0 | 33kV | Radial | None | Contingent (N-1)
Yorke Peninsula | SWAMP ROAD - PT WAKEFIELD FAR NORTH EAST SD34201 | 10% POE (N-1) Forecast | MVA | 2027 | 0 | 33kV | Radial | None | Contingent (N-1)
Yorke Peninsula | PT WAKEFIELD TEE - PT WAKEFIELD RURAL SD34201 | 10% POE (N-1) Forecast | MVA | 2027 | 0 | 33kV | Radial | None | Contingent (N-1)
Yorke Peninsula | PT WAKEFIELD RURAL - PT WAKEFIELD TOWN TEE SD34201 | 10% POE (N-1) Forecast | MVA | 2027 | 0 | 33kV | Radial | None | Contingent (N-1)
Yorke Peninsula | PT WAKEFIELD TOWN TEE - PT WAKEFIELD TOWN SD34201 | 10% POE (N-1) Forecast | MVA | 2027 | 0 | 33kV | Radial | None | Contingent (N-1)
Yorke Peninsula | PT WAKEFIELD TOWN TEE - PROOF RANGE SD34201 | 10% POE (N-1) Forecast | MVA | 2027 | 0 | 33kV | Radial | None | Contingent (N-1)
Yorke Peninsula | HUMMOCKS DISTRIBUTION - BOWMANS TEE SD34102 | 10% POE (N-1) Forecast | MVA | 2027 | 0 | 33kV | Radial | None | Contingent (N-1)
Yorke Peninsula | BOWMANS TEE - PT WAKEFIELD RURAL SD34102 | 10% POE (N-1) Forecast | MVA | 2027 | 0 | 33kV | Radial | None | Contingent (N-1)
Yorke Peninsula | BOWMANS TEE - SAINTS SD34102 | 10% POE (N-1) Forecast | MVA | 2027 | 0 | 33kV | Radial | None | Contingent (N-1)
Yorke Peninsula | SAINTS - BALAKLAVA SD34102 | 10% POE (N-1) Forecast | MVA | 2027 | 0 | 33kV | Radial | None | Contingent (N-1)
Yorke Peninsula | BALAKLAVA - BALAKLAVA RURAL SD34102 | 10% POE (N-1) Forecast | MVA | 2027 | 0 | 33kV | Radial | None | Contingent (N-1)
Yorke Peninsula | BALAKLAVA - BALAKLAVA TOWNSHIP SD34102 | 10% POE (N-1) Forecast | MVA | 2027 | 0 | 33kV | Radial | None | Contingent (N-1)
Yorke Peninsula | KADINA EAST DISTRIBUTION - KADINA SD51102 | 10% POE (N-1) Forecast | MVA | 2027 | 0 | 33kV | Radial | None | Contingent (N-1)
Yorke Peninsula | KADINA EAST DISTRIBUTION - MOONTA TEE SD51200 | 10% POE (N-1) Forecast | MVA | 2027 | 0 | 33kV | Radial | None | Contingent (N-1)
Yorke Peninsula | MOONTA TEE - KADINA SD51200 | 10% POE (N-1) Forecast | MVA | 2027 | 0 | 33kV | Radial | None | Contingent (N-1)
Yorke Peninsula | MOONTA TEE - MOONTA SD51200 | 10% POE (N-1) Forecast | MVA | 2027 | 0 | 33kV | Radial | N | Contingent (N-1)
Yorke Peninsula | KADINA EAST DISTRIBUTION - WALLAROO TEE SD51300 | 10% POE (N-1) Forecast | MVA | 2027 | 0 | 33kV | Radial | None | Contingent (N-1)
Yorke Peninsula | WALLAROO TEE - KADINA SD51300 | 10% POE (N-1) Forecast | MVA | 2027 | 0 | 33kV | Radial | None | Contingent (N-1)
Yorke Peninsula | WALLAROO TEE - WALLAROO SD51300 | 10% POE (N-1) Forecast | MVA | 2027 | 0 | 33kV | Radial | None | Contingent (N-1)
Yorke Peninsula | ARDROSSAN WEST DISTRIBUTION - MAITLAND SD35100 | 10% POE (N-1) Forecast | MVA | 2027 | 0 | 33kV | Radial | None | Contingent (N-1)
Yorke Peninsula | ARDROSSAN WEST DISTRIBUTION - ARDROSSAN SD35201 | 10% POE (N-1) Forecast | MVA | 2027 | 0 | 33kV | Radial | None | Contingent (N-1)
Yorke Peninsula | ARDROSSAN WEST DISTRIBUTION - ARDROSSAN BHP SD35200 | 10% POE (N-1) Forecast | MVA | 2027 | 0 | 33kV | Radial | None | Contingent (N-1)
Yorke Peninsula | ARDROSSAN - ARDROSSAN BHP SD35200 | 10% POE (N-1) Forecast | MVA | 2027 | 0 | 33kV | Radial | None | Contingent (N-1)
Yorke Peninsula | ARDROSSAN BHP - PORT VINCENT SD35200 | 10% POE (N-1) Forecast | MVA | 2027 | 0 | 33kV | Radial | None | Contingent (N-1)
Yorke Peninsula | PORT VINCENT - MINLATON TEE SD35300 | 10% POE (N-1) Forecast | MVA | 2027 | 0 | 33kV | Radial | None | Contingent (N-1)
Yorke Peninsula | MINLATON TEE - CURRAMULKA TEE SD35300 | 10% POE (N-1) Forecast | MVA | 2027 | 0 | 33kV | Radial | None | Contingent (N-1)
Yorke Peninsula | CURRAMULKA TEE - CURRAMULKA SD35300 | 10% POE (N-1) Forecast | MVA | 2027 | 0 | 33kV | Radial | None | Contingent (N-1)
Yorke Peninsula | CURRAMULKA TEE - MINLATON SD35300 | 10% POE (N-1) Forecast | MVA | 2027 | 0 | 33kV | Radial | None | Contingent (N-1)
Yorke Peninsula | MINLATON TEE - PT VINCENT RURAL SD35300 | 10% POE (N-1) Forecast | MVA | 2027 | 0 | 33kV | Radial | None | Contingent (N-1)
Yorke Peninsula | DALRYMPLE - STANSBURY TEE SD35400 | 10% POE (N-1) Forecast | MVA | 2027 | 0 | 33kV | Radial | None | Contingent (N-1)
Yorke Peninsula | STANSBURY TEE - PORT GILES TEE SD35400 | 10% POE (N-1) Forecast | MVA | 2027 | 0 | 33kV | Radial | None | Contingent (N-1)
Yorke Peninsula | PORT GILES TEE - PORT GILES SD35400 | 10% POE (N-1) Forecast | MVA | 2027 | 0 | 33kV | Radial | None | Contingent (N-1)
Yorke Peninsula | STANSBURY TEE - STANSBURY SD35400 | 10% POE (N-1) Forecast | MVA | 2027 | 0 | 33kV | Radial | None | Contingent (N-1)
Yorke Peninsula | STANSBURY - PT VINCENT RURAL SD35403 | 10% POE (N-1) Forecast | MVA | 2027 | 0 | 33kV | Radial | None | Contingent (N-1)
Yorke Peninsula | DALRYMPLE - WOOL BAY RURAL SD35500 | 10% POE (N-1) Forecast | MVA | 2027 | 0 | 33kV | Radial | None | Contingent (N-1)
Yorke Peninsula | WOOL BAY RURAL - WOOL BAY SD35500 | 10% POE (N-1) Forecast | MVA | 2027 | 0 | 33kV | Radial | None | Contingent (N-1)
Yorke Peninsula | WOOL BAY RURAL - PORT GILES TEE SD35500 | 10% POE (N-1) Forecast | MVA | 2027 | 0 | 33kV | Radial | None | Contingent (N-1)
Yorke Peninsula | WOOL BAY - EDITHBURGH TEE SD35500 | 10% POE (N-1) Forecast | MVA | 2027 | 0 | 33kV | Radial | None | Contingent (N-1)
Yorke Peninsula | EDITHBURGH TEE - YORKETOWN SD35500 | 10% POE (N-1) Forecast | MVA | 2027 | 0 | 33kV | Radial | None | Contingent (N-1)
Yorke Peninsula | YORKETOWN - MARION BAY SD35500 | 10% POE (N-1) Forecast | MVA | 2027 | 0 | 33kV | Radial | None | Contingent (N-1)
Yorke Peninsula | EDITHBURGH TEE - EDITHBURGH SD35500 | 10% POE (N-1) Forecast | MVA | 2027 | 0 | 33kV | Radial | None | Contingent (N-1)
Metro West | ADELAIDE BRIGHTON CEMENT - PORT ADELAIDE SD1529 | 10% POE (N-1) Forecast | MVA | 2028 | 89.2 | 66kV | Meshed | None | Contingent (N-1)
Metro South | ALDINGA - WILLUNGA SD1674 | 10% POE (N-1) Forecast | MVA | 2028 | 88.1033 | 66kV | Meshed | None | Contingent (N-1)
Metro North | ANGLE VALE - ANGLE VALE TEE SD1506A | 10% POE (N-1) Forecast | MVA | 2028 | 58.2 | 66kV | Meshed | None | Contingent (N-1)
Metro North | ANGLE VALE TEE - EVANSTON SD1506B | 10% POE (N-1) Forecast | MVA | 2028 | 58.2 | 66kV | Meshed | None | Contingent (N-1)
Metro North | ANGLE VALE TEE - VIRGINIA TEE SD2033 | 10% POE (N-1) Forecast | MVA | 2028 | 17.5571 | 66kV | Radial | None | Contingent (N-1)
Metro West | ATHOL PARK - ATHOL PARK TEE SD1677A | 10% POE (N-1) Forecast | MVA | 2028 | 18.9424 | 66kV | Radial | None | Contingent (N-1)
Metro West | BLACKPOOL - FULHAM GARDENS SD1639 | 10% POE (N-1) Forecast | MVA | 2028 | 130.4 | 66kV | Meshed | None | Contingent (N-1)
Metro North | BOLIVAR - ST KILDA SD2034 | 10% POE (N-1) Forecast | MVA | 2028 | 17.6571 | 66kV | Radial | None | Contingent (N-1)
Metro East | CAMPBELLTOWN - MAGILL SD1661 | 10% POE (N-1) Forecast | MVA | 2028 | 71.6714 | 66kV | Meshed | None | Contingent (N-1)
Metro West | CHELTENHAM - CROYDON PARK TEE SD1655A | 10% POE (N-1) Forecast | MVA | 2028 | 63.4 | 66kV | Meshed | None | Contingent (N-1)
Metro South | CITY WEST - KESWICK SD2013 | 10% POE (N-1) Forecast | MVA | 2028 | 235.3 | 66kV | Meshed | None | Contingent (N-1)
Metro East | CITY WEST - WHITMORE SQUARE SD2016 | 10% POE (N-1) Forecast | MVA | 2028 | 188.6143 | 66kV | Meshed | None | Contingent (N-1)
Metro East | COROMANDEL PLACE - WHITMORE SQUARE SD1681 | 10% POE (N-1) Forecast | MVA | 2028 | 103.4 | 66kV | Meshed | None | Contingent (N-1)
Metro East | CROYDON - HINDLEY STREET TEE SD1659B | 10% POE (N-1) Forecast | MVA | 2028 | 76.9 | 66kV | Meshed | None | Contingent (N-1)
Metro West | CROYDON - KILKENNY SD1523 | 10% POE (N-1) Forecast | MVA | 2028 | 56.4 | 66kV | Meshed | None | Contingent (N-1)
Metro West | CROYDON PARK - CROYDON PARK TEE SD1655B | 10% POE (N-1) Forecast | MVA | 2028 | 84 | 66kV | Meshed | None | Contingent (N-1)
Metro West | CROYDON PARK TEE - CROYDON SD1655C | 10% POE (N-1) Forecast | MVA | 2028 | 129.2 | 66kV | Meshed | None | Contingent (N-1)
Metro North | DIREK - PARALOWIE SD2004 | 10% POE (N-1) Forecast | MVA | 2028 | 112.0286 | 66kV | Meshed | None | Contingent (N-1)
Metro East | DRY CREEK - KILBURN SOUTH TEE SD1658A | 10% POE (N-1) Forecast | MVA | 2028 | 110.4857 | 66kV | Meshed | None | Contingent (N-1)
Metro East | EAST TERRACE - COROMANDEL PLACE SD1680 | 10% POE (N-1) Forecast | MVA | 2028 | 122.1571 | 66kV | Meshed | None | Contingent (N-1)
Metro East | EAST TERRACE - NORTH ADELAIDE SD1560 | 10% POE (N-1) Forecast | MVA | 2028 | 72.1429 | 66kV | Meshed | None | Contingent (N-1)
Metro North | EDINBURGH - SALISBURY SD1688 | 10% POE (N-1) Forecast | MVA | 2028 | 102.5429 | 66kV | Meshed | None | Contingent (N-1)
Metro North | ELIZABETH DOWNS - PENFIELD SD1508 | 10% POE (N-1) Forecast | MVA | 2028 | 62.7143 | 66kV | Meshed | None | Contingent (N-1)
Metro North | ELIZABETH DOWNS - SMITHFIELD WEST SD1686 | 10% POE (N-1) Forecast | MVA | 2028 | 108.1286 | 66kV | Meshed | N-1 | Contingent (N-1)
Metro North | ELIZABETH HEIGHTS - ELIZABETH DOWNS SD1501 | 10% POE (N-1) Forecast | MVA | 2028 | 100.1714 | 66kV | Meshed | None | Contingent (N-1)
Metro North | ELIZABETH SOUTH - EDINBURGH SD1511 | 10% POE (N-1) Forecast | MVA | 2028 | 114.9571 | 66kV | Meshed | None | Contingent (N-1)
Metro West | FINDON - FINDON TEE SD1520A | 10% POE (N-1) Forecast | MVA | 2028 | 77.8 | 66kV | Meshed | None | Contingent (N-1)
Metro West | FINDON TEE - FLINDERS PARK SD1520B | 10% POE (N-1) Forecast | MVA | 2028 | 75.5 | 66kV | Meshed | None | Contingent (N-1)
Metro West | FLINDERS PARK - NEW RICHMOND SD1521 | 10% POE (N-1) Forecast | MVA | 2028 | 57.3 | 66kV | Meshed | None | Contingent (N-1)
Metro West | FULHAM GARDENS - FINDON TEE SD1520C | 10% POE (N-1) Forecast | MVA | 2028 | 73.7 | 66kV | Meshed | None | Contingent (N-1)
Metro West | FULHAM GARDENS - HENLEY SOUTH #1 SD1519 | 10% POE (N-1) Forecast | MVA | 2028 | 36.2 | 66kV | Meshed | None | Contingent (N-1)
Metro West | FULHAM GARDENS - HENLEY SOUTH #2 SD1691 | 10% POE (N-1) Forecast | MVA | 2028 | 36.2 | 66kV | Meshed | None | Contingent (N-1)
Metro South | GLENELG NORTH TEE - GLENELG NORTH SD1584A | 10% POE (N-1) Forecast | MVA | 2028 | 23.64 | 66kV | Meshed | None | Contingent (N-1)
Metro South | GLENELG NORTH TEE - PLYMPTON SD1584B | 10% POE (N-1) Forecast | MVA | 2028 | 83.5 | 66kV | Meshed | None | Contingent (N-1)
Metro East | GOLDEN GROVE - INGLE FARM SD1647 | 10% POE (N-1) Forecast | MVA | 2028 | 88.7 | 66kV | Meshed | None | Contingent (N-1)
Metro South | HACKHAM - PORT NOARLUNGA SD1694A | 10% POE (N-1) Forecast | MVA | 2028 | 87.3 | 66kV | Meshed | None | Contingent (N-1)
Metro South | HAPPY VALLEY - HV/SAW TEE SD1591A | 10% POE (N-1) Forecast | MVA | 2028 | 89.1 | 66kV | Meshed | None | Contingent (N-1)
Metro South | HAPPY VALLEY - PANORAMA #1 SD1665 | 10% POE (N-1) Forecast | MVA | 2028 | 97.4 | 66kV | Meshed | None | Contingent (N-1)
Metro South | HAPPY VALLEY - PANORAMA #2 SD1666 | 10% POE (N-1) Forecast | MVA | 2028 | 97.9 | 66kV | Meshed | None | Contingent (N-1)
Metro South | HAPPY VALLEY - SEACOMBE #1 SD1566 | 10% POE (N-1) Forecast | MVA | 2028 | 98.6 | 66kV | Meshed | None | Contingent (N-1)
Metro South | HAPPY VALLEY - SEACOMBE #2 SD1590 | 10% POE (N-1) Forecast | MVA | 2028 | 88.6 | 66kV | Meshed | None | Contingent (N-1)
Metro East | HILLCREST - HOLDEN HILL SD1692 | 10% POE (N-1) Forecast | MVA | 2028 | 74 | 66kV | Meshed | None | Contingent (N-1)
Metro East | HINDLEY STREET - WHITMORE SQUARE SD1664 | 10% POE (N-1) Forecast | MVA | 2028 | 100.2857 | 66kV | Meshed | None | Contingent (N-1)
Metro East | HINDLEY STREET TEE - HINDLEY STREET SD1659C | 10% POE (N-1) Forecast | MVA | 2028 | 66.0143 | 66kV | Meshed | None | Contingent (N-1)
Metro East | HOLDEN HILL - CAMPBELLTOWN SD1660 | 10% POE (N-1) Forecast | MVA | 2028 | 59.4857 | 66kV | Meshed | None | Contingent (N-1)
Metro East | HOLDEN HILL - HOPE VALLEY SD1554A | 10% POE (N-1) Forecast | MVA | 2028 | 104.3714 | 66kV | Meshed | None | Contingent (N-1)
Metro East | HOPE VALLEY - TEA TREE GULLY SD1554B | 10% POE (N-1) Forecast | MVA | 2028 | 89.3429 | 66kV | Meshed | None | Contingent (N-1)
Metro South | HV/SAW TEE - MORPHETT VALE EAST SD1591C | 10% POE (N-1) Forecast | MVA | 2028 | 80.3 | 66kV | Meshed | None | Contingent (N-1)
Metro East | KENT TOWN - KENT TOWN TEE SD1690 | 10% POE (N-1) Forecast | MVA | 2028 | 31.4577 | 66kV | Meshed | None | Contingent (N-1)
Metro South | KESWICK - CLARENCE GARDENS SD1671 | 10% POE (N-1) Forecast | MVA | 2028 | 22 | 66kV | Radial | None | Contingent (N-1)
Metro South | KESWICK - NEW RICHMOND TEE SD1670A | 10% POE (N-1) Forecast | MVA | 2028 | 145.1 | 66kV | Meshed | N-1 | Contingent (N-1)
Metro South | KESWICK - WHITMORE SQUARE TEE SD1669A | 10% POE (N-1) Forecast | MVA | 2028 | 125.9 | 66kV | Meshed | None | Contingent (N-1)
Metro West | KILBURN - CAVAN SD2014 | 10% POE (N-1) Forecast | MVA | 2028 | 41.9648 | 66kV | Meshed | None | Contingent (N-1)
Metro West | KILBURN - CROYDON PARK SD1531 | 10% POE (N-1) Forecast | MVA | 2028 | 101 | 66kV | Meshed | None | Contingent (N-1)
Metro East | KILBURN SOUTH TEE - KILBURN SOUTH SD1658B | 10% POE (N-1) Forecast | MVA | 2028 | 18.0286 | 66kV | Radial | None | Contingent (N-1)
Metro East | KILBURN SOUTH TEE - PROSPECT SD1658C | 10% POE (N-1) Forecast | MVA | 2028 | 99.1429 | 66kV | Meshed | None | Contingent (N-1)
Metro West | KILKENNY - WOODVILLE SD1675 | 10% POE (N-1) Forecast | MVA | 2028 | 70.7 | 66kV | Meshed | None | Contingent (N-1)
Metro South | KINGSWOOD - NORTH UNLEY SD1574 | 10% POE (N-1) Forecast | MVA | 2028 | 106.4 | 66kV | Meshed | None | Contingent (N-1)
Metro West | LARGS NORTH - ADELAIDE BRIGHTON CEMENT SD1654 | 10% POE (N-1) Forecast | MVA | 2028 | 105.1 | 66kV | Meshed | None | Contingent (N-1)
Metro West | LEFEVRE - BLACKPOOL SD1693 | 10% POE (N-1) Forecast | MVA | 2028 | 96.2 | 66kV | Meshed | None | Contingent (N-1)
Metro South | LINDEN PARK - LINDEN PARK TEE SD1662A | 10% POE (N-1) Forecast | MVA | 2028 | 40.98 | 66kV | Meshed | None | Contingent (N-1)
Metro South | LOWER MITCHAM - KINGSWOOD SD1563 | 10% POE (N-1) Forecast | MVA | 2028 | 102.4 | 66kV | Meshed | None | Contingent (N-1)
Metro East | MAGILL - BURNSIDE SD1556 | 10% POE (N-1) Forecast | MVA | 2028 | 13.9332 | 66kV | Radial | None | Contingent (N-1)
Metro East | MAGILL - KENT TOWN TEE SD1663A | 10% POE (N-1) Forecast | MVA | 2028 | 66.0714 | 66kV | Meshed | None | Contingent (N-1)
Metro East | MAGILL - NORWOOD SD1543 | 10% POE (N-1) Forecast | MVA | 2028 | 116.3714 | 66kV | Meshed | None | Contingent (N-1)
Metro South | MAGILL - URAIDLA TEE SD1662B | 10% POE (N-1) Forecast | MVA | 2028 | 102.8 | 66kV | Meshed | None | Contingent (N-1)
Metro East | MAGILL - WOODFORDE 2 SD1678 | 10% POE (N-1) Forecast | MVA | 2028 | 30 | 66kV | Radial | None | Contingent (N-1)
Metro East | MAGILL - WOODFORDE 3 SD1679 | 10% POE (N-1) Forecast | MVA | 2028 | 30 | 66kV | Radial | None | Contingent (N-1)
Metro South | MCLAREN FLAT - WILLUNGA SD1594A | 10% POE (N-1) Forecast | MVA | 2028 | 106.7467 | 66kV | Meshed | N-1 | Contingent (N-1)
Metro South | MORPHETT VALE EAST - CLARENDON SD1592 | 10% POE (N-1) Forecast | MVA | 2028 | 3.793 | 66kV | Radial | None | Contingent (N-1)
Metro South | MORPHETT VALE EAST - HACKHAM SD1694B | 10% POE (N-1) Forecast | MVA | 2028 | 106.3 | 66kV | Meshed | None | Contingent (N-1)
Metro South | MORPHETT VALE EAST - MCLAREN FLAT SD1594B | 10% POE (N-1) Forecast | MVA | 2028 | 122.4333 | 66kV | Meshed | N-1 | Contingent (N-1)
Metro South | MORPHETT VALE EAST - PORT STANVAC #1 SD1593 | 10% POE (N-1) Forecast | MVA | 2028 | 101.3 | 66kV | Meshed | None | Contingent (N-1)
Metro South | MORPHETT VALE EAST - PORT STANVAC #2 SD2010 | 10% POE (N-1) Forecast | MVA | 2028 | 105.1 | 66kV | Meshed | None | Contingent (N-1)
Metro South | MORPHETTVILLE - ASCOT PARK SD1586 | 10% POE (N-1) Forecast | MVA | 2028 | 57.3 | 66kV | Meshed | None | Contingent (N-1)
Metro South | MORPHETTVILLE - GLENELG NORTH TEE SD1584C | 10% POE (N-1) Forecast | MVA | 2028 | 84 | 66kV | Meshed | None | Contingent (N-1)
Metro South | MORPHETTVILLE - OAKLANDS SD1585 | 10% POE (N-1) Forecast | MVA | 2028 | 60.6 | 66kV | Meshed | None | Contingent (N-1)
Metro North | MUNNO PARA - ELIZABETH DOWNS SD2023 | 10% POE (N-1) Forecast | MVA | 2028 | 88 | 66kV | Meshed | None | Contingent (N-1)
Metro North | MUNNO PARA - EVANSTON SD1652 | 10% POE (N-1) Forecast | MVA | 2028 | 107.6571 | 66kV | Meshed | N-1 | Contingent (N-1)
Metro West | NEW OSBORNE - BLACKPOOL SD1518 | 10% POE (N-1) Forecast | MVA | 2028 | 102 | 66kV | Meshed | None | Contingent (N-1)
Metro West | NEW OSBORNE - GLANVILLE SD1527 | 10% POE (N-1) Forecast | MVA | 2028 | 145.3 | 66kV | Meshed | N-1 | Contingent (N-1)
Metro West | NEW OSBORNE - LARGS NORTH SD1653 | 10% POE (N-1) Forecast | MVA | 2028 | 120.8 | 66kV | Meshed | None | Contingent (N-1)