Metro West | NEW OSBORNE - SMORGON STEEL RECYCLING SD1532A | 10% POE (N-1) Forecast | MVA | 2028 | 32.1 | 66kV | Meshed | None | Contingent (N-1)
Metro West | NEW RICHMOND - THEBARTON SD1516 | 10% POE (N-1) Forecast | MVA | 2028 | 54.9 | 66kV | Meshed | None | Contingent (N-1)
Metro South | NEW RICHMOND TEE - NEW RICHMOND SD1670B | 10% POE (N-1) Forecast | MVA | 2028 | 120 | 66kV | Meshed | None | Contingent (N-1)
Metro South | NEW RICHMOND TEE - PLYMPTON SD1670C | 10% POE (N-1) Forecast | MVA | 2028 | 126.9 | 66kV | Meshed | None | Contingent (N-1)
Metro South | NOARLUNGA CENTRE - PORT NOARLUNGA SD1668 | 10% POE (N-1) Forecast | MVA | 2028 | 75.4 | 66kV | Meshed | None | Contingent (N-1)
Metro East | NORTH ADELAIDE - HINDLEY STREET TEE SD1659A | 10% POE (N-1) Forecast | MVA | 2028 | 49.6143 | 66kV | Meshed | None | Contingent (N-1)
Metro South | NORTH UNLEY - WHITMORE SQUARE TEE SD1669B | 10% POE (N-1) Forecast | MVA | 2028 | 124.6 | 66kV | Meshed | N-1 | Contingent (N-1)
Metro East | NORTHFIELD - CLEARVIEW SD1549 | 10% POE (N-1) Forecast | MVA | 2028 | 28.6676 | 66kV | Radial | None | Contingent (N-1)
Metro East | NORTHFIELD - DRY CREEK SD1657 | 10% POE (N-1) Forecast | MVA | 2028 | 85.3857 | 66kV | Meshed | None | Contingent (N-1)
Metro East | NORTHFIELD - HARROW SD1535 | 10% POE (N-1) Forecast | MVA | 2028 | 23.0434 | 66kV | Radial | None | Contingent (N-1)
Metro East | NORTHFIELD - HILLCREST SD1534 | 10% POE (N-1) Forecast | MVA | 2028 | 114.4286 | 66kV | Meshed | None | Contingent (N-1)
Metro East | NORTHFIELD - HOLDEN HILL SD1539 | 10% POE (N-1) Forecast | MVA | 2028 | 124.5 | 66kV | Meshed | None | Contingent (N-1)
Metro East | NORTHFIELD - INGLE FARM #1 SD1548 | 10% POE (N-1) Forecast | MVA | 2028 | 82.4143 | 66kV | Meshed | None | Contingent (N-1)
Metro East | NORTHFIELD - INGLE FARM #2 SD2019 | 10% POE (N-1) Forecast | MVA | 2028 | 82.8143 | 66kV | Meshed | None | Contingent (N-1)
Metro East | NORWOOD - EAST TERRACE SD1545 | 10% POE (N-1) Forecast | MVA | 2028 | 103.7571 | 66kV | Meshed | N-1 | Contingent (N-1)
Metro East | NORWOOD - KENT TOWN SD1559 | 10% POE (N-1) Forecast | MVA | 2028 | 31.46 | 66kV | Meshed | None | Contingent (N-1)
Metro East | NORWOOD - LINDEN PARK SD1544 | 10% POE (N-1) Forecast | MVA | 2028 | 43.0571 | 66kV | Meshed | None | Contingent (N-1)
Metro South | PANORAMA - ASCOT PARK SD1587 | 10% POE (N-1) Forecast | MVA | 2028 | 80.5 | 66kV | Meshed | None | Contingent (N-1)
Metro South | PANORAMA - BLACKWOOD SD1572 | 10% POE (N-1) Forecast | MVA | 2028 | 33.9 | 66kV | Radial | None | Contingent (N-1)
Metro South | PANORAMA - CUDMORE PARK SD1573 | 10% POE (N-1) Forecast | MVA | 2028 | 12.21 | 66kV | Radial | None | Contingent (N-1)
Metro South | PANORAMA - LINDEN PARK TEE SD1662C | 10% POE (N-1) Forecast | MVA | 2028 | 101.7 | 66kV | Meshed | None | Contingent (N-1)
Metro South | PANORAMA - LOWER MITCHAM SD1562 | 10% POE (N-1) Forecast | MVA | 2028 | 127 | 66kV | Meshed | None | Contingent (N-1)
Metro South | PANORAMA - TONSLEY EAST SD2035 | 10% POE (N-1) Forecast | MVA | 2028 | 48.7 | 66kV | Meshed | None | Contingent (N-1)
Metro North | PARA - ELIZABETH HEIGHTS SD1504 | 10% POE (N-1) Forecast | MVA | 2028 | 121.3429 | 66kV | Meshed | None | Contingent (N-1)
Metro North | PARA - ELIZABETH SOUTH SD1503 | 10% POE (N-1) Forecast | MVA | 2028 | 98.2286 | 66kV | Meshed | None | Contingent (N-1)
Metro North | PARAFIELD GARDENS - CAVAN SD1687 | 10% POE (N-1) Forecast | MVA | 2028 | 41.96 | 66kV | Meshed | None | Contingent (N-1)
Metro North | PARAFIELD GARDENS - SALISBURY SD1502 | 10% POE (N-1) Forecast | MVA | 2028 | 118.4571 | 66kV | Meshed | None | Contingent (N-1)
Metro North | PARAFIELD GARDENS WEST - BOLIVAR SD1683 | 10% POE (N-1) Forecast | MVA | 2028 | 17.3571 | 66kV | Radial | None | Contingent (N-1)
Metro North | PARAFIELD GARDENS WEST - PARAFIELD GARDENS SD1682 | 10% POE (N-1) Forecast | MVA | 2028 | 154.1143 | 66kV | Meshed | N-1 | Contingent (N-1)
Metro North | PARAFIELD GARDENS WEST - PARALOWIE SD1510 | 10% POE (N-1) Forecast | MVA | 2028 | 132.6143 | 66kV | Meshed | None | Contingent (N-1)
Metro North | PENFIELD - DIREK SD1685 | 10% POE (N-1) Forecast | MVA | 2028 | 82.0571 | 66kV | Meshed | None | Contingent (N-1)
Metro North | PENFIELD - ELIZABETH SOUTH SD1509 | 10% POE (N-1) Forecast | MVA | 2028 | 70.3857 | 66kV | Meshed | None | Contingent (N-1)
Metro South | PLYMPTON - GLENELG NORTH SD1583 | 10% POE (N-1) Forecast | MVA | 2028 | 22.9 | 66kV | Meshed | None | Contingent (N-1)
Metro West | PORT ADELAIDE - CHELTENHAM SD1646 | 10% POE (N-1) Forecast | MVA | 2028 | 77 | 66kV | Meshed | None | Contingent (N-1)
Metro West | PORT ADELAIDE NORTH - ATHOL PARK TEE SD1677B | 10% POE (N-1) Forecast | MVA | 2028 | 43.6 | 66kV | Meshed | None | Contingent (N-1)
Metro South | PORT NOARLUNGA - SEAFORD SD1676A | 10% POE (N-1) Forecast | MVA | 2028 | 123.9967 | 66kV | Meshed | N-1 | Contingent (N-1)
Metro South | PORT STANVAC - LONSDALE SD1673 | 10% POE (N-1) Forecast | MVA | 2028 | 89.7 | 66kV | Meshed | None | Contingent (N-1)
Metro South | PORT STANVAC - NOARLUNGA CENTRE SD1667 | 10% POE (N-1) Forecast | MVA | 2028 | 95 | 66kV | Meshed | None | Contingent (N-1)
Metro East | PROSPECT - CROYDON SD2024 | 10% POE (N-1) Forecast | MVA | 2028 | 77 | 66kV | Meshed | None | Contingent (N-1)
Metro West | QUEENSTOWN - GLANVILLE SD1526 | 10% POE (N-1) Forecast | MVA | 2028 | 129.3 | 66kV | Meshed | None | Contingent (N-1)
Metro South | SEACOMBE - OAKLANDS SD1565 | 10% POE (N-1) Forecast | MVA | 2028 | 109.9 | 66kV | Meshed | None | Contingent (N-1)
Metro South | SEACOMBE - SHEIDOW PARK SD1672 | 10% POE (N-1) Forecast | MVA | 2028 | 90 | 66kV | Meshed | None | Contingent (N-1)
Metro South | SEAFORD - ALDINGA SD1676B | 10% POE (N-1) Forecast | MVA | 2028 | 111.1433 | 66kV | Meshed | N-1 | Contingent (N-1)
Metro South | SHEIDOW PARK - LONSDALE SD2009 | 10% POE (N-1) Forecast | MVA | 2028 | 58.3 | 66kV | Meshed | None | Contingent (N-1)
Metro North | SMITHFIELD WEST - ANGLE VALE SD1650 | 10% POE (N-1) Forecast | MVA | 2028 | 75.6429 | 66kV | Meshed | None | Contingent (N-1)
Metro West | SMORGON STEEL RECYCLING - PORT ADELAIDE NORTH SD1532B | 10% POE (N-1) Forecast | MVA | 2028 | 32.1 | 66kV | Meshed | None | Contingent (N-1)
Metro North | ST KILDA - VIRGINIA SD1684 | 10% POE (N-1) Forecast | MVA | 2028 | 17.3571 | 66kV | Radial | None | Contingent (N-1)
Metro East | TEA TREE GULLY - GOLDEN GROVE SD1638 | 10% POE (N-1) Forecast | MVA | 2028 | 67.8286 | 66kV | Meshed | None | Contingent (N-1)
Metro West | THEBARTON - CROYDON SD1522 | 10% POE (N-1) Forecast | MVA | 2028 | 75.4 | 66kV | Meshed | None | Contingent (N-1)
Metro South | TONSLEY EAST - TONSLEY PARK SD1588 | 10% POE (N-1) Forecast | MVA | 2028 | 30.5 | 66kV | Meshed | None | Contingent (N-1)
Metro South | TONSLEY PARK - SEACOMBE SD1564 | 10% POE (N-1) Forecast | MVA | 2028 | 39.8 | 66kV | Meshed | None | Contingent (N-1)
Metro West | TORRENS ISLAND - ATHOL PARK TEE SD1677C | 10% POE (N-1) Forecast | MVA | 2028 | 61.8 | 66kV | Meshed | None | Contingent (N-1)
Metro West | TORRENS ISLAND - KILBURN SD1656 | 10% POE (N-1) Forecast | MVA | 2028 | 93.9 | 66kV | Meshed | None | Contingent (N-1)
Metro South | URAIDLA TEE - LINDEN PARK TEE SD1662D | 10% POE (N-1) Forecast | MVA | 2028 | 102.5 | 66kV | Meshed | None | Contingent (N-1)
Metro North | VIRGINIA - VIRGINIA TEE SD2022A | 10% POE (N-1) Forecast | MVA | 2028 | 9.2571 | 66kV | Radial | None | Contingent (N-1)
Metro North | VIRGINIA TEE - TWO WELLS SD2022B | 10% POE (N-1) Forecast | MVA | 2028 | 9.93 | 66kV | Radial | None | Contingent (N-1)
Metro East | WHITMORE SQUARE - KENT TOWN TEE SD1663B | 10% POE (N-1) Forecast | MVA | 2028 | 41.7857 | 66kV | Meshed | None | Contingent (N-1)
Metro East | WHITMORE SQUARE - WHITMORE SQUARE TEE SD1669C | 10% POE (N-1) Forecast | MVA | 2028 | 0 | 66kV | Meshed | None | Contingent (N-1)
Metro West | WOODVILLE - FINDON SD1524 | 10% POE (N-1) Forecast | MVA | 2028 | 95.9 | 66kV | Meshed | None | Contingent (N-1)
Metro West | WOODVILLE - QUEENSTOWN SD1525 | 10% POE (N-1) Forecast | MVA | 2028 | 112 | 66kV | Meshed | None | Contingent (N-1)
Eastern Hills | MOUNT BARKER DISTRIBUTION - MOUNT BARKER SOUTH SD2012 | 10% POE (N-1) Forecast | MVA | 2028 | 0 | 66kV | Meshed | None | Contingent (N-1)
Eastern Hills | MOUNT BARKER DISTRIBUTION - BALHANNAH SD1598 | 10% POE (N-1) Forecast | MVA | 2028 | 0 | 66kV | Radial | None | Contingent (N-1)
Eastern Hills | BALHANNAH - URAIDLA SD1599 | 10% POE (N-1) Forecast | MVA | 2028 | 0 | 66kV | Radial | None | Contingent (N-1)
Eastern Hills | URAIDLA - MAGILL (METRO SOUTH TIE) SD1662E | 10% POE (N-1) Forecast | MVA | 2028 | 0 | 66kV | Radial | None | Contingent (N-1)
Eastern Hills | MOUNT BARKER DISTRIBUTION - HAHNDORF SD1596 | 10% POE (N-1) Forecast | MVA | 2028 | 0 | 66kV | Radial | None | Contingent (N-1)
Eastern Hills | MOUNT BARKER SOUTH - MEADOWS SD1597 | 10% POE (N-1) Forecast | MVA | 2028 | 0 | 66kV | Radial | None | Contingent (N-1)
Eastern Hills | MOUNT BARKER SOUTH - STRATHALBYN EAST TEE SD1601A | 10% POE (N-1) Forecast | MVA | 2028 | 0 | 66kV | Radial | None | Contingent (N-1)
Eastern Hills | STRATHALBYN EAST TEE - STRATHALBYN SD1601B | 10% POE (N-1) Forecast | MVA | 2028 | 0 | 66kV | Radial | None | Contingent (N-1)
Eastern Hills | STRATHALBYN - BELVIDERE SD1602 | 10% POE (N-1) Forecast | MVA | 2028 | 0 | 66kV | Radial | None | Contingent (N-1)
Eastern Hills | BELVIDERE - MILANG SD1603 | 10% POE (N-1) Forecast | MVA | 2028 | 0 | 66kV | Radial | None | Contingent (N-1)
Eastern Hills | BELVIDERE - LANGHORNE CREEK SD1604 | 10% POE (N-1) Forecast | MVA | 2028 | 0 | 66kV | Radial | None | Contingent (N-1)
Eyre Peninsula | YADNARIE - CLEVE SD1609 | 10% POE (N-1) Forecast | MVA | 2028 | 0 | 66kV | Radial | None | Contingent (N-1)
Eyre Peninsula | YADNARIE - RUDALL SD1610 | 10% POE (N-1) Forecast | MVA | 2028 | 0 | 66kV | Radial | None | Contingent (N-1)
Eyre Peninsula | RUDALL - DARKE PEAK SD1611 | 10% POE (N-1) Forecast | MVA | 2028 | 0 | 66kV | Radial | None | Contingent (N-1)
Eyre Peninsula | DARKE PEAK - CARALUE SD1612 | 10% POE (N-1) Forecast | MVA | 2028 | 0 | 66kV | Radial | None | Contingent (N-1)
Eyre Peninsula | RUDALL - LOCK SD1613 | 10% POE (N-1) Forecast | MVA | 2028 | 0 | 66kV | Radial | None | Contingent (N-1)
Eyre Peninsula | LOCK - POLDA SD1614 | 10% POE (N-1) Forecast | MVA | 2028 | 0 | 66kV | Radial | None | Contingent (N-1)
Eyre Peninsula | WUDINNA - POLDA SD1615 | 10% POE (N-1) Forecast | MVA | 2028 | 0 | 66kV | Radial | None | Contingent (N-1)
Eyre Peninsula | WUDINNA - MOORKITABIE SD1605 | 10% POE (N-1) Forecast | MVA | 2028 | 0 | 66kV | Radial | None | Contingent (N-1)
Eyre Peninsula | MOORKITABIE - TARLTON SD1606 | 10% POE (N-1) Forecast | MVA | 2028 | 0 | 66kV | Radial | None | Contingent (N-1)
Eyre Peninsula | TARLTON - STREAKY BAY SD1607 | 10% POE (N-1) Forecast | MVA | 2028 | 0 | 66kV | Radial | None | Contingent (N-1)
Eyre Peninsula | TARLTON - CEDUNA SD1608 | 10% POE (N-1) Forecast | MVA | 2028 | 0 | 66kV | Radial | None | Contingent (N-1)
Riverland | NORTH WEST BEND - MORGAN TEE SD1616 | 10% POE (N-1) Forecast | MVA | 2028 | 0 | 66kV | Radial | None | Contingent (N-1)
Riverland | MORGAN TEE - CORDOLA SD1617 | 10% POE (N-1) Forecast | MVA | 2028 | 0 | 66kV | Radial | None | Contingent (N-1)
Riverland | CORDOLA - ROONKA SD1618 | 10% POE (N-1) Forecast | MVA | 2028 | 0 | 66kV | Radial | None | Contingent (N-1)
Riverland | ROONKA - PORTEE SD1619 | 10% POE (N-1) Forecast | MVA | 2028 | 0 | 66kV | Radial | None | Contingent (N-1)
Riverland | PORTEE - SWAN REACH SD1620 | 10% POE (N-1) Forecast | MVA | 2028 | 0 | 66kV | Radial | None | Contingent (N-1)
Riverland | NORTH WEST BEND - CADELL SD1622 | 10% POE (N-1) Forecast | MVA | 2028 | 0 | 66kV | Radial | None | Contingent (N-1)
Riverland | CADELL - QUALCO SD1623 | 10% POE (N-1) Forecast | MVA | 2028 | 0 | 66kV | Radial | None | Contingent (N-1)
Riverland | QUALCO - RAMCO SD1624 | 10% POE (N-1) Forecast | MVA | 2028 | 0 | 66kV | Radial | None | Contingent (N-1)
Riverland | RAMCO - WAIKERIE SD1625 | 10% POE (N-1) Forecast | MVA | 2028 | 0 | 66kV | Radial | None | Contingent (N-1)
Riverland | BERRI - GLOSSOP SD1626 | 10% POE (N-1) Forecast | MVA | 2028 | 0 | 66kV | Radial | None | Contingent (N-1)
Riverland | GLOSSOP - LOVEDAY SD1627 | 10% POE (N-1) Forecast | MVA | 2028 | 0 | 66kV | Radial | None | Contingent (N-1)
Riverland | LOVEDAY - WOOLPUNDA SD1628 | 10% POE (N-1) Forecast | MVA | 2028 | 0 | 66kV | Radial | None | Contingent (N-1)
Riverland | WOOLPUNDA - WAIKERIE SD1629 | 10% POE (N-1) Forecast | MVA | 2028 | 0 | 66kV | Radial | None | Contingent (N-1)
Riverland | BERRI - LOXTON SD1630 | 10% POE (N-1) Forecast | MVA | 2028 | 0 | 66kV | Radial | None | Contingent (N-1)
Riverland | LOXTON - PYAP SD1631 | 10% POE (N-1) Forecast | MVA | 2028 | 0 | 66kV | Radial | None | Contingent (N-1)
Riverland | BERRI - RENMARK SD1632 | 10% POE (N-1) Forecast | MVA | 2028 | 0 | 66kV | Radial | None | Contingent (N-1)
Riverland | RENMARK - PARINGA SD1633 | 10% POE (N-1) Forecast | MVA | 2028 | 0 | 66kV | Radial | None | Contingent (N-1)
Riverland | BERRI - LYRUP SD1634 | 10% POE (N-1) Forecast | MVA | 2028 | 0 | 66kV | Radial | None | Contingent (N-1)
Metro South | WILLUNGA - MYPONGA SD1568 | 10% POE (N-1) Forecast | MVA | 2028 | 0 | 66kV | Radial | None | Contingent (N-1)
Metro South | MYPONGA - YANKALILLA SD1569 | 10% POE (N-1) Forecast | MVA | 2028 | 0 | 66kV | Radial | None | Contingent (N-1)
Metro South | YANKALILLA - CAPE JERVIS SD1689 | 10% POE (N-1) Forecast | MVA | 2028 | 0 | 66kV | Radial | None | Contingent (N-1)
Metro South | WILLUNGA - SQUARE WATER HOLE SD1570 | 10% POE (N-1) Forecast | MVA | 2028 | 0 | 66kV | Radial | None | Contingent (N-1)
Metro South | SQUARE WATER HOLE - VICTOR HARBOR SD1595 | 10% POE (N-1) Forecast | MVA | 2028 | 0 | 66kV | Radial | None | Contingent (N-1)
Metro South | SQUARE WATER HOLE - GOOLWA SD1571 | 10% POE (N-1) Forecast | MVA | 2028 | 0 | 66kV | Radial | None | Contingent (N-1)
Eastern Hills | BALHANNAH - WOODSIDE SD41100 | 10% POE (N-1) Forecast | MVA | 2028 | 0 | 33kV | Radial | None | Contingent (N-1)
Eastern Hills | BALHANNAH - VERDUN TEE SD41200 | 10% POE (N-1) Forecast | MVA | 2028 | 0 | 33kV | Radial | None | Contingent (N-1)
Eastern Hills | VERDUN TEE - ALDGATE TEE SD41200 | 10% POE (N-1) Forecast | MVA | 2028 | 0 | 33kV | Radial | None | Contingent (N-1)
Eastern Hills | VERDUN TEE - MYLOR SD41200 | 10% POE (N-1) Forecast | MVA | 2028 | 0 | 33kV | Radial | None | Contingent (N-1)
Eastern Hills | BALHANNAH - NAIRNE TEE SD41300 | 10% POE (N-1) Forecast | MVA | 2028 | 0 | 33kV | Radial | None | Contingent (N-1)
Eastern Hills | NAIRNE TEE - NAIRNE SD41300 | 10% POE (N-1) Forecast | MVA | 2028 | 0 | 33kV | Radial | None | Contingent (N-1)
Eastern Hills | NAIRNE TEE - BRUKUNGA SD41300 | 10% POE (N-1) Forecast | MVA | 2028 | 0 | 33kV | Radial | None | Contingent (N-1)
Eastern Hills | URAIDLA - PICCADILLY TEE SD42100 | 10% POE (N-1) Forecast | MVA | 2028 | 0 | 33kV | Radial | None | Contingent (N-1)
Eastern Hills | PICCADILLY TEE - PICCADILLY EOL SD42100 | 10% POE (N-1) Forecast | MVA | 2028 | 0 | 33kV | Radial | None | Contingent (N-1)
Eastern Hills | PICCADILLY TEE - ALDGATE TEE SD42100 | 10% POE (N-1) Forecast | MVA | 2028 | 0 | 33kV | Radial | None | Contingent (N-1)
Eastern Hills | ALDGATE TEE - ALDGATE SD42100 | 10% POE (N-1) Forecast | MVA | 2028 | 0 | 33kV | Radial | None | Contingent (N-1)
Eastern Hills | ANGAS CREEK - BIRDWOOD TEE SD38100 | 10% POE (N-1) Forecast | MVA | 2028 | 0 | 33kV | Radial | None | Contingent (N-1)
Eastern Hills | BIRDWOOD TEE - GUMERACHA RURAL SD38100 | 10% POE (N-1) Forecast | MVA | 2028 | 0 | 33kV | Radial | None | Contingent (N-1)
Eastern Hills | BIRDWOOD TEE - BIRDWOOD SD38100 | 10% POE (N-1) Forecast | MVA | 2028 | 0 | 33kV | Radial | None | Contingent (N-1)
Eastern Hills | BIRDWOOD - MOUNT PLEASANT TEE SD38100 | 10% POE (N-1) Forecast | MVA | 2028 | 0 | 33kV | Radial | None | Contingent (N-1)
Eastern Hills | MOUNT PLEASANT TEE - PALMER RURAL SD38100 | 10% POE (N-1) Forecast | MVA | 2028 | 0 | 33kV | Radial | None | Contingent (N-1)
Eastern Hills | MOUNT PLEASANT TEE - MOUNT PLEASANT SD38100 | 10% POE (N-1) Forecast | MVA | 2028 | 0 | 33kV | Radial | None | Contingent (N-1)
Eastern Hills | ANGAS CREEK - ANGAS CREEK TEE SD38200 | 10% POE (N-1) Forecast | MVA | 2028 | 0 | 33kV | Radial | None | Contingent (N-1)
Eastern Hills | ANGAS CREEK TEE - LOBETHAL SD38200 | 10% POE (N-1) Forecast | MVA | 2028 | 0 | 33kV | Radial | None | Contingent (N-1)
Eastern Hills | LOBETHAL - WOODSIDE SD38200 | 10% POE (N-1) Forecast | MVA | 2028 | 0 | 33kV | Radial | None | Contingent (N-1)
Eastern Hills | ANGAS CREEK TEE - GUMERACHA WEIR SD38200 | 10% POE (N-1) Forecast | MVA | 2028 | 0 | 33kV | Radial | None | Contingent (N-1)
Eastern Hills | GUMERACHA WEIR - HOUGHTON SD38200 | 10% POE (N-1) Forecast | MVA | 2028 | 0 | 33kV | Radial | None | Contingent (N-1)
Eastern Hills | GUMERACHA WEIR - KERSBROOK SD38200 | 10% POE (N-1) Forecast | MVA | 2028 | 0 | 33kV | Radial | None | Contingent (N-1)
Eastern Hills | KERSBROOK - WILLIAMSTOWN SOUTH TEE SD38200 | 10% POE (N-1) Forecast | MVA | 2028 | 0 | 33kV | Radial | None | Contingent (N-1)
Eastern Hills | GUMERACHA WEIR - GUMERACHA RURAL SD38200 | 10% POE (N-1) Forecast | MVA | 2028 | 0 | 33kV | Radial | None | Contingent (N-1)
Eyre Peninsula | WHYALLA CENTRAL - WHYALLA CITY 1 SD56101 | 10% POE (N-1) Forecast | MVA | 2028 | 0 | 33kV | Radial | None | Contingent (N-1)
Eyre Peninsula | WHYALLA CENTRAL - WHYALLA CITY 2 SD56102 | 10% POE (N-1) Forecast | MVA | 2028 | 0 | 33kV | Radial | None | Contingent (N-1)
Eyre Peninsula | WHYALLA CENTRAL - WHYALLA STUART SD56201 | 10% POE (N-1) Forecast | MVA | 2028 | 0 | 33kV | Radial | None | Contingent (N-1)
Eyre Peninsula | WHYALLA CENTRAL - WHYALLA NORTH TEE SD56301 | 10% POE (N-1) Forecast | MVA | 2028 | 0 | 33kV | Radial | None | Contingent (N-1)
Eyre Peninsula | WHYALLA NORTH TEE - WHYALLA TERMINAL SD56301 | 10% POE (N-1) Forecast | MVA | 2028 | 0 | 33kV | Radial | None | Contingent (N-1)
Eyre Peninsula | WHYALLA NORTH TEE - WHYALLA SOLAR SD56301 | 10% POE (N-1) Forecast | MVA | 2028 | 0 | 33kV | Radial | None | Contingent (N-1)
Eyre Peninsula | WHYALLA SOLAR - WHYALLA NORTH SD56301 | 10% POE (N-1) Forecast | MVA | 2028 | 0 | 33kV | Radial | None | Contingent (N-1)
Eyre Peninsula | PORT LINCOLN TERMINAL - PORT LINCOLN CITY TEE PL32 | 10% POE (N-1) Forecast | MVA | 2028 | 0 | 33kV | Radial | None | Contingent (N-1)
Eyre Peninsula | PORT LINCOLN CITY TEE - PORT LINCOLN CITY PL32 | 10% POE (N-1) Forecast | MVA | 2028 | 0 | 33kV | Radial | None | Contingent (N-1)
Eyre Peninsula | PORT LINCOLN CITY TEE - PORT LINCOLN MARINA TEE PL32 | 10% POE (N-1) Forecast | MVA | 2028 | 0 | 33kV | Radial | None | Contingent (N-1)
Eyre Peninsula | PORT LINCOLN MARINA TEE - PORT LINCOLN DOCKS PL32 | 10% POE (N-1) Forecast | MVA | 2028 | 0 | 33kV | Radial | None | Contingent (N-1)
Eyre Peninsula | PORT LINCOLN MARINA TEE - PORT LINCOLN MARINA PL32 | 10% POE (N-1) Forecast | MVA | 2028 | 0 | 33kV | Radial | None | Contingent (N-1)
Eyre Peninsula | PORT LINCOLN TERMINAL - PORT LINCOLN CITY SD61101 | 10% POE (N-1) Forecast | MVA | 2028 | 0 | 33kV | Radial | None | Contingent (N-1)
Eyre Peninsula | PORT LINCOLN TERMINAL - POONINDIE TEE PL34 | 10% POE (N-1) Forecast | MVA | 2028 | 0 | 33kV | Radial | None | Contingent (N-1)
Eyre Peninsula | POONINDIE TEE - POONINDIE PL34 | 10% POE (N-1) Forecast | MVA | 2028 | 0 | 33kV | Radial | None | Contingent (N-1)
Eyre Peninsula | POONINDIE - POINT BOSTON PL34 | 10% POE (N-1) Forecast | MVA | 2028 | 0 | 33kV | Radial | None | Contingent (N-1)
Eyre Peninsula | POONINDIE TEE - TOD RIVER PL34 | 10% POE (N-1) Forecast | MVA | 2028 | 0 | 33kV | Radial | None | Contingent (N-1)
Eyre Peninsula | TOD RIVER - CUMMINS CM36 | 10% POE (N-1) Forecast | MVA | 2028 | 0 | 33kV | Radial | None | Contingent (N-1)
Eyre Peninsula | TOD RIVER - TUMBY BAY CM35 | 10% POE (N-1) Forecast | MVA | 2028 | 0 | 33kV | Radial | None | Contingent (N-1)
Eyre Peninsula | PORT LINCOLN TERMINAL - ULEY SOUTH TEE PL33 | 10% POE (N-1) Forecast | MVA | 2028 | 0 | 33kV | Radial | None | Contingent (N-1)
Eyre Peninsula | ULEY SOUTH TEE - ULEY SOUTH PL33 | 10% POE (N-1) Forecast | MVA | 2028 | 0 | 33kV | Radial | None | Contingent (N-1)
Eyre Peninsula | ULEY SOUTH TEE - ULEY PL33 | 10% POE (N-1) Forecast | MVA | 2028 | 0 | 33kV | Radial | None | Contingent (N-1)
Eyre Peninsula | ULEY - COFFIN BAY PL33 | 10% POE (N-1) Forecast | MVA | 2028 | 0 | 33kV | Radial | None | Contingent (N-1)
Eyre Peninsula | CLEVE - COWELL SD53100 | 10% POE (N-1) Forecast | MVA | 2028 | 0 | 33kV | Radial | None | Contingent (N-1)
Eyre Peninsula | CLEVE - BOOTHBY SD55100 | 10% POE (N-1) Forecast | MVA | 2028 | 0 | 33kV | Radial | None | Contingent (N-1)
Eyre Peninsula | BOOTHBY - PUMPING STATION ROAD SD55100 | 10% POE (N-1) Forecast | MVA | 2028 | 0 | 33kV | Radial | None | Contingent (N-1)
Eyre Peninsula | PUMPING STATION ROAD - ARNO BAY SD55100 | 10% POE (N-1) Forecast | MVA | 2028 | 0 | 33kV | Radial | None | Contingent (N-1)
Mid North | BRINKWORTH - YACKA TEE SD33100 | 10% POE (N-1) Forecast | MVA | 2028 | 0 | 33kV | Radial | None | Contingent (N-1)
Mid North | YACKA TEE - YACKA RURAL SD33100 | 10% POE (N-1) Forecast | MVA | 2028 | 0 | 33kV | Radial | None | Contingent (N-1)
Mid North | YACKA TEE - SPALDING TEE SD33100 | 10% POE (N-1) Forecast | MVA | 2028 | 0 | 33kV | Radial | None | Contingent (N-1)
Mid North | SPALDING TEE - GEORGETOWN SD33100 | 10% POE (N-1) Forecast | MVA | 2028 | 0 | 33kV | Radial | None | Contingent (N-1)
Mid North | GEORGETOWN - GLADSTONE SD33100 | 10% POE (N-1) Forecast | MVA | 2028 | 0 | 33kV | Radial | None | Contingent (N-1)
Mid North | SPALDING TEE - SPALDING SD33100 | 10% POE (N-1) Forecast | MVA | 2028 | 0 | 33kV | Radial | None | Contingent (N-1)
Mid North | BRINKWORTH - MERRITON SD33300 | 10% POE (N-1) Forecast | MVA | 2028 | 0 | 33kV | Radial | None | Contingent (N-1)
Mid North | BRINKWORTH - BRINKWORTH TEE SD33200 | 10% POE (N-1) Forecast | MVA | 2028 | 0 | 33kV | Radial | None | Contingent (N-1)
Mid North | BRINKWORTH TEE - YACKA RURAL SD33200 | 10% POE (N-1) Forecast | MVA | 2028 | 0 | 33kV | Radial | None | Contingent (N-1)
Mid North | BRINKWORTH TEE - BLYTH TOWNSHIP SD33200 | 10% POE (N-1) Forecast | MVA | 2028 | 0 | 33kV | Radial | None | Contingent (N-1)
Mid North | BLYTH TOWNSHIP - CLARE NORTH TEE SD33200 | 10% POE (N-1) Forecast | MVA | 2028 | 0 | 33kV | Radial | None | Contingent (N-1)
Mid North | BLYTH TOWNSHIP - BALAKLAVA TOWNSHIP SD33200 | 10% POE (N-1) Forecast | MVA | 2028 | 0 | 33kV | Radial | None | Contingent (N-1)
Mid North | WATERLOO DISTRIBUTION - RIVERTON TEE SD36400 | 10% POE (N-1) Forecast | MVA | 2028 | 0 | 33kV | Radial | N | Contingent (N-1)
Mid North | RIVERTON TEE - AUBURN TEE SD36400 | 10% POE (N-1) Forecast | MVA | 2028 | 0 | 33kV | Radial | None | Contingent (N-1)
Mid North | AUBURN TEE - AUBURN SD36400 | 10% POE (N-1) Forecast | MVA | 2028 | 0 | 33kV | Radial | None | Contingent (N-1)
Mid North | RIVERTON TEE - RIVERTON SD36400 | 10% POE (N-1) Forecast | MVA | 2028 | 0 | 33kV | Radial | None | Contingent (N-1)
Mid North | WATERLOO DISTRIBUTION - WATERLOO RURAL SD36201 | 10% POE (N-1) Forecast | MVA | 2028 | 0 | 33kV | Radial | None | Contingent (N-1)
Mid North | WATERLOO RURAL - ROBERTSTOWN SD36201 | 10% POE (N-1) Forecast | MVA | 2028 | 0 | 33kV | Radial | None | Contingent (N-1)
Mid North | WATERLOO DISTRIBUTION - PORTERS LAGOON SD36101 | 10% POE (N-1) Forecast | MVA | 2028 | 0 | 33kV | Radial | None | Contingent (N-1)
Mid North | PORTERS LAGOON - HANSON SD36101 | 10% POE (N-1) Forecast | MVA | 2028 | 0 | 33kV | Radial | None | Contingent (N-1)
Mid North | WATERLOO DISTRIBUTION - WATERLOO TOWN SD36300 | 10% POE (N-1) Forecast | MVA | 2028 | 0 | 33kV | Radial | None | Contingent (N-1)
Mid North | WATERLOO TOWN - EUDUNDA TEE SD36300 | 10% POE (N-1) Forecast | MVA | 2028 | 0 | 33kV | Radial | None | Contingent (N-1)
Mid North | EUDUNDA TEE - EUDUNDA SD36300 | 10% POE (N-1) Forecast | MVA | 2028 | 0 | 33kV | Radial | None | Contingent (N-1)
Mid North | EUDUNDA TEE - KAPUNDA RURAL SD36300 | 10% POE (N-1) Forecast | MVA | 2028 | 0 | 33kV | Radial | None | Contingent (N-1)
Mid North | TEMPLERS - WASLEYS SD37402 | 10% POE (N-1) Forecast | MVA | 2028 | 0 | 33kV | Radial | None | Contingent (N-1)
Mid North | WASLEYS - MALLALA SD37402 | 10% POE (N-1) Forecast | MVA | 2028 | 0 | 33kV | Radial | None | Contingent (N-1)
Mid North | TEMPLERS - HAMLEY BRIDGE SD37101 | 10% POE (N-1) Forecast | MVA | 2028 | 0 | 33kV | Radial | None | Contingent (N-1)
Mid North | HAMLEY BRIDGE - BALAKLAVA RURAL SD37102 | 10% POE (N-1) Forecast | MVA | 2028 | 0 | 33kV | Radial | None | Contingent (N-1)
Mid North | TEMPLERS - FREELING NORTH TEE SD37200 | 10% POE (N-1) Forecast | MVA | 2028 | 0 | 33kV | Radial | None | Contingent (N-1)
Mid North | FREELING NORTH TEE - KAPUNDA RURAL SD37200 | 10% POE (N-1) Forecast | MVA | 2028 | 0 | 33kV | Radial | N | Contingent (N-1)
Mid North | TEMPLERS - DAVEYSTON TOWNSHIP SD37301 | 10% POE (N-1) Forecast | MVA | 2028 | 0 | 33kV | Radial | None | Contingent (N-1)
Mid North | TEMPLERS - GAWLER BELT TEE SD37501 | 10% POE (N-1) Forecast | MVA | 2028 | 0 | 33kV | Radial | None | Contingent (N-1)
Mid North | GAWLER BELT TEE - EVANSTON SD60101 | 10% POE (N-1) Forecast | MVA | 2028 | 0 | 33kV | Radial | None | Contingent (N-1)
Mid North | DORRIEN - NURIOOTPA TEE SD52100 | 10% POE (N-1) Forecast | MVA | 2028 | 0 | 33kV | Radial | N | Contingent (N-1)
Mid North | NURIOOTPA TEE - NURIOOTPA SD52100 | 10% POE (N-1) Forecast | MVA | 2028 | 0 | 33kV | Radial | None | Contingent (N-1)
Mid North | NURIOOTPA TEE - STOCKWELL SD52100 | 10% POE (N-1) Forecast | MVA | 2028 | 0 | 33kV | Radial | None | Contingent (N-1)
Mid North | DORRIEN - ANGASTON NO 1 SD52201 | 10% POE (N-1) Forecast | MVA | 2028 | 0 | 33kV | Meshed | None | Contingent (N-1)
Mid North | DORRIEN - ANGASTON NO 2 SD52202 | 10% POE (N-1) Forecast | MVA | 2028 | 0 | 33kV | Meshed | None | Contingent (N-1)
Mid North | DORRIEN - BAROSSA SOUTH SD52300 | 10% POE (N-1) Forecast | MVA | 2028 | 0 | 33kV | Radial | None | Contingent (N-1)
Mid North | BAROSSA SOUTH TEE - LYNDOCH TEE SD52300 | 10% POE (N-1) Forecast | MVA | 2028 | 0 | 33kV | Radial | None | Contingent (N-1)
Mid North | LYNDOCH TEE - LYNDOCH SD52300 | 10% POE (N-1) Forecast | MVA | 2028 | 0 | 33kV | Radial | None | Contingent (N-1)
Mid North | LYNDOCH TEE - SANDY CREEK TEE SD52300 | 10% POE (N-1) Forecast | MVA | 2028 | 0 | 33kV | Radial | None | Contingent (N-1)
Mid North | SANDY CREEK TEE - SANDY CREEK SD52300 | 10% POE (N-1) Forecast | MVA | 2028 | 0 | 33kV | Radial | None | Contingent (N-1)
Mid North | SANDY CREEK TEE - EVANSTON TEE SD52300 | 10% POE (N-1) Forecast | MVA | 2028 | 0 | 33kV | Radial | None | Contingent (N-1)
Mid North | LYNDOCH - WILLIAMSTOWN SD52300 | 10% POE (N-1) Forecast | MVA | 2028 | 0 | 33kV | Radial | None | Contingent (N-1)
Mid North | WILLIAMSTOWN - WILLIAMSTOWN SOUTH TEE SD52300 | 10% POE (N-1) Forecast | MVA | 2028 | 0 | 33kV | Radial | None | Contingent (N-1)
Mid North | WILLIAMSTOWN SOUTH TEE - WILLIAMSTOWN SOUTH SD52300 | 10% POE (N-1) Forecast | MVA | 2028 | 0 | 33kV | Radial | None | Contingent (N-1)
Mid North | WILLIAMSTOWN SOUTH TEE - ANGAS CREEK TIE SD52300 | 10% POE (N-1) Forecast | MVA | 2028 | 0 | 33kV | Radial | None | Contingent (N-1)
Mid North | CLARE NORTH - CLARE NO 1 SD57101 | 10% POE (N-1) Forecast | MVA | 2028 | 0 | 33kV | Meshed | None | Contingent (N-1)
Mid North | CLARE NORTH - CLARE NORTH TEE SD57102 | 10% POE (N-1) Forecast | MVA | 2028 | 0 | 33kV | Meshed | None | Contingent (N-1)
Mid North | CLARE NORTH TEE - CLARE NO 2 SD57102 | 10% POE (N-1) Forecast | MVA | 2028 | 0 | 33kV | Meshed | None | Contingent (N-1)
Mid North | CLARE - FARRELL FLAT SD57100 | 10% POE (N-1) Forecast | MVA | 2028 | 0 | 33kV | Radial | None | Contingent (N-1)
Mid North | FARRELL FLAT - WATERLOO TIE SD57100 | 10% POE (N-1) Forecast | MVA | 2028 | 0 | 33kV | Radial | None | Contingent (N-1)
Mid North | FARRELL FLAT - BURRA SD57100 | 10% POE (N-1) Forecast | MVA | 2028 | 0 | 33kV | Radial | None | Contingent (N-1)
Murraylands | MANNUM - PALMER TEE SD39200 | 10% POE (N-1) Forecast | MVA | 2028 | 0 | 33kV | Radial | None | Contingent (N-1)
Murraylands | PALMER TEE - MANNUM ROAD RANDELL ROAD INT SD39200 | 10% POE (N-1) Forecast | MVA | 2028 | 0 | 33kV | Radial | None | Contingent (N-1)
Murraylands | PALMER TEE - CAMBRAI TEE SD39200 | 10% POE (N-1) Forecast | MVA | 2028 | 0 | 33kV | Radial | None | Contingent (N-1)
Murraylands | CAMBRAI TEE - CAMBRAI SD39200 | 10% POE (N-1) Forecast | MVA | 2028 | 0 | 33kV | Radial | None | Contingent (N-1)
Murraylands | CAMBRAI TEE - PALMER RURAL SD39200 | 10% POE (N-1) Forecast | MVA | 2028 | 0 | 33kV | Radial | None | Contingent (N-1)
Murraylands | MANNUM - TEAL FLAT TEE SD39100 | 10% POE (N-1) Forecast | MVA | 2028 | 0 | 33kV | Radial | None | Contingent (N-1)
Murraylands | TEAL FLAT TEE - TEAL FLAT SD39100 | 10% POE (N-1) Forecast | MVA | 2028 | 0 | 33kV | Radial | None | Contingent (N-1)
Murraylands | TEAL FLAT TEE - SWAN REACH SD39100 | 10% POE (N-1) Forecast | MVA | 2028 | 0 | 33kV | Radial | None | Contingent (N-1)
Murraylands | MANNUM - CALOOTE TEE SD39300 | 10% POE (N-1) Forecast | MVA | 2028 | 0 | 33kV | Radial | None | Contingent (N-1)
Murraylands | CALOOTE TEE - CALOOTE SD39300 | 10% POE (N-1) Forecast | MVA | 2028 | 0 | 33kV | Radial | None | Contingent (N-1)
Murraylands | CALOOTE TEE - MOBILONG TIE SD39300 | 10% POE (N-1) Forecast | MVA | 2028 | 0 | 33kV | Radial | None | Contingent (N-1)
Murraylands | MANNUM - MANNUM RURAL SD39300 | 10% POE (N-1) Forecast | MVA | 2028 | 0 | 33kV | Radial | None | Contingent (N-1)
Murraylands | MANNUM RURAL - MANNUM TOWN TEE SD39300 | 10% POE (N-1) Forecast | MVA | 2028 | 0 | 33kV | Radial | None | Contingent (N-1)
Murraylands | MANNUM TOWN TEE - MANNUM ROAD RANDELL ROAD INT SD39300 | 10% POE (N-1) Forecast | MVA | 2028 | 0 | 33kV | Radial | None | Contingent (N-1)
Murraylands | MANNUM TOWN TEE - PELLARING FLAT TEE SD39300 | 10% POE (N-1) Forecast | MVA | 2028 | 0 | 33kV | Radial | None | Contingent (N-1)
Murraylands | PELLARING FLAT TEE - MANNUM TOWN SD39300 | 10% POE (N-1) Forecast | MVA | 2028 | 0 | 33kV | Radial | None | Contingent (N-1)
Murraylands | MOBILONG DISTRIBUTION - MOBILONG SD43100 | 10% POE (N-1) Forecast | MVA | 2028 | 0 | 33kV | Radial | None | Contingent (N-1)
Murraylands | MOBILONG - MOBILONG TEE SD43100 | 10% POE (N-1) Forecast | MVA | 2028 | 0 | 33kV | Radial | None | Contingent (N-1)
Murraylands | MOBILONG TEE - MYPOLONGA TIE SD43100 | 10% POE (N-1) Forecast | MVA | 2028 | 0 | 33kV | Radial | None | Contingent (N-1)
Murraylands | MOBILONG TEE - MURRAY BRIDGE NORTH TEE SD43100 | 10% POE (N-1) Forecast | MVA | 2028 | 0 | 33kV | Radial | None | Contingent (N-1)
Murraylands | MURRAY BRIDGE NORTH TEE - MURRAY BRIDGE NORTH SD43100 | 10% POE (N-1) Forecast | MVA | 2028 | 0 | 33kV | Radial | None | Contingent (N-1)
Murraylands | MURRAY BRIDGE NORTH TEE - MURRAY BRIDGE SOUTH TEE SD43100 | 10% POE (N-1) Forecast | MVA | 2028 | 0 | 33kV | Radial | None | Contingent (N-1)
Murraylands | MURRAY BRIDGE SOUTH TEE - MURRAY BRIDGE SOUTH SD43100 | 10% POE (N-1) Forecast | MVA | 2028 | 0 | 33kV | Radial | None | Contingent (N-1)
Murraylands | MURRAY BRIDGE SOUTH TEE - MURRAY BRIDGE TOWNSHIP SD43100 | 10% POE (N-1) Forecast | MVA | 2028 | 0 | 33kV | Radial | None | Contingent (N-1)
Murraylands | MOBILONG DISTRIBUTION - MOBILONG SD43200 | 10% POE (N-1) Forecast | MVA | 2028 | 0 | 33kV | Radial | None | Contingent (N-1)
Murraylands | MOBILONG - MONARTO TEE SD43200 | 10% POE (N-1) Forecast | MVA | 2028 | 0 | 33kV | Radial | None | Contingent (N-1)
Murraylands | MONARTO TEE - MURRAY BRIDGE NORTH SD43200 | 10% POE (N-1) Forecast | MVA | 2028 | 0 | 33kV | Radial | None | Contingent (N-1)
Murraylands | MONARTO TEE - MONARTO SOUTH TEE SD43200 | 10% POE (N-1) Forecast | MVA | 2028 | 0 | 33kV | Radial | None | Contingent (N-1)
Murraylands | MONARTO SOUTH TEE - MONARTO SOUTH SD43200 | 10% POE (N-1) Forecast | MVA | 2028 | 0 | 33kV | Radial | None | Contingent (N-1)
Murraylands | MONARTO SOUTH TEE - MONARTO CENTRAL SD43200 | 10% POE (N-1) Forecast | MVA | 2028 | 0 | 33kV | Radial | None | Contingent (N-1)
Murraylands | MOBILONG DISTRIBUTION - MOBILONG SD43300 | 10% POE (N-1) Forecast | MVA | 2028 | 0 | 33kV | Radial | None | Contingent (N-1)
Murraylands | MOBILONG - PALLAMANA TEE SD43300 | 10% POE (N-1) Forecast | MVA | 2028 | 0 | 33kV | Radial | None | Contingent (N-1)
Murraylands | PALLAMANA TEE - MYPOLONGA TEE SD43300 | 10% POE (N-1) Forecast | MVA | 2028 | 0 | 33kV | Radial | None | Contingent (N-1)
Murraylands | MYPOLONGA TEE - MYPOLONGA SD43300 | 10% POE (N-1) Forecast | MVA | 2028 | 0 | 33kV | Radial | None | Contingent (N-1)
Murraylands | MYPOLONGA - MYPOLONGA EOL SD43300 | 10% POE (N-1) Forecast | MVA | 2028 | 0 | 33kV | Radial | None | Contingent (N-1)
Murraylands | MYPOLONGA TEE - CALOOTE TEE SD43300 | 10% POE (N-1) Forecast | MVA | 2028 | 0 | 33kV | Radial | None | Contingent (N-1)
Murraylands | TAILEM BEND - PUMP STATION TEE SD40101 | 10% POE (N-1) Forecast | MVA | 2028 | 0 | 33kV | Radial | None | Contingent (N-1)
Murraylands | PUMP STATION TEE - TAILEM BEND RURAL SD40101 | 10% POE (N-1) Forecast | MVA | 2028 | 0 | 33kV | Radial | None | Contingent (N-1)
Murraylands | TAILEM BEND RURAL - TAILEM BEND EOL SD40101 | 10% POE (N-1) Forecast | MVA | 2028 | 0 | 33kV | Radial | None | Contingent (N-1)
Murraylands | PUMP STATION TEE - TAILEM BEND TOWN TEE SD40101 | 10% POE (N-1) Forecast | MVA | 2028 | 0 | 33kV | Radial | None | Contingent (N-1)
Murraylands | TAILEM BEND TOWN TEE - TAILEM BEND TOWN SD40101 | 10% POE (N-1) Forecast | MVA | 2028 | 0 | 33kV | Radial | None | Contingent (N-1)
Murraylands | TAILEM BEND TOWN TEE - JERVOIS SD40101 | 10% POE (N-1) Forecast | MVA | 2028 | 0 | 33kV | Radial | None | Contingent (N-1)
Murraylands | JERVOIS - JERVOIS FLAT 1 TEE SD40102 | 10% POE (N-1) Forecast | MVA | 2028 | 0 | 33kV | Radial | None | Contingent (N-1)
Murraylands | JERVOIS FLAT 1 TEE - JERVOIS FLAT 2 TEE SD40102 | 10% POE (N-1) Forecast | MVA | 2028 | 0 | 33kV | Radial | None | Contingent (N-1)
Murraylands | JERVOIS FLAT 2 TEE - WOODS POINT SD40102 | 10% POE (N-1) Forecast | MVA | 2028 | 0 | 33kV | Radial | None | Contingent (N-1)
Murraylands | WOODS POINT - WHITE SANDS TEE SD40103 | 10% POE (N-1) Forecast | MVA | 2028 | 0 | 33kV | Radial | None | Contingent (N-1)
Murraylands | WHITE SANDS TEE - WHITE SANDS SD40103 | 10% POE (N-1) Forecast | MVA | 2028 | 0 | 33kV | Radial | None | Contingent (N-1)
Murraylands | WHITE SANDS TEE - MURRAY BRIDGE TOWNSHIP SD40103 | 10% POE (N-1) Forecast | MVA | 2028 | 0 | 33kV | Radial | None | Contingent (N-1)
Murraylands | TAILEM BEND - SUBSTATION ROAD TEE SD40200 | 10% POE (N-1) Forecast | MVA | 2028 | 0 | 33kV | Radial | None | Contingent (N-1)
Murraylands | SUBSTATION ROAD TEE - SUBSTATION ROAD SD40200 | 10% POE (N-1) Forecast | MVA | 2028 | 0 | 33kV | Radial | None | Contingent (N-1)
Murraylands | SUBSTATION ROAD TEE - MALLEE HWY SD40200 | 10% POE (N-1) Forecast | MVA | 2028 | 0 | 33kV | Radial | None | Contingent (N-1)
Murraylands | MALLEE HWY - MOORLANDS SWER SD40200 | 10% POE (N-1) Forecast | MVA | 2028 | 0 | 33kV | Radial | None | Contingent (N-1)
Murraylands | MALLEE HWY - ELWOMPLE SD40200 | 10% POE (N-1) Forecast | MVA | 2028 | 0 | 33kV | Radial | None | Contingent (N-1)
Murraylands | MOORLANDS SWER - COOMANDOOK SD40200 | 10% POE (N-1) Forecast | MVA | 2028 | 0 | 33kV | Radial | None | Contingent (N-1)
Murraylands | COOMANDOOK - COONALPYN SD40200 | 10% POE (N-1) Forecast | MVA | 2028 | 0 | 33kV | Radial | None | Contingent (N-1)
Murraylands | COONALPYN - BINNIES TEE SD40300 | 10% POE (N-1) Forecast | MVA | 2028 | 0 | 33kV | Radial | N | Contingent (N-1)
Murraylands | BINNIES TEE - BINNIES SD40300 | 10% POE (N-1) Forecast | MVA | 2028 | 0 | 33kV | Radial | None | Contingent (N-1)
Murraylands | BINNIES TEE - MENINGIE SD40300 | 10% POE (N-1) Forecast | MVA | 2028 | 0 | 33kV | Radial | None | Contingent (N-1)
Murraylands | MENINGIE - CAMPBELL PARK TEE SD40400 | 10% POE (N-1) Forecast | MVA | 2028 | 0 | 33kV | Radial | None | Contingent (N-1)
Murraylands | CAMPBELL PARK TEE - CAMPBELL PARK SD40400 | 10% POE (N-1) Forecast | MVA | 2028 | 0 | 33kV | Radial | None | Contingent (N-1)
Murraylands | CAMPBELL PARK TEE - NARRUNG SD40400 | 10% POE (N-1) Forecast | MVA | 2028 | 0 | 33kV | Radial | None | Contingent (N-1)
Murraylands | TAILEM BEND - SHERLOCK SD40501 | 10% POE (N-1) Forecast | MVA | 2028 | 0 | 33kV | Radial | None | Contingent (N-1)
Murraylands | SHERLOCK - KAROONDA SD40502 | 10% POE (N-1) Forecast | MVA | 2028 | 0 | 33kV | Radial | None | Contingent (N-1)
Murraylands | SHERLOCK - GERANIUM SD40600 | 10% POE (N-1) Forecast | MVA | 2028 | 0 | 33kV | Radial | N | Contingent (N-1)
Murraylands | GERANIUM - LAMEROO SD40700 | 10% POE (N-1) Forecast | MVA | 2028 | 0 | 33kV | Radial | N | Contingent (N-1)
Murraylands | LAMEROO - LAMEROO RURAL SD40800 | 10% POE (N-1) Forecast | MVA | 2028 | 0 | 33kV | Radial | N | Contingent (N-1)
Murraylands | LAMEROO RURAL - PARILLA TEE SD40800 | 10% POE (N-1) Forecast | MVA | 2028 | 0 | 33kV | Radial | N | Contingent (N-1)
Murraylands | PARILLA TEE - PARILLA SD40800 | 10% POE (N-1) Forecast | MVA | 2028 | 0 | 33kV | Radial | None | Contingent (N-1)
Murraylands | PARILLA TEE - PINNAROO SD40800 | 10% POE (N-1) Forecast | MVA | 2028 | 0 | 33kV | Radial | None | Contingent (N-1)
Riverland | PARINGA - MURTHO LX21 | 10% POE (N-1) Forecast | MVA | 2028 | 0 | 33kV | Radial | N | Contingent (N-1)
Riverland | MURTHO - LINDSAY PT TEE LX21 | 10% POE (N-1) Forecast | MVA | 2028 | 0 | 33kV | Radial | None | Contingent (N-1)
Riverland | LINDSAY PT TEE - BORDER CLIFFS LX21 | 10% POE (N-1) Forecast | MVA | 2028 | 0 | 33kV | Radial | None | Contingent (N-1)
Riverland | LINDSAY PT TEE - VIC BORDER LX21 | 10% POE (N-1) Forecast | MVA | 2028 | 0 | 33kV | Radial | None | Contingent (N-1)
Riverland | SWAN REACH - SWAN REACH FILTRATION TEE SD39400 | 10% POE (N-1) Forecast | MVA | 2028 | 0 | 33kV | Radial | None | Contingent (N-1)
Riverland | SWAN REACH FILTRATION TEE - SWAN REACH TOWN SD39400 | 10% POE (N-1) Forecast | MVA | 2028 | 0 | 33kV | Radial | None | Contingent (N-1)
South East | KEITH - COONALPYN SD45101 | 10% POE (N-1) Forecast | MVA | 2028 | 0 | 33kV | Radial | None | Contingent (N-1)
South East | KEITH - PADTHAWAY SD45300 | 10% POE (N-1) Forecast | MVA | 2028 | 0 | 33kV | Radial | None | Contingent (N-1)
South East | KEITH - WIRREGA SD45201 | 10% POE (N-1) Forecast | MVA | 2028 | 0 | 33kV | Radial | N | Contingent (N-1)
South East | WIRREGA - BORDERTOWN SD45202 | 10% POE (N-1) Forecast | MVA | 2028 | 0 | 33kV | Radial | N | Contingent (N-1)
South East | SNUGGERY RURAL - MILLICENT SD49100 | 10% POE (N-1) Forecast | MVA | 2028 | 0 | 33kV | Radial | None | Contingent (N-1)
South East | MILLICENT - SOUTH END TEE SD49100 | 10% POE (N-1) Forecast | MVA | 2028 | 0 | 33kV | Radial | None | Contingent (N-1)
South East | SOUTH END TEE - SOUTH END SD49100 | 10% POE (N-1) Forecast | MVA | 2028 | 0 | 33kV | Radial | None | Contingent (N-1)
South East | SOUTH END TEE - HATHERLEIGH TOWNSHIP TEE SD49100 | 10% POE (N-1) Forecast | MVA | 2028 | 0 | 33kV | Radial | None | Contingent (N-1)
South East | HATHERLEIGH TOWNSHIP TEE - HATHERLEIGH TOWNSHIP SD49100 | 10% POE (N-1) Forecast | MVA | 2028 | 0 | 33kV | Radial | None | Contingent (N-1)
South East | HATHERLEIGH TOWNSHIP TEE - HATHERLEIGH SD49100 | 10% POE (N-1) Forecast | MVA | 2028 | 0 | 33kV | Radial | None | Contingent (N-1)
South East | HATHERLEIGH - BEACHPORT TEE SD49200 | 10% POE (N-1) Forecast | MVA | 2028 | 0 | 33kV | Radial | None | Contingent (N-1)
South East | BEACHPORT TEE - BEACHPORT SD49200 | 10% POE (N-1) Forecast | MVA | 2028 | 0 | 33kV | Radial | None | Contingent (N-1)
South East | BEACHPORT TEE - ROBE SD49200 | 10% POE (N-1) Forecast | MVA | 2028 | 0 | 33kV | Radial | N | Contingent (N-1)
South East | SNUGGERY RURAL - MOUNT BURR SD49500 | 10% POE (N-1) Forecast | MVA | 2028 | 0 | 33kV | Radial | None | Contingent (N-1)
South East | MOUNT BURR - KALANGADOO TEE SD49500 | 10% POE (N-1) Forecast | MVA | 2028 | 0 | 33kV | Radial | None | Contingent (N-1)
South East | KALANGADOO TEE - KALANGADOO SD49500 | 10% POE (N-1) Forecast | MVA | 2028 | 0 | 33kV | Radial | None | Contingent (N-1)
South East | KALANGADOO TEE - KALANGADOO RURAL SD49500 | 10% POE (N-1) Forecast | MVA | 2028 | 0 | 33kV | Radial | None | Contingent (N-1)
South East | BLANCHE - MOUNT GAMBIER WEST SD48101 | 10% POE (N-1) Forecast | MVA | 2028 | 0 | 33kV | Radial | None | Contingent (N-1)
South East | BLUE LAKE TEE - MOUNT GAMBIER SD48104 | 10% POE (N-1) Forecast | MVA | 2028 | 0 | 33kV | Radial | None | Contingent (N-1)
South East | BLANCHE - LAKESIDE TEE SD48100 | 10% POE (N-1) Forecast | MVA | 2028 | 0 | 33kV | Radial | None | Contingent (N-1)
South East | LAKESIDE TEE - GLENCOE TEE SD48100 | 10% POE (N-1) Forecast | MVA | 2028 | 0 | 33kV | Radial | None | Contingent (N-1)
South East | GLENCOE TEE - TANTANOOLA SD48100 | 10% POE (N-1) Forecast | MVA | 2028 | 0 | 33kV | Radial | None | Contingent (N-1)
South East | GLENCOE TEE - MOUNT GAMBIER SD48100 | 10% POE (N-1) Forecast | MVA | 2028 | 0 | 33kV | Radial | None | Contingent (N-1)
South East | BLANCHE - KONGORONG TEE SD48200 | 10% POE (N-1) Forecast | MVA | 2028 | 0 | 33kV | Radial | None | Contingent (N-1)
South East | KONGORONG TEE - KONGORONG SD48200 | 10% POE (N-1) Forecast | MVA | 2028 | 0 | 33kV | Radial | None | Contingent (N-1)
South East | KONGORONG TEE - MOUNT SCHANK SD48200 | 10% POE (N-1) Forecast | MVA | 2028 | 0 | 33kV | Radial | None | Contingent (N-1)
South East | MOUNT SCHANK - ALLENDALE EAST SD48200 | 10% POE (N-1) Forecast | MVA | 2028 | 0 | 33kV | Radial | None | Contingent (N-1)
South East | MOUNT GAMBIER - TARPEENA SOUTH TEE SD47101 | 10% POE (N-1) Forecast | MVA | 2028 | 0 | 33kV | Radial | None | Contingent (N-1)
South East | TARPEENA SOUTH TEE - MOUNT GAMBIER SD47101 | 10% POE (N-1) Forecast | MVA | 2028 | 0 | 33kV | Radial | None | Contingent (N-1)
South East | TARPEENA SOUTH TEE - TARPEENA SOUTH SD47101 | 10% POE (N-1) Forecast | MVA | 2028 | 0 | 33kV | Radial | None | Contingent (N-1)
South East | KINCRAIG - LUCINDALE SD46201 | 10% POE (N-1) Forecast | MVA | 2028 | 0 | 33kV | Radial | None | Contingent (N-1)
South East | LUCINDALE - KINGSTON SE SD46201 | 10% POE (N-1) Forecast | MVA | 2028 | 0 | 33kV | Radial | None | Contingent (N-1)
South East | KINCRAIG - NARACOORTE SD46300 | 10% POE (N-1) Forecast | MVA | 2028 | 0 | 33kV | Radial | None | Contingent (N-1)
South East | NARACOORTE - NARACOORTE EAST TEE SD46100 | 10% POE (N-1) Forecast | MVA | 2028 | 0 | 33kV | Radial | None | Contingent (N-1)
South East | NARACOORTE EAST TEE - NARACOORTE EAST SD46100 | 10% POE (N-1) Forecast | MVA | 2028 | 0 | 33kV | Radial | None | Contingent (N-1)
South East | NARACOORTE EAST TEE - PADTHAWAY SD46100 | 10% POE (N-1) Forecast | MVA | 2028 | 0 | 33kV | Radial | None | Contingent (N-1)
South East | KINCRAIG - STRUAN RURAL SD46400 | 10% POE (N-1) Forecast | MVA | 2028 | 0 | 33kV | Radial | None | Contingent (N-1)
South East | STRUAN RURAL - GLENROY RURAL SD46400 | 10% POE (N-1) Forecast | MVA | 2028 | 0 | 33kV | Radial | None | Contingent (N-1)
South East | PENOLA WEST - PENOLA TEE SD58200 | 10% POE (N-1) Forecast | MVA | 2028 | 0 | 33kV | Radial | None | Contingent (N-1)
South East | PENOLA TEE - GLENROY RURAL SD58200 | 10% POE (N-1) Forecast | MVA | 2028 | 0 | 33kV | Radial | N | Contingent (N-1)
South East | PENOLA WEST - PENOLA TEE SD58101 | 10% POE (N-1) Forecast | MVA | 2028 | 0 | 33kV | Radial | None | Contingent (N-1)
South East | PENOLA TEE - SAFRIES TEE SD58101 | 10% POE (N-1) Forecast | MVA | 2028 | 0 | 33kV | Radial | None | Contingent (N-1)
South East | SAFRIES TEE - KALANGADOO NANGWARRY TEE SD58101 | 10% POE (N-1) Forecast | MVA | 2028 | 0 | 33kV | Radial | None | Contingent (N-1)
South East | KALANGADOO NANGWARRY TEE - NANGWARRY TEE SD58101 | 10% POE (N-1) Forecast | MVA | 2028 | 0 | 33kV | Radial | None | Contingent (N-1)
South East | NANGWARRY TEE - NANGWARRY SD58101 | 10% POE (N-1) Forecast | MVA | 2028 | 0 | 33kV | Radial | None | Contingent (N-1)
South East | KALANGADOO NANGWARRY TEE - KALANGADOO RURAL SD58101 | 10% POE (N-1) Forecast | MVA | 2028 | 0 | 33kV | Radial | None | Contingent (N-1)
South East | NANGWARRY TEE - MOUNT GAMBIER SD58101 | 10% POE (N-1) Forecast | MVA | 2028 | 0 | 33kV | Radial | None | Contingent (N-1)
Metro South | WILLUNGA - MCLAREN VALE SD44400 | 10% POE (N-1) Forecast | MVA | 2028 | 0 | 33kV | Radial | None | Contingent (N-1)
Metro South | YANKALILLA - HAY FLAT SD44200 | 10% POE (N-1) Forecast | MVA | 2028 | 0 | 33kV | Radial | None | Contingent (N-1)
Metro South | HAY FLAT - RAPID BAY TEE SD44200 | 10% POE (N-1) Forecast | MVA | 2028 | 0 | 33kV | Radial | None | Contingent (N-1)
Metro South | RAPID BAY TEE - RAPID BAY SD44200 | 10% POE (N-1) Forecast | MVA | 2028 | 0 | 33kV | Radial | None | Contingent (N-1)
Metro South | RAPID BAY TEE - CAPE JERVIS SD44200 | 10% POE (N-1) Forecast | MVA | 2028 | 0 | 33kV | Radial | None | Contingent (N-1)
Metro South | CAPE JERVIS - CUTTLEFISH BAY SD44301 | 10% POE (N-1) Forecast | MVA | 2028 | 0 | 33kV | Radial | None | Contingent (N-1)
Metro South | FISHERY BEACH BACKUP - CUTTLEFISH BAY BACKUP SD44301 | 10% POE (N-1) Forecast | MVA | 2028 | 0 | 33kV | Radial | None | Contingent (N-1)
Metro South | CUTTLEFISH BAY - PENNESHAW SD44301 | 10% POE (N-1) Forecast | MVA | 2028 | 0 | 33kV | Radial | None | Contingent (N-1)
Metro South | PENNESHAW - AMERICAN RIVER SD44300 | 10% POE (N-1) Forecast | MVA | 2028 | 0 | 33kV | Radial | None | Contingent (N-1)
Metro South | AMERICAN RIVER - KINGSCOTE TEE SD44300 | 10% POE (N-1) Forecast | MVA | 2028 | 0 | 33kV | Radial | N | Contingent (N-1)
Metro South | KINGSCOTE TEE - MACGILLIVRAY SD44300 | 10% POE (N-1) Forecast | MVA | 2028 | 0 | 33kV | Radial | None | Contingent (N-1)
Metro South | KINGSCOTE TEE - KINGSCOTE SD44300 | 10% POE (N-1) Forecast | MVA | 2028 | 0 | 33kV | Radial | None | Contingent (N-1)
Upper North | DAVENPORT WEST - PORT AUGUSTA NO1 SD54101 | 10% POE (N-1) Forecast | MVA | 2028 | 0 | 33kV | Meshed | None | Contingent (N-1)
Upper North | DAVENPORT WEST - PORT AUGUSTA TEE SD54102 | 10% POE (N-1) Forecast | MVA | 2028 | 0 | 33kV | Meshed | None | Contingent (N-1)
Upper North | PORT AUGUSTA NO2 - PORT AUGUSTA TEE SD54102 | 10% POE (N-1) Forecast | MVA | 2028 | 0 | 33kV | Meshed | None | Contingent (N-1)
Upper North | PORT AUGUSTA TEE - PORT AUGUSTA WEST TEE SD54102 | 10% POE (N-1) Forecast | MVA | 2028 | 0 | 33kV | Radial | None | Contingent (N-1)
Upper North | PORT AUGUSTA WEST TEE - PORT AUGUSTA WEST SD54102 | 10% POE (N-1) Forecast | MVA | 2028 | 0 | 33kV | Radial | None | Contingent (N-1)
Upper North | PORT AUGUSTA WEST TEE - PANDURRA TEE SD54102 | 10% POE (N-1) Forecast | MVA | 2028 | 0 | 33kV | Radial | None | Contingent (N-1)
Upper North | PANDURRA TEE - BOOKALOO SD54102 | 10% POE (N-1) Forecast | MVA | 2028 | 0 | 33kV | Radial | None | Contingent (N-1)
Upper North | PANDURRA TEE - PANDURRA SD54102 | 10% POE (N-1) Forecast | MVA | 2028 | 0 | 33kV | Radial | None | Contingent (N-1)
Upper North | DAVENPORT WEST - AUGUSTA HWY SD54300 | 10% POE (N-1) Forecast | MVA | 2028 | 0 | 33kV | Radial | None | Contingent (N-1)
Upper North | AUGUSTA HWY - STIRLING NORTH SD54300 | 10% POE (N-1) Forecast | MVA | 2028 | 0 | 33kV | Radial | None | Contingent (N-1)
Upper North | STIRLING NORTH - QUORN SD54300 | 10% POE (N-1) Forecast | MVA | 2028 | 0 | 33kV | Radial | None | Contingent (N-1)
Upper North | DAVENPORT WEST - PT PATERSON SD54400 | 10% POE (N-1) Forecast | MVA | 2028 | 0 | 33kV | Radial | None | Contingent (N-1)
Upper North | BAROOTA - BAROOTA TOWN TEE SD31100 | 10% POE (N-1) Forecast | MVA | 2028 | 0 | 33kV | Radial | None | Contingent (N-1)
Upper North | BAROOTA TOWN TEE - BAROOTA TOWN SD31100 | 10% POE (N-1) Forecast | MVA | 2028 | 0 | 33kV | Radial | None | Contingent (N-1)
Upper North | BAROOTA TOWN TEE - BAROOTA TEE SD31100 | 10% POE (N-1) Forecast | MVA | 2028 | 0 | 33kV | Radial | None | Contingent (N-1)
Upper North | BAROOTA TEE - NAPPERBY BUNGAMA SD31100 | 10% POE (N-1) Forecast | MVA | 2028 | 0 | 33kV | Radial | None | Contingent (N-1)
Upper North | BAROOTA TEE - MURRAYTOWN SD31100 | 10% POE (N-1) Forecast | MVA | 2028 | 0 | 33kV | Radial | None | Contingent (N-1)
Upper North | MURRAYTOWN - WIRRABARA FOREST TEE SD31200 | 10% POE (N-1) Forecast | MVA | 2028 | 0 | 33kV | Radial | None | Contingent (N-1)
Upper North | WIRRABARA FOREST TEE - WIRRABARA FOREST SD31200 | 10% POE (N-1) Forecast | MVA | 2028 | 0 | 33kV | Radial | None | Contingent (N-1)
Upper North | WIRRABARA FOREST TEE - GLADSTONE SD31200 | 10% POE (N-1) Forecast | MVA | 2028 | 0 | 33kV | Radial | None | Contingent (N-1)
Upper North | MURRAYTOWN - ORROROO SD31300 | 10% POE (N-1) Forecast | MVA | 2028 | 0 | 33kV | Radial | None | Contingent (N-1)
Upper North | MURRAYTOWN - WILMINGTON SD31400 | 10% POE (N-1) Forecast | MVA | 2028 | 0 | 33kV | Radial | None | Contingent (N-1)
Upper North | BUNGAMA - PORT PIRIE SOUTH SD32101 | 10% POE (N-1) Forecast | MVA | 2028 | 0 | 33kV | Meshed | None | Contingent (N-1)
Upper North | PORT PIRIE SOUTH - PORT PIRIE SD32102 | 10% POE (N-1) Forecast | MVA | 2028 | 0 | 33kV | Meshed | None | Contingent (N-1)
Upper North | BUNGAMA - PORT PIRIE SD32103 | 10% POE (N-1) Forecast | MVA | 2028 | 0 | 33kV | Meshed | None | Contingent (N-1)
Upper North | BUNGAMA - HUGHES GAP SD32301 | 10% POE (N-1) Forecast | MVA | 2028 | 0 | 33kV | Radial | Reverse N | Contingent (N-1)
Upper North | HUGHES GAP - CRYSTAL BROOK TEE SD32302 | 10% POE (N-1) Forecast | MVA | 2028 | 0 | 33kV | Radial | None | Contingent (N-1)
Upper North | CRYSTAL BROOK TEE - GLADSTONE SD32302 | 10% POE (N-1) Forecast | MVA | 2028 | 0 | 33kV | Radial | None | Contingent (N-1)
Upper North | GLADSTONE - CALTOWIE TEE SD32200 | 10% POE (N-1) Forecast | MVA | 2028 | 0 | 33kV | Radial | None | Contingent (N-1)
Upper North | CALTOWIE TEE - CALTOWIE SD32200 | 10% POE (N-1) Forecast | MVA | 2028 | 0 | 33kV | Radial | None | Contingent (N-1)
Upper North | CALTOWIE TEE - PETERBOROUGH TEE SD32200 | 10% POE (N-1) Forecast | MVA | 2028 | 0 | 33kV | Radial | None | Contingent (N-1)
Upper North | PETERBOROUGH TEE - JAMESTOWN SD32200 | 10% POE (N-1) Forecast | MVA | 2028 | 0 | 33kV | Radial | None | Contingent (N-1)
Upper North | JAMESTOWN - TEROWIE TOWNSHIP SD32200 | 10% POE (N-1) Forecast | MVA | 2028 | 0 | 33kV | Radial | None | Contingent (N-1)
Upper North | PETERBOROUGH TEE - PETERBOROUGH SD32200 | 10% POE (N-1) Forecast | MVA | 2028 | 0 | 33kV | Radial | None | Contingent (N-1)
Upper North | BUNGAMA - PORT BROUGHTON TEE SD32400 | 10% POE (N-1) Forecast | MVA | 2028 | 0 | 33kV | Radial | Reverse N | Contingent (N-1)
Upper North | PORT BROUGHTON TEE - PORT BROUGHTON SD32400 | 10% POE (N-1) Forecast | MVA | 2028 | 0 | 33kV | Radial | None | Contingent (N-1)
Upper North | PORT BROUGHTON TEE - BRINKWORTH TIE SD32400 | 10% POE (N-1) Forecast | MVA | 2028 | 0 | 33kV | Radial | None | Contingent (N-1)
Upper North | PORT BROUGHTON TEE - CRYSTAL BROOK TEE SD32400 | 10% POE (N-1) Forecast | MVA | 2028 | 0 | 33kV | Radial | None | Contingent (N-1)
Upper North | NEUROODLA - HAWKER SD59100 | 10% POE (N-1) Forecast | MVA | 2028 | 0 | 33kV | Radial | None | Contingent (N-1)
Yorke Peninsula | HUMMOCKS DISTRIBUTION - NINNES TEE SD34400 | 10% POE (N-1) Forecast | MVA | 2028 | 0 | 33kV | Radial | None | Contingent (N-1)
Yorke Peninsula | NINNES TEE - LOCHIEL SD34400 | 10% POE (N-1) Forecast | MVA | 2028 | 0 | 33kV | Radial | None | Contingent (N-1)
Yorke Peninsula | NINNES TEE - KAINTON TEE SD34400 | 10% POE (N-1) Forecast | MVA | 2028 | 0 | 33kV | Radial | None | Contingent (N-1)
Yorke Peninsula | KAINTON TEE - KAINTON SD34400 | 10% POE (N-1) Forecast | MVA | 2028 | 0 | 33kV | Radial | None | Contingent (N-1)
Yorke Peninsula | KAINTON TEE - PASKEVILLE SD34400 | 10% POE (N-1) Forecast | MVA | 2028 | 0 | 33kV | Radial | None | Contingent (N-1)
Yorke Peninsula | PASKEVILLE - KADINA EAST SD34405 | 10% POE (N-1) Forecast | MVA | 2028 | 0 | 33kV | Radial | None | Contingent (N-1)
Yorke Peninsula | HUMMOCKS DISTRIBUTION - PORT CLINTON SD34300 | 10% POE (N-1) Forecast | MVA | 2028 | 0 | 33kV | Radial | None | Contingent (N-1)
Yorke Peninsula | PORT CLINTON - ARDROSSAN SD34300 | 10% POE (N-1) Forecast | MVA | 2028 | 0 | 33kV | Radial | None | Contingent (N-1)
Yorke Peninsula | HUMMOCKS DISTRIBUTION - FEDERATION CORNER SD34201 | 10% POE (N-1) Forecast | MVA | 2028 | 0 | 33kV | Radial | None | Contingent (N-1)
Yorke Peninsula | FEDERATION CORNER - SWAMP ROAD SD34201 | 10% POE (N-1) Forecast | MVA | 2028 | 0 | 33kV | Radial | None | Contingent (N-1)
Yorke Peninsula | FEDERATION CORNER - PT WAKEFIELD TEE SD34201 | 10% POE (N-1) Forecast | MVA | 2028 | 0 | 33kV | Radial | None | Contingent (N-1)
Yorke Peninsula | PT WAKEFIELD TEE - SWAMP ROAD SD34201 | 10% POE (N-1) Forecast | MVA | 2028 | 0 | 33kV | Radial | None | Contingent (N-1)
Yorke Peninsula | SWAMP ROAD - PT WAKEFIELD FAR NORTH EAST SD34201 | 10% POE (N-1) Forecast | MVA | 2028 | 0 | 33kV | Radial | None | Contingent (N-1)
Yorke Peninsula | PT WAKEFIELD TEE - PT WAKEFIELD RURAL SD34201 | 10% POE (N-1) Forecast | MVA | 2028 | 0 | 33kV | Radial | None | Contingent (N-1)
Yorke Peninsula | PT WAKEFIELD RURAL - PT WAKEFIELD TOWN TEE SD34201 | 10% POE (N-1) Forecast | MVA | 2028 | 0 | 33kV | Radial | None | Contingent (N-1)
Yorke Peninsula | PT WAKEFIELD TOWN TEE - PT WAKEFIELD TOWN SD34201 | 10% POE (N-1) Forecast | MVA | 2028 | 0 | 33kV | Radial | None | Contingent (N-1)
Yorke Peninsula | PT WAKEFIELD TOWN TEE - PROOF RANGE SD34201 | 10% POE (N-1) Forecast | MVA | 2028 | 0 | 33kV | Radial | None | Contingent (N-1)
Yorke Peninsula | HUMMOCKS DISTRIBUTION - BOWMANS TEE SD34102 | 10% POE (N-1) Forecast | MVA | 2028 | 0 | 33kV | Radial | None | Contingent (N-1)
Yorke Peninsula | BOWMANS TEE - PT WAKEFIELD RURAL SD34102 | 10% POE (N-1) Forecast | MVA | 2028 | 0 | 33kV | Radial | None | Contingent (N-1)
Yorke Peninsula | BOWMANS TEE - SAINTS SD34102 | 10% POE (N-1) Forecast | MVA | 2028 | 0 | 33kV | Radial | None | Contingent (N-1)
Yorke Peninsula | SAINTS - BALAKLAVA SD34102 | 10% POE (N-1) Forecast | MVA | 2028 | 0 | 33kV | Radial | None | Contingent (N-1)
Yorke Peninsula | BALAKLAVA - BALAKLAVA RURAL SD34102 | 10% POE (N-1) Forecast | MVA | 2028 | 0 | 33kV | Radial | None | Contingent (N-1)
Yorke Peninsula | BALAKLAVA - BALAKLAVA TOWNSHIP SD34102 | 10% POE (N-1) Forecast | MVA | 2028 | 0 | 33kV | Radial | None | Contingent (N-1)
Yorke Peninsula | KADINA EAST DISTRIBUTION - KADINA SD51102 | 10% POE (N-1) Forecast | MVA | 2028 | 0 | 33kV | Radial | None | Contingent (N-1)
Yorke Peninsula | KADINA EAST DISTRIBUTION - MOONTA TEE SD51200 | 10% POE (N-1) Forecast | MVA | 2028 | 0 | 33kV | Radial | None | Contingent (N-1)
Yorke Peninsula | MOONTA TEE - KADINA SD51200 | 10% POE (N-1) Forecast | MVA | 2028 | 0 | 33kV | Radial | None | Contingent (N-1)
Yorke Peninsula | MOONTA TEE - MOONTA SD51200 | 10% POE (N-1) Forecast | MVA | 2028 | 0 | 33kV | Radial | N | Contingent (N-1)
Yorke Peninsula | KADINA EAST DISTRIBUTION - WALLAROO TEE SD51300 | 10% POE (N-1) Forecast | MVA | 2028 | 0 | 33kV | Radial | None | Contingent (N-1)
Yorke Peninsula | WALLAROO TEE - KADINA SD51300 | 10% POE (N-1) Forecast | MVA | 2028 | 0 | 33kV | Radial | None | Contingent (N-1)
Yorke Peninsula | WALLAROO TEE - WALLAROO SD51300 | 10% POE (N-1) Forecast | MVA | 2028 | 0 | 33kV | Radial | None | Contingent (N-1)
Yorke Peninsula | ARDROSSAN WEST DISTRIBUTION - MAITLAND SD35100 | 10% POE (N-1) Forecast | MVA | 2028 | 0 | 33kV | Radial | None | Contingent (N-1)
Yorke Peninsula | ARDROSSAN WEST DISTRIBUTION - ARDROSSAN SD35201 | 10% POE (N-1) Forecast | MVA | 2028 | 0 | 33kV | Radial | None | Contingent (N-1)
Yorke Peninsula | ARDROSSAN WEST DISTRIBUTION - ARDROSSAN BHP SD35200 | 10% POE (N-1) Forecast | MVA | 2028 | 0 | 33kV | Radial | None | Contingent (N-1)
Yorke Peninsula | ARDROSSAN - ARDROSSAN BHP SD35200 | 10% POE (N-1) Forecast | MVA | 2028 | 0 | 33kV | Radial | None | Contingent (N-1)
Yorke Peninsula | ARDROSSAN BHP - PORT VINCENT SD35200 | 10% POE (N-1) Forecast | MVA | 2028 | 0 | 33kV | Radial | None | Contingent (N-1)
Yorke Peninsula | PORT VINCENT - MINLATON TEE SD35300 | 10% POE (N-1) Forecast | MVA | 2028 | 0 | 33kV | Radial | None | Contingent (N-1)
Yorke Peninsula | MINLATON TEE - CURRAMULKA TEE SD35300 | 10% POE (N-1) Forecast | MVA | 2028 | 0 | 33kV | Radial | None | Contingent (N-1)
Yorke Peninsula | CURRAMULKA TEE - CURRAMULKA SD35300 | 10% POE (N-1) Forecast | MVA | 2028 | 0 | 33kV | Radial | None | Contingent (N-1)
Yorke Peninsula | CURRAMULKA TEE - MINLATON SD35300 | 10% POE (N-1) Forecast | MVA | 2028 | 0 | 33kV | Radial | None | Contingent (N-1)
Yorke Peninsula | MINLATON TEE - PT VINCENT RURAL SD35300 | 10% POE (N-1) Forecast | MVA | 2028 | 0 | 33kV | Radial | None | Contingent (N-1)
Yorke Peninsula | DALRYMPLE - STANSBURY TEE SD35400 | 10% POE (N-1) Forecast | MVA | 2028 | 0 | 33kV | Radial | None | Contingent (N-1)
Yorke Peninsula | STANSBURY TEE - PORT GILES TEE SD35400 | 10% POE (N-1) Forecast | MVA | 2028 | 0 | 33kV | Radial | None | Contingent (N-1)
Yorke Peninsula | PORT GILES TEE - PORT GILES SD35400 | 10% POE (N-1) Forecast | MVA | 2028 | 0 | 33kV | Radial | None | Contingent (N-1)
Yorke Peninsula | STANSBURY TEE - STANSBURY SD35400 | 10% POE (N-1) Forecast | MVA | 2028 | 0 | 33kV | Radial | None | Contingent (N-1)
Yorke Peninsula | STANSBURY - PT VINCENT RURAL SD35403 | 10% POE (N-1) Forecast | MVA | 2028 | 0 | 33kV | Radial | None | Contingent (N-1)
Yorke Peninsula | DALRYMPLE - WOOL BAY RURAL SD35500 | 10% POE (N-1) Forecast | MVA | 2028 | 0 | 33kV | Radial | None | Contingent (N-1)
Yorke Peninsula | WOOL BAY RURAL - WOOL BAY SD35500 | 10% POE (N-1) Forecast | MVA | 2028 | 0 | 33kV | Radial | None | Contingent (N-1)
Yorke Peninsula | WOOL BAY RURAL - PORT GILES TEE SD35500 | 10% POE (N-1) Forecast | MVA | 2028 | 0 | 33kV | Radial | None | Contingent (N-1)
Yorke Peninsula | WOOL BAY - EDITHBURGH TEE SD35500 | 10% POE (N-1) Forecast | MVA | 2028 | 0 | 33kV | Radial | None | Contingent (N-1)
Yorke Peninsula | EDITHBURGH TEE - YORKETOWN SD35500 | 10% POE (N-1) Forecast | MVA | 2028 | 0 | 33kV | Radial | None | Contingent (N-1)
Yorke Peninsula | YORKETOWN - MARION BAY SD35500 | 10% POE (N-1) Forecast | MVA | 2028 | 0 | 33kV | Radial | None | Contingent (N-1)
Yorke Peninsula | EDITHBURGH TEE - EDITHBURGH SD35500 | 10% POE (N-1) Forecast | MVA | 2028 | 0 | 33kV | Radial | None | Contingent (N-1)
Metro West | ADELAIDE BRIGHTON CEMENT - PORT ADELAIDE SD1529 | 10% POE (N-1) Forecast | MVA | 2029 | 91.25 | 66kV | Meshed | None | Contingent (N-1)
Metro South | ALDINGA - WILLUNGA SD1674 | 10% POE (N-1) Forecast | MVA | 2029 | 90.6244 | 66kV | Meshed | None | Contingent (N-1)
Metro North | ANGLE VALE - ANGLE VALE TEE SD1506A | 10% POE (N-1) Forecast | MVA | 2029 | 60.3 | 66kV | Meshed | None | Contingent (N-1)
Metro North | ANGLE VALE TEE - EVANSTON SD1506B | 10% POE (N-1) Forecast | MVA | 2029 | 60.3 | 66kV | Meshed | None | Contingent (N-1)
Metro North | ANGLE VALE TEE - VIRGINIA TEE SD2033 | 10% POE (N-1) Forecast | MVA | 2029 | 18.2143 | 66kV | Radial | None | Contingent (N-1)
Metro West | ATHOL PARK - ATHOL PARK TEE SD1677A | 10% POE (N-1) Forecast | MVA | 2029 | 19.9616 | 66kV | Radial | None | Contingent (N-1)
Metro West | BLACKPOOL - FULHAM GARDENS SD1639 | 10% POE (N-1) Forecast | MVA | 2029 | 133.95 | 66kV | Meshed | None | Contingent (N-1)
Metro North | BOLIVAR - ST KILDA SD2034 | 10% POE (N-1) Forecast | MVA | 2029 | 18.3143 | 66kV | Radial | None | Contingent (N-1)
Metro East | CAMPBELLTOWN - MAGILL SD1661 | 10% POE (N-1) Forecast | MVA | 2029 | 73.5429 | 66kV | Meshed | None | Contingent (N-1)
Metro West | CHELTENHAM - CROYDON PARK TEE SD1655A | 10% POE (N-1) Forecast | MVA | 2029 | 64.8 | 66kV | Meshed | None | Contingent (N-1)
Metro South | CITY WEST - KESWICK SD2013 | 10% POE (N-1) Forecast | MVA | 2029 | 237.55 | 66kV | Meshed | None | Contingent (N-1)
Metro East | CITY WEST - WHITMORE SQUARE SD2016 | 10% POE (N-1) Forecast | MVA | 2029 | 191.8286 | 66kV | Meshed | None | Contingent (N-1)
Metro East | COROMANDEL PLACE - WHITMORE SQUARE SD1681 | 10% POE (N-1) Forecast | MVA | 2029 | 105.4 | 66kV | Meshed | None | Contingent (N-1)
Metro East | CROYDON - HINDLEY STREET TEE SD1659B | 10% POE (N-1) Forecast | MVA | 2029 | 76.6 | 66kV | Meshed | None | Contingent (N-1)
Metro West | CROYDON - KILKENNY SD1523 | 10% POE (N-1) Forecast | MVA | 2029 | 57.9333 | 66kV | Meshed | None | Contingent (N-1)
Metro West | CROYDON PARK - CROYDON PARK TEE SD1655B | 10% POE (N-1) Forecast | MVA | 2029 | 86.35 | 66kV | Meshed | None | Contingent (N-1)
Metro West | CROYDON PARK TEE - CROYDON SD1655C | 10% POE (N-1) Forecast | MVA | 2029 | 132.7667 | 66kV | Meshed | None | Contingent (N-1)
Metro North | DIREK - PARALOWIE SD2004 | 10% POE (N-1) Forecast | MVA | 2029 | 114.4571 | 66kV | Meshed | None | Contingent (N-1)
Metro East | DRY CREEK - KILBURN SOUTH TEE SD1658A | 10% POE (N-1) Forecast | MVA | 2029 | 110.2714 | 66kV | Meshed | None | Contingent (N-1)
Metro East | EAST TERRACE - COROMANDEL PLACE SD1680 | 10% POE (N-1) Forecast | MVA | 2029 | 121.5143 | 66kV | Meshed | None | Contingent (N-1)
Metro East | EAST TERRACE - NORTH ADELAIDE SD1560 | 10% POE (N-1) Forecast | MVA | 2029 | 73.6857 | 66kV | Meshed | None | Contingent (N-1)
Metro North | EDINBURGH - SALISBURY SD1688 | 10% POE (N-1) Forecast | MVA | 2029 | 105.3857 | 66kV | Meshed | None | Contingent (N-1)
Metro North | ELIZABETH DOWNS - PENFIELD SD1508 | 10% POE (N-1) Forecast | MVA | 2029 | 64.4286 | 66kV | Meshed | None | Contingent (N-1)
Metro North | ELIZABETH DOWNS - SMITHFIELD WEST SD1686 | 10% POE (N-1) Forecast | MVA | 2029 | 112.0571 | 66kV | Meshed | N-1 | Contingent (N-1)
Metro North | ELIZABETH HEIGHTS - ELIZABETH DOWNS SD1501 | 10% POE (N-1) Forecast | MVA | 2029 | 103.3429 | 66kV | Meshed | None | Contingent (N-1)
Metro North | ELIZABETH SOUTH - EDINBURGH SD1511 | 10% POE (N-1) Forecast | MVA | 2029 | 117.4143 | 66kV | Meshed | None | Contingent (N-1)
Metro West | FINDON - FINDON TEE SD1520A | 10% POE (N-1) Forecast | MVA | 2029 | 79.9833 | 66kV | Meshed | None | Contingent (N-1)
Metro West | FINDON TEE - FLINDERS PARK SD1520B | 10% POE (N-1) Forecast | MVA | 2029 | 77.05 | 66kV | Meshed | None | Contingent (N-1)
Metro West | FLINDERS PARK - NEW RICHMOND SD1521 | 10% POE (N-1) Forecast | MVA | 2029 | 58.25 | 66kV | Meshed | None | Contingent (N-1)
Metro West | FULHAM GARDENS - FINDON TEE SD1520C | 10% POE (N-1) Forecast | MVA | 2029 | 75.95 | 66kV | Meshed | None | Contingent (N-1)
Metro West | FULHAM GARDENS - HENLEY SOUTH #1 SD1519 | 10% POE (N-1) Forecast | MVA | 2029 | 37.3667 | 66kV | Meshed | None | Contingent (N-1)
Metro West | FULHAM GARDENS - HENLEY SOUTH #2 SD1691 | 10% POE (N-1) Forecast | MVA | 2029 | 37.3667 | 66kV | Meshed | None | Contingent (N-1)
Metro South | GLENELG NORTH TEE - GLENELG NORTH SD1584A | 10% POE (N-1) Forecast | MVA | 2029 | 23.99 | 66kV | Meshed | None | Contingent (N-1)
Metro South | GLENELG NORTH TEE - PLYMPTON SD1584B | 10% POE (N-1) Forecast | MVA | 2029 | 84.85 | 66kV | Meshed | None | Contingent (N-1)
Metro East | GOLDEN GROVE - INGLE FARM SD1647 | 10% POE (N-1) Forecast | MVA | 2029 | 90 | 66kV | Meshed | None | Contingent (N-1)
Metro South | HACKHAM - PORT NOARLUNGA SD1694A | 10% POE (N-1) Forecast | MVA | 2029 | 89 | 66kV | Meshed | None | Contingent (N-1)
Metro South | HAPPY VALLEY - HV/SAW TEE SD1591A | 10% POE (N-1) Forecast | MVA | 2029 | 90.7 | 66kV | Meshed | None | Contingent (N-1)
Metro South | HAPPY VALLEY - PANORAMA #1 SD1665 | 10% POE (N-1) Forecast | MVA | 2029 | 98 | 66kV | Meshed | None | Contingent (N-1)
Metro South | HAPPY VALLEY - PANORAMA #2 SD1666 | 10% POE (N-1) Forecast | MVA | 2029 | 98.5 | 66kV | Meshed | None | Contingent (N-1)
Metro South | HAPPY VALLEY - SEACOMBE #1 SD1566 | 10% POE (N-1) Forecast | MVA | 2029 | 99.25 | 66kV | Meshed | None | Contingent (N-1)
Metro South | HAPPY VALLEY - SEACOMBE #2 SD1590 | 10% POE (N-1) Forecast | MVA | 2029 | 89.05 | 66kV | Meshed | None | Contingent (N-1)
Metro East | HILLCREST - HOLDEN HILL SD1692 | 10% POE (N-1) Forecast | MVA | 2029 | 75.2 | 66kV | Meshed | None | Contingent (N-1)
Metro East | HINDLEY STREET - WHITMORE SQUARE SD1664 | 10% POE (N-1) Forecast | MVA | 2029 | 102.1714 | 66kV | Meshed | None | Contingent (N-1)
Metro East | HINDLEY STREET TEE - HINDLEY STREET SD1659C | 10% POE (N-1) Forecast | MVA | 2029 | 65.6286 | 66kV | Meshed | None | Contingent (N-1)
Metro East | HOLDEN HILL - CAMPBELLTOWN SD1660 | 10% POE (N-1) Forecast | MVA | 2029 | 61.1714 | 66kV | Meshed | None | Contingent (N-1)
Metro East | HOLDEN HILL - HOPE VALLEY SD1554A | 10% POE (N-1) Forecast | MVA | 2029 | 106.1429 | 66kV | Meshed | None | Contingent (N-1)
Metro East | HOPE VALLEY - TEA TREE GULLY SD1554B | 10% POE (N-1) Forecast | MVA | 2029 | 90.5857 | 66kV | Meshed | None | Contingent (N-1)
Metro South | HV/SAW TEE - MORPHETT VALE EAST SD1591C | 10% POE (N-1) Forecast | MVA | 2029 | 81.85 | 66kV | Meshed | None | Contingent (N-1)
Metro East | KENT TOWN - KENT TOWN TEE SD1690 | 10% POE (N-1) Forecast | MVA | 2029 | 32.5329 | 66kV | Meshed | None | Contingent (N-1)
Metro South | KESWICK - CLARENCE GARDENS SD1671 | 10% POE (N-1) Forecast | MVA | 2029 | 22.2 | 66kV | Radial | None | Contingent (N-1)
Metro South | KESWICK - NEW RICHMOND TEE SD1670A | 10% POE (N-1) Forecast | MVA | 2029 | 146.1 | 66kV | Meshed | N-1 | Contingent (N-1)
Metro South | KESWICK - WHITMORE SQUARE TEE SD1669A | 10% POE (N-1) Forecast | MVA | 2029 | 127.85 | 66kV | Meshed | None | Contingent (N-1)
Metro West | KILBURN - CAVAN SD2014 | 10% POE (N-1) Forecast | MVA | 2029 | 44.1295 | 66kV | Meshed | None | Contingent (N-1)
Metro West | KILBURN - CROYDON PARK SD1531 | 10% POE (N-1) Forecast | MVA | 2029 | 103.65 | 66kV | Meshed | None | Contingent (N-1)
Metro East | KILBURN SOUTH TEE - KILBURN SOUTH SD1658B | 10% POE (N-1) Forecast | MVA | 2029 | 18.4571 | 66kV | Radial | None | Contingent (N-1)
Metro East | KILBURN SOUTH TEE - PROSPECT SD1658C | 10% POE (N-1) Forecast | MVA | 2029 | 98.7857 | 66kV | Meshed | None | Contingent (N-1)
Metro West | KILKENNY - WOODVILLE SD1675 | 10% POE (N-1) Forecast | MVA | 2029 | 72.4667 | 66kV | Meshed | None | Contingent (N-1)
Metro South | KINGSWOOD - NORTH UNLEY SD1574 | 10% POE (N-1) Forecast | MVA | 2029 | 107.95 | 66kV | Meshed | None | Contingent (N-1)
Metro West | LARGS NORTH - ADELAIDE BRIGHTON CEMENT SD1654 | 10% POE (N-1) Forecast | MVA | 2029 | 107.3167 | 66kV | Meshed | None | Contingent (N-1)
Metro West | LEFEVRE - BLACKPOOL SD1693 | 10% POE (N-1) Forecast | MVA | 2029 | 98.9 | 66kV | Meshed | None | Contingent (N-1)
Metro South | LINDEN PARK - LINDEN PARK TEE SD1662A | 10% POE (N-1) Forecast | MVA | 2029 | 41.87 | 66kV | Meshed | None | Contingent (N-1)
Metro South | LOWER MITCHAM - KINGSWOOD SD1563 | 10% POE (N-1) Forecast | MVA | 2029 | 104.35 | 66kV | Meshed | None | Contingent (N-1)
Metro East | MAGILL - BURNSIDE SD1556 | 10% POE (N-1) Forecast | MVA | 2029 | 14.5045 | 66kV | Radial | None | Contingent (N-1)
Metro East | MAGILL - KENT TOWN TEE SD1663A | 10% POE (N-1) Forecast | MVA | 2029 | 65.7429 | 66kV | Meshed | None | Contingent (N-1)
Metro East | MAGILL - NORWOOD SD1543 | 10% POE (N-1) Forecast | MVA | 2029 | 117.2429 | 66kV | Meshed | None | Contingent (N-1)
Metro South | MAGILL - URAIDLA TEE SD1662B | 10% POE (N-1) Forecast | MVA | 2029 | 103.6 | 66kV | Meshed | None | Contingent (N-1)
Metro East | MAGILL - WOODFORDE 2 SD1678 | 10% POE (N-1) Forecast | MVA | 2029 | 30 | 66kV | Radial | None | Contingent (N-1)
Metro East | MAGILL - WOODFORDE 3 SD1679 | 10% POE (N-1) Forecast | MVA | 2029 | 30 | 66kV | Radial | None | Contingent (N-1)
Metro South | MCLAREN FLAT - WILLUNGA SD1594A | 10% POE (N-1) Forecast | MVA | 2029 | 109.3622 | 66kV | Meshed | N-1 | Contingent (N-1)
Metro South | MORPHETT VALE EAST - CLARENDON SD1592 | 10% POE (N-1) Forecast | MVA | 2029 | 3.8409 | 66kV | Radial | None | Contingent (N-1)
Metro South | MORPHETT VALE EAST - HACKHAM SD1694B | 10% POE (N-1) Forecast | MVA | 2029 | 107.95 | 66kV | Meshed | None | Contingent (N-1)
Metro South | MORPHETT VALE EAST - MCLAREN FLAT SD1594B | 10% POE (N-1) Forecast | MVA | 2029 | 126.5111 | 66kV | Meshed | N-1 | Contingent (N-1)
Metro South | MORPHETT VALE EAST - PORT STANVAC #1 SD1593 | 10% POE (N-1) Forecast | MVA | 2029 | 102.5 | 66kV | Meshed | None | Contingent (N-1)
Metro South | MORPHETT VALE EAST - PORT STANVAC #2 SD2010 | 10% POE (N-1) Forecast | MVA | 2029 | 106.3 | 66kV | Meshed | None | Contingent (N-1)
Metro South | MORPHETTVILLE - ASCOT PARK SD1586 | 10% POE (N-1) Forecast | MVA | 2029 | 58.1 | 66kV | Meshed | None | Contingent (N-1)
Metro South | MORPHETTVILLE - GLENELG NORTH TEE SD1584C | 10% POE (N-1) Forecast | MVA | 2029 | 85.35 | 66kV | Meshed | None | Contingent (N-1)
Metro South | MORPHETTVILLE - OAKLANDS SD1585 | 10% POE (N-1) Forecast | MVA | 2029 | 61.4 | 66kV | Meshed | None | Contingent (N-1)
Metro North | MUNNO PARA - ELIZABETH DOWNS SD2023 | 10% POE (N-1) Forecast | MVA | 2029 | 90.8 | 66kV | Meshed | None | Contingent (N-1)
Metro North | MUNNO PARA - EVANSTON SD1652 | 10% POE (N-1) Forecast | MVA | 2029 | 111.5143 | 66kV | Meshed | N-1 | Contingent (N-1)
Metro West | NEW OSBORNE - BLACKPOOL SD1518 | 10% POE (N-1) Forecast | MVA | 2029 | 104.8667 | 66kV | Meshed | None | Contingent (N-1)
Metro West | NEW OSBORNE - GLANVILLE SD1527 | 10% POE (N-1) Forecast | MVA | 2029 | 148.6333 | 66kV | Meshed | N-1 | Contingent (N-1)
Metro West | NEW OSBORNE - LARGS NORTH SD1653 | 10% POE (N-1) Forecast | MVA | 2029 | 123.5333 | 66kV | Meshed | None | Contingent (N-1)
Metro West | NEW OSBORNE - SMORGON STEEL RECYCLING SD1532A | 10% POE (N-1) Forecast | MVA | 2029 | 32.4167 | 66kV | Meshed | None | Contingent (N-1)
Metro West | NEW RICHMOND - THEBARTON SD1516 | 10% POE (N-1) Forecast | MVA | 2029 | 56.0333 | 66kV | Meshed | None | Contingent (N-1)
Metro South | NEW RICHMOND TEE - NEW RICHMOND SD1670B | 10% POE (N-1) Forecast | MVA | 2029 | 120 | 66kV | Meshed | None | Contingent (N-1)
Metro South | NEW RICHMOND TEE - PLYMPTON SD1670C | 10% POE (N-1) Forecast | MVA | 2029 | 127.9 | 66kV | Meshed | None | Contingent (N-1)
Metro South | NOARLUNGA CENTRE - PORT NOARLUNGA SD1668 | 10% POE (N-1) Forecast | MVA | 2029 | 76.95 | 66kV | Meshed | None | Contingent (N-1)
Metro East | NORTH ADELAIDE - HINDLEY STREET TEE SD1659A | 10% POE (N-1) Forecast | MVA | 2029 | 50.8286 | 66kV | Meshed | None | Contingent (N-1)
Metro South | NORTH UNLEY - WHITMORE SQUARE TEE SD1669B | 10% POE (N-1) Forecast | MVA | 2029 | 126.5 | 66kV | Meshed | N-1 | Contingent (N-1)
Metro East | NORTHFIELD - CLEARVIEW SD1549 | 10% POE (N-1) Forecast | MVA | 2029 | 30.083 | 66kV | Radial | None | Contingent (N-1)
Metro East | NORTHFIELD - DRY CREEK SD1657 | 10% POE (N-1) Forecast | MVA | 2029 | 85.1714 | 66kV | Meshed | None | Contingent (N-1)
Metro East | NORTHFIELD - HARROW SD1535 | 10% POE (N-1) Forecast | MVA | 2029 | 24.1791 | 66kV | Radial | None | Contingent (N-1)
Metro East | NORTHFIELD - HILLCREST SD1534 | 10% POE (N-1) Forecast | MVA | 2029 | 116.9571 | 66kV | Meshed | None | Contingent (N-1)
Metro East | NORTHFIELD - HOLDEN HILL SD1539 | 10% POE (N-1) Forecast | MVA | 2029 | 127 | 66kV | Meshed | None | Contingent (N-1)
Metro East | NORTHFIELD - INGLE FARM #1 SD1548 | 10% POE (N-1) Forecast | MVA | 2029 | 83.9286 | 66kV | Meshed | None | Contingent (N-1)
Metro East | NORTHFIELD - INGLE FARM #2 SD2019 | 10% POE (N-1) Forecast | MVA | 2029 | 84.3286 | 66kV | Meshed | None | Contingent (N-1)
Metro East | NORWOOD - EAST TERRACE SD1545 | 10% POE (N-1) Forecast | MVA | 2029 | 106.0143 | 66kV | Meshed | N-1 | Contingent (N-1)
Metro East | NORWOOD - KENT TOWN SD1559 | 10% POE (N-1) Forecast | MVA | 2029 | 32.53 | 66kV | Meshed | None | Contingent (N-1)
Metro East | NORWOOD - LINDEN PARK SD1544 | 10% POE (N-1) Forecast | MVA | 2029 | 43.7143 | 66kV | Meshed | None | Contingent (N-1)
Metro South | PANORAMA - ASCOT PARK SD1587 | 10% POE (N-1) Forecast | MVA | 2029 | 81.9 | 66kV | Meshed | None | Contingent (N-1)
Metro South | PANORAMA - BLACKWOOD SD1572 | 10% POE (N-1) Forecast | MVA | 2029 | 34.6 | 66kV | Radial | None | Contingent (N-1)
Metro South | PANORAMA - CUDMORE PARK SD1573 | 10% POE (N-1) Forecast | MVA | 2029 | 12.88 | 66kV | Radial | None | Contingent (N-1)
Metro South | PANORAMA - LINDEN PARK TEE SD1662C | 10% POE (N-1) Forecast | MVA | 2029 | 102.5 | 66kV | Meshed | None | Contingent (N-1)
Metro South | PANORAMA - LOWER MITCHAM SD1562 | 10% POE (N-1) Forecast | MVA | 2029 | 129.45 | 66kV | Meshed | None | Contingent (N-1)
Metro South | PANORAMA - TONSLEY EAST SD2035 | 10% POE (N-1) Forecast | MVA | 2029 | 45.45 | 66kV | Meshed | None | Contingent (N-1)
Metro North | PARA - ELIZABETH HEIGHTS SD1504 | 10% POE (N-1) Forecast | MVA | 2029 | 125.1857 | 66kV | Meshed | None | Contingent (N-1)
Metro North | PARA - ELIZABETH SOUTH SD1503 | 10% POE (N-1) Forecast | MVA | 2029 | 100.8571 | 66kV | Meshed | None | Contingent (N-1)
Metro North | PARAFIELD GARDENS - CAVAN SD1687 | 10% POE (N-1) Forecast | MVA | 2029 | 44.13 | 66kV | Meshed | None | Contingent (N-1)
Metro North | PARAFIELD GARDENS - SALISBURY SD1502 | 10% POE (N-1) Forecast | MVA | 2029 | 120.8143 | 66kV | Meshed | None | Contingent (N-1)
Metro North | PARAFIELD GARDENS WEST - BOLIVAR SD1683 | 10% POE (N-1) Forecast | MVA | 2029 | 18.1143 | 66kV | Radial | None | Contingent (N-1)
Metro North | PARAFIELD GARDENS WEST - PARAFIELD GARDENS SD1682 | 10% POE (N-1) Forecast | MVA | 2029 | 157.4286 | 66kV | Meshed | N-1 | Contingent (N-1)
Metro North | PARAFIELD GARDENS WEST - PARALOWIE SD1510 | 10% POE (N-1) Forecast | MVA | 2029 | 135.5286 | 66kV | Meshed | None | Contingent (N-1)
Metro North | PENFIELD - DIREK SD1685 | 10% POE (N-1) Forecast | MVA | 2029 | 83.4143 | 66kV | Meshed | None | Contingent (N-1)
Metro North | PENFIELD - ELIZABETH SOUTH SD1509 | 10% POE (N-1) Forecast | MVA | 2029 | 72.1714 | 66kV | Meshed | None | Contingent (N-1)
Metro South | PLYMPTON - GLENELG NORTH SD1583 | 10% POE (N-1) Forecast | MVA | 2029 | 23.4 | 66kV | Meshed | None | Contingent (N-1)
Metro West | PORT ADELAIDE - CHELTENHAM SD1646 | 10% POE (N-1) Forecast | MVA | 2029 | 78.6 | 66kV | Meshed | None | Contingent (N-1)
Metro West | PORT ADELAIDE NORTH - ATHOL PARK TEE SD1677B | 10% POE (N-1) Forecast | MVA | 2029 | 44.2667 | 66kV | Meshed | None | Contingent (N-1)
Metro South | PORT NOARLUNGA - SEAFORD SD1676A | 10% POE (N-1) Forecast | MVA | 2029 | 127.9289 | 66kV | Meshed | N-1 | Contingent (N-1)
Metro South | PORT STANVAC - LONSDALE SD1673 | 10% POE (N-1) Forecast | MVA | 2029 | 90.35 | 66kV | Meshed | None | Contingent (N-1)
Metro South | PORT STANVAC - NOARLUNGA CENTRE SD1667 | 10% POE (N-1) Forecast | MVA | 2029 | 97.05 | 66kV | Meshed | None | Contingent (N-1)
Metro East | PROSPECT - CROYDON SD2024 | 10% POE (N-1) Forecast | MVA | 2029 | 76.7 | 66kV | Meshed | None | Contingent (N-1)
Metro West | QUEENSTOWN - GLANVILLE SD1526 | 10% POE (N-1) Forecast | MVA | 2029 | 132.45 | 66kV | Meshed | None | Contingent (N-1)
Metro South | SEACOMBE - OAKLANDS SD1565 | 10% POE (N-1) Forecast | MVA | 2029 | 111.6 | 66kV | Meshed | None | Contingent (N-1)
Metro South | SEACOMBE - SHEIDOW PARK SD1672 | 10% POE (N-1) Forecast | MVA | 2029 | 90.65 | 66kV | Meshed | None | Contingent (N-1)
Metro South | SEAFORD - ALDINGA SD1676B | 10% POE (N-1) Forecast | MVA | 2029 | 114.3578 | 66kV | Meshed | N-1 | Contingent (N-1)
Metro South | SHEIDOW PARK - LONSDALE SD2009 | 10% POE (N-1) Forecast | MVA | 2029 | 58.3 | 66kV | Meshed | None | Contingent (N-1)
Metro North | SMITHFIELD WEST - ANGLE VALE SD1650 | 10% POE (N-1) Forecast | MVA | 2029 | 78.2857 | 66kV | Meshed | None | Contingent (N-1)
Metro West | SMORGON STEEL RECYCLING - PORT ADELAIDE NORTH SD1532B | 10% POE (N-1) Forecast | MVA | 2029 | 32.4333 | 66kV | Meshed | None | Contingent (N-1)
Metro North | ST KILDA - VIRGINIA SD1684 | 10% POE (N-1) Forecast | MVA | 2029 | 18.0143 | 66kV | Radial | None | Contingent (N-1)
Metro East | TEA TREE GULLY - GOLDEN GROVE SD1638 | 10% POE (N-1) Forecast | MVA | 2029 | 68.1571 | 66kV | Meshed | None | Contingent (N-1)
Metro West | THEBARTON - CROYDON SD1522 | 10% POE (N-1) Forecast | MVA | 2029 | 76.9333 | 66kV | Meshed | None | Contingent (N-1)
Metro South | TONSLEY EAST - TONSLEY PARK SD1588 | 10% POE (N-1) Forecast | MVA | 2029 | 33.05 | 66kV | Meshed | None | Contingent (N-1)
Metro South | TONSLEY PARK - SEACOMBE SD1564 | 10% POE (N-1) Forecast | MVA | 2029 | 33.8 | 66kV | Meshed | None | Contingent (N-1)
Metro West | TORRENS ISLAND - ATHOL PARK TEE SD1677C | 10% POE (N-1) Forecast | MVA | 2029 | 63 | 66kV | Meshed | None | Contingent (N-1)
Metro West | TORRENS ISLAND - KILBURN SD1656 | 10% POE (N-1) Forecast | MVA | 2029 | 96.2 | 66kV | Meshed | None | Contingent (N-1)
Metro South | URAIDLA TEE - LINDEN PARK TEE SD1662D | 10% POE (N-1) Forecast | MVA | 2029 | 103.25 | 66kV | Meshed | None | Contingent (N-1)
Metro North | VIRGINIA - VIRGINIA TEE SD2022A | 10% POE (N-1) Forecast | MVA | 2029 | 9.6143 | 66kV | Radial | None | Contingent (N-1)
Metro North | VIRGINIA TEE - TWO WELLS SD2022B | 10% POE (N-1) Forecast | MVA | 2029 | 10.57 | 66kV | Radial | None | Contingent (N-1)
Metro East | WHITMORE SQUARE - KENT TOWN TEE SD1663B | 10% POE (N-1) Forecast | MVA | 2029 | 41.5714 | 66kV | Meshed | None | Contingent (N-1)
Metro East | WHITMORE SQUARE - WHITMORE SQUARE TEE SD1669C | 10% POE (N-1) Forecast | MVA | 2029 | 0 | 66kV | Meshed | None | Contingent (N-1)
Metro West | WOODVILLE - FINDON SD1524 | 10% POE (N-1) Forecast | MVA | 2029 | 98.6833 | 66kV | Meshed | None | Contingent (N-1)
Metro West | WOODVILLE - QUEENSTOWN SD1525 | 10% POE (N-1) Forecast | MVA | 2029 | 114.8333 | 66kV | Meshed | None | Contingent (N-1)
Eastern Hills | MOUNT BARKER DISTRIBUTION - MOUNT BARKER SOUTH SD2012 | 10% POE (N-1) Forecast | MVA | 2029 | 0 | 66kV | Meshed | None | Contingent (N-1)
Eastern Hills | MOUNT BARKER DISTRIBUTION - BALHANNAH SD1598 | 10% POE (N-1) Forecast | MVA | 2029 | 0 | 66kV | Radial | None | Contingent (N-1)
Eastern Hills | BALHANNAH - URAIDLA SD1599 | 10% POE (N-1) Forecast | MVA | 2029 | 0 | 66kV | Radial | None | Contingent (N-1)
Eastern Hills | URAIDLA - MAGILL (METRO SOUTH TIE) SD1662E | 10% POE (N-1) Forecast | MVA | 2029 | 0 | 66kV | Radial | None | Contingent (N-1)
Eastern Hills | MOUNT BARKER DISTRIBUTION - HAHNDORF SD1596 | 10% POE (N-1) Forecast | MVA | 2029 | 0 | 66kV | Radial | None | Contingent (N-1)
Eastern Hills | MOUNT BARKER SOUTH - MEADOWS SD1597 | 10% POE (N-1) Forecast | MVA | 2029 | 0 | 66kV | Radial | None | Contingent (N-1)
Eastern Hills | MOUNT BARKER SOUTH - STRATHALBYN EAST TEE SD1601A | 10% POE (N-1) Forecast | MVA | 2029 | 0 | 66kV | Radial | None | Contingent (N-1)
Eastern Hills | STRATHALBYN EAST TEE - STRATHALBYN SD1601B | 10% POE (N-1) Forecast | MVA | 2029 | 0 | 66kV | Radial | None | Contingent (N-1)
Eastern Hills | STRATHALBYN - BELVIDERE SD1602 | 10% POE (N-1) Forecast | MVA | 2029 | 0 | 66kV | Radial | None | Contingent (N-1)
Eastern Hills | BELVIDERE - MILANG SD1603 | 10% POE (N-1) Forecast | MVA | 2029 | 0 | 66kV | Radial | None | Contingent (N-1)
Eastern Hills | BELVIDERE - LANGHORNE CREEK SD1604 | 10% POE (N-1) Forecast | MVA | 2029 | 0 | 66kV | Radial | None | Contingent (N-1)
Eyre Peninsula | YADNARIE - CLEVE SD1609 | 10% POE (N-1) Forecast | MVA | 2029 | 0 | 66kV | Radial | None | Contingent (N-1)
Eyre Peninsula | YADNARIE - RUDALL SD1610 | 10% POE (N-1) Forecast | MVA | 2029 | 0 | 66kV | Radial | None | Contingent (N-1)
Eyre Peninsula | RUDALL - DARKE PEAK SD1611 | 10% POE (N-1) Forecast | MVA | 2029 | 0 | 66kV | Radial | None | Contingent (N-1)
Eyre Peninsula | DARKE PEAK - CARALUE SD1612 | 10% POE (N-1) Forecast | MVA | 2029 | 0 | 66kV | Radial | None | Contingent (N-1)
Eyre Peninsula | RUDALL - LOCK SD1613 | 10% POE (N-1) Forecast | MVA | 2029 | 0 | 66kV | Radial | None | Contingent (N-1)
Eyre Peninsula | LOCK - POLDA SD1614 | 10% POE (N-1) Forecast | MVA | 2029 | 0 | 66kV | Radial | None | Contingent (N-1)
Eyre Peninsula | WUDINNA - POLDA SD1615 | 10% POE (N-1) Forecast | MVA | 2029 | 0 | 66kV | Radial | None | Contingent (N-1)
Eyre Peninsula | WUDINNA - MOORKITABIE SD1605 | 10% POE (N-1) Forecast | MVA | 2029 | 0 | 66kV | Radial | None | Contingent (N-1)
Eyre Peninsula | MOORKITABIE - TARLTON SD1606 | 10% POE (N-1) Forecast | MVA | 2029 | 0 | 66kV | Radial | None | Contingent (N-1)
Eyre Peninsula | TARLTON - STREAKY BAY SD1607 | 10% POE (N-1) Forecast | MVA | 2029 | 0 | 66kV | Radial | None | Contingent (N-1)
Eyre Peninsula | TARLTON - CEDUNA SD1608 | 10% POE (N-1) Forecast | MVA | 2029 | 0 | 66kV | Radial | None | Contingent (N-1)
Riverland | NORTH WEST BEND - MORGAN TEE SD1616 | 10% POE (N-1) Forecast | MVA | 2029 | 0 | 66kV | Radial | None | Contingent (N-1)
Riverland | MORGAN TEE - CORDOLA SD1617 | 10% POE (N-1) Forecast | MVA | 2029 | 0 | 66kV | Radial | None | Contingent (N-1)
Riverland | CORDOLA - ROONKA SD1618 | 10% POE (N-1) Forecast | MVA | 2029 | 0 | 66kV | Radial | None | Contingent (N-1)
Riverland | ROONKA - PORTEE SD1619 | 10% POE (N-1) Forecast | MVA | 2029 | 0 | 66kV | Radial | None | Contingent (N-1)
Riverland | PORTEE - SWAN REACH SD1620 | 10% POE (N-1) Forecast | MVA | 2029 | 0 | 66kV | Radial | None | Contingent (N-1)
Riverland | NORTH WEST BEND - CADELL SD1622 | 10% POE (N-1) Forecast | MVA | 2029 | 0 | 66kV | Radial | None | Contingent (N-1)
Riverland | CADELL - QUALCO SD1623 | 10% POE (N-1) Forecast | MVA | 2029 | 0 | 66kV | Radial | None | Contingent (N-1)
Riverland | QUALCO - RAMCO SD1624 | 10% POE (N-1) Forecast | MVA | 2029 | 0 | 66kV | Radial | None | Contingent (N-1)
Riverland | RAMCO - WAIKERIE SD1625 | 10% POE (N-1) Forecast | MVA | 2029 | 0 | 66kV | Radial | None | Contingent (N-1)
Riverland | BERRI - GLOSSOP SD1626 | 10% POE (N-1) Forecast | MVA | 2029 | 0 | 66kV | Radial | None | Contingent (N-1)
Riverland | GLOSSOP - LOVEDAY SD1627 | 10% POE (N-1) Forecast | MVA | 2029 | 0 | 66kV | Radial | None | Contingent (N-1)
Riverland | LOVEDAY - WOOLPUNDA SD1628 | 10% POE (N-1) Forecast | MVA | 2029 | 0 | 66kV | Radial | None | Contingent (N-1)
Riverland | WOOLPUNDA - WAIKERIE SD1629 | 10% POE (N-1) Forecast | MVA | 2029 | 0 | 66kV | Radial | None | Contingent (N-1)
Riverland | BERRI - LOXTON SD1630 | 10% POE (N-1) Forecast | MVA | 2029 | 0 | 66kV | Radial | None | Contingent (N-1)
Riverland | LOXTON - PYAP SD1631 | 10% POE (N-1) Forecast | MVA | 2029 | 0 | 66kV | Radial | None | Contingent (N-1)
Riverland | BERRI - RENMARK SD1632 | 10% POE (N-1) Forecast | MVA | 2029 | 0 | 66kV | Radial | None | Contingent (N-1)
Riverland | RENMARK - PARINGA SD1633 | 10% POE (N-1) Forecast | MVA | 2029 | 0 | 66kV | Radial | None | Contingent (N-1)
Riverland | BERRI - LYRUP SD1634 | 10% POE (N-1) Forecast | MVA | 2029 | 0 | 66kV | Radial | None | Contingent (N-1)
Metro South | WILLUNGA - MYPONGA SD1568 | 10% POE (N-1) Forecast | MVA | 2029 | 0 | 66kV | Radial | None | Contingent (N-1)
Metro South | MYPONGA - YANKALILLA SD1569 | 10% POE (N-1) Forecast | MVA | 2029 | 0 | 66kV | Radial | None | Contingent (N-1)
Metro South | YANKALILLA - CAPE JERVIS SD1689 | 10% POE (N-1) Forecast | MVA | 2029 | 0 | 66kV | Radial | None | Contingent (N-1)
Metro South | WILLUNGA - SQUARE WATER HOLE SD1570 | 10% POE (N-1) Forecast | MVA | 2029 | 0 | 66kV | Radial | None | Contingent (N-1)
Metro South | SQUARE WATER HOLE - VICTOR HARBOR SD1595 | 10% POE (N-1) Forecast | MVA | 2029 | 0 | 66kV | Radial | None | Contingent (N-1)
Metro South | SQUARE WATER HOLE - GOOLWA SD1571 | 10% POE (N-1) Forecast | MVA | 2029 | 0 | 66kV | Radial | None | Contingent (N-1)
Eastern Hills | BALHANNAH - WOODSIDE SD41100 | 10% POE (N-1) Forecast | MVA | 2029 | 0 | 33kV | Radial | None | Contingent (N-1)
Eastern Hills | BALHANNAH - VERDUN TEE SD41200 | 10% POE (N-1) Forecast | MVA | 2029 | 0 | 33kV | Radial | None | Contingent (N-1)
Eastern Hills | VERDUN TEE - ALDGATE TEE SD41200 | 10% POE (N-1) Forecast | MVA | 2029 | 0 | 33kV | Radial | None | Contingent (N-1)
Eastern Hills | VERDUN TEE - MYLOR SD41200 | 10% POE (N-1) Forecast | MVA | 2029 | 0 | 33kV | Radial | None | Contingent (N-1)
Eastern Hills | BALHANNAH - NAIRNE TEE SD41300 | 10% POE (N-1) Forecast | MVA | 2029 | 0 | 33kV | Radial | None | Contingent (N-1)
Eastern Hills | NAIRNE TEE - NAIRNE SD41300 | 10% POE (N-1) Forecast | MVA | 2029 | 0 | 33kV | Radial | None | Contingent (N-1)
Eastern Hills | NAIRNE TEE - BRUKUNGA SD41300 | 10% POE (N-1) Forecast | MVA | 2029 | 0 | 33kV | Radial | None | Contingent (N-1)
Eastern Hills | URAIDLA - PICCADILLY TEE SD42100 | 10% POE (N-1) Forecast | MVA | 2029 | 0 | 33kV | Radial | None | Contingent (N-1)
Eastern Hills | PICCADILLY TEE - PICCADILLY EOL SD42100 | 10% POE (N-1) Forecast | MVA | 2029 | 0 | 33kV | Radial | None | Contingent (N-1)
Eastern Hills | PICCADILLY TEE - ALDGATE TEE SD42100 | 10% POE (N-1) Forecast | MVA | 2029 | 0 | 33kV | Radial | None | Contingent (N-1)
Eastern Hills | ALDGATE TEE - ALDGATE SD42100 | 10% POE (N-1) Forecast | MVA | 2029 | 0 | 33kV | Radial | None | Contingent (N-1)
Eastern Hills | ANGAS CREEK - BIRDWOOD TEE SD38100 | 10% POE (N-1) Forecast | MVA | 2029 | 0 | 33kV | Radial | None | Contingent (N-1)
Eastern Hills | BIRDWOOD TEE - GUMERACHA RURAL SD38100 | 10% POE (N-1) Forecast | MVA | 2029 | 0 | 33kV | Radial | None | Contingent (N-1)
Eastern Hills | BIRDWOOD TEE - BIRDWOOD SD38100 | 10% POE (N-1) Forecast | MVA | 2029 | 0 | 33kV | Radial | None | Contingent (N-1)
Eastern Hills | BIRDWOOD - MOUNT PLEASANT TEE SD38100 | 10% POE (N-1) Forecast | MVA | 2029 | 0 | 33kV | Radial | None | Contingent (N-1)
Eastern Hills | MOUNT PLEASANT TEE - PALMER RURAL SD38100 | 10% POE (N-1) Forecast | MVA | 2029 | 0 | 33kV | Radial | None | Contingent (N-1)
Eastern Hills | MOUNT PLEASANT TEE - MOUNT PLEASANT SD38100 | 10% POE (N-1) Forecast | MVA | 2029 | 0 | 33kV | Radial | None | Contingent (N-1)
Eastern Hills | ANGAS CREEK - ANGAS CREEK TEE SD38200 | 10% POE (N-1) Forecast | MVA | 2029 | 0 | 33kV | Radial | None | Contingent (N-1)
Eastern Hills | ANGAS CREEK TEE - LOBETHAL SD38200 | 10% POE (N-1) Forecast | MVA | 2029 | 0 | 33kV | Radial | None | Contingent (N-1)
Eastern Hills | LOBETHAL - WOODSIDE SD38200 | 10% POE (N-1) Forecast | MVA | 2029 | 0 | 33kV | Radial | None | Contingent (N-1)
Eastern Hills | ANGAS CREEK TEE - GUMERACHA WEIR SD38200 | 10% POE (N-1) Forecast | MVA | 2029 | 0 | 33kV | Radial | None | Contingent (N-1)
Eastern Hills | GUMERACHA WEIR - HOUGHTON SD38200 | 10% POE (N-1) Forecast | MVA | 2029 | 0 | 33kV | Radial | None | Contingent (N-1)
Eastern Hills | GUMERACHA WEIR - KERSBROOK SD38200 | 10% POE (N-1) Forecast | MVA | 2029 | 0 | 33kV | Radial | None | Contingent (N-1)
Eastern Hills | KERSBROOK - WILLIAMSTOWN SOUTH TEE SD38200 | 10% POE (N-1) Forecast | MVA | 2029 | 0 | 33kV | Radial | None | Contingent (N-1)
Eastern Hills | GUMERACHA WEIR - GUMERACHA RURAL SD38200 | 10% POE (N-1) Forecast | MVA | 2029 | 0 | 33kV | Radial | None | Contingent (N-1)
Eyre Peninsula | WHYALLA CENTRAL - WHYALLA CITY 1 SD56101 | 10% POE (N-1) Forecast | MVA | 2029 | 0 | 33kV | Radial | None | Contingent (N-1)
Eyre Peninsula | WHYALLA CENTRAL - WHYALLA CITY 2 SD56102 | 10% POE (N-1) Forecast | MVA | 2029 | 0 | 33kV | Radial | None | Contingent (N-1)
Eyre Peninsula | WHYALLA CENTRAL - WHYALLA STUART SD56201 | 10% POE (N-1) Forecast | MVA | 2029 | 0 | 33kV | Radial | None | Contingent (N-1)
Eyre Peninsula | WHYALLA CENTRAL - WHYALLA NORTH TEE SD56301 | 10% POE (N-1) Forecast | MVA | 2029 | 0 | 33kV | Radial | None | Contingent (N-1)
Eyre Peninsula | WHYALLA NORTH TEE - WHYALLA TERMINAL SD56301 | 10% POE (N-1) Forecast | MVA | 2029 | 0 | 33kV | Radial | None | Contingent (N-1)
Eyre Peninsula | WHYALLA NORTH TEE - WHYALLA SOLAR SD56301 | 10% POE (N-1) Forecast | MVA | 2029 | 0 | 33kV | Radial | None | Contingent (N-1)
Eyre Peninsula | WHYALLA SOLAR - WHYALLA NORTH SD56301 | 10% POE (N-1) Forecast | MVA | 2029 | 0 | 33kV | Radial | None | Contingent (N-1)
Eyre Peninsula | PORT LINCOLN TERMINAL - PORT LINCOLN CITY TEE PL32 | 10% POE (N-1) Forecast | MVA | 2029 | 0 | 33kV | Radial | None | Contingent (N-1)
Eyre Peninsula | PORT LINCOLN CITY TEE - PORT LINCOLN CITY PL32 | 10% POE (N-1) Forecast | MVA | 2029 | 0 | 33kV | Radial | None | Contingent (N-1)
Eyre Peninsula | PORT LINCOLN CITY TEE - PORT LINCOLN MARINA TEE PL32 | 10% POE (N-1) Forecast | MVA | 2029 | 0 | 33kV | Radial | None | Contingent (N-1)
Eyre Peninsula | PORT LINCOLN MARINA TEE - PORT LINCOLN DOCKS PL32 | 10% POE (N-1) Forecast | MVA | 2029 | 0 | 33kV | Radial | None | Contingent (N-1)
Eyre Peninsula | PORT LINCOLN MARINA TEE - PORT LINCOLN MARINA PL32 | 10% POE (N-1) Forecast | MVA | 2029 | 0 | 33kV | Radial | None | Contingent (N-1)
Eyre Peninsula | PORT LINCOLN TERMINAL - PORT LINCOLN CITY SD61101 | 10% POE (N-1) Forecast | MVA | 2029 | 0 | 33kV | Radial | None | Contingent (N-1)
Eyre Peninsula | PORT LINCOLN TERMINAL - POONINDIE TEE PL34 | 10% POE (N-1) Forecast | MVA | 2029 | 0 | 33kV | Radial | None | Contingent (N-1)
Eyre Peninsula | POONINDIE TEE - POONINDIE PL34 | 10% POE (N-1) Forecast | MVA | 2029 | 0 | 33kV | Radial | None | Contingent (N-1)
Eyre Peninsula | POONINDIE - POINT BOSTON PL34 | 10% POE (N-1) Forecast | MVA | 2029 | 0 | 33kV | Radial | None | Contingent (N-1)
Eyre Peninsula | POONINDIE TEE - TOD RIVER PL34 | 10% POE (N-1) Forecast | MVA | 2029 | 0 | 33kV | Radial | None | Contingent (N-1)
Eyre Peninsula | TOD RIVER - CUMMINS CM36 | 10% POE (N-1) Forecast | MVA | 2029 | 0 | 33kV | Radial | None | Contingent (N-1)
Eyre Peninsula | TOD RIVER - TUMBY BAY CM35 | 10% POE (N-1) Forecast | MVA | 2029 | 0 | 33kV | Radial | None | Contingent (N-1)
Eyre Peninsula | PORT LINCOLN TERMINAL - ULEY SOUTH TEE PL33 | 10% POE (N-1) Forecast | MVA | 2029 | 0 | 33kV | Radial | None | Contingent (N-1)
Eyre Peninsula | ULEY SOUTH TEE - ULEY SOUTH PL33 | 10% POE (N-1) Forecast | MVA | 2029 | 0 | 33kV | Radial | None | Contingent (N-1)
Eyre Peninsula | ULEY SOUTH TEE - ULEY PL33 | 10% POE (N-1) Forecast | MVA | 2029 | 0 | 33kV | Radial | None | Contingent (N-1)
Eyre Peninsula | ULEY - COFFIN BAY PL33 | 10% POE (N-1) Forecast | MVA | 2029 | 0 | 33kV | Radial | None | Contingent (N-1)
Eyre Peninsula | CLEVE - COWELL SD53100 | 10% POE (N-1) Forecast | MVA | 2029 | 0 | 33kV | Radial | None | Contingent (N-1)
Eyre Peninsula | CLEVE - BOOTHBY SD55100 | 10% POE (N-1) Forecast | MVA | 2029 | 0 | 33kV | Radial | None | Contingent (N-1)
Eyre Peninsula | BOOTHBY - PUMPING STATION ROAD SD55100 | 10% POE (N-1) Forecast | MVA | 2029 | 0 | 33kV | Radial | None | Contingent (N-1)
Eyre Peninsula | PUMPING STATION ROAD - ARNO BAY SD55100 | 10% POE (N-1) Forecast | MVA | 2029 | 0 | 33kV | Radial | None | Contingent (N-1)
Mid North | BRINKWORTH - YACKA TEE SD33100 | 10% POE (N-1) Forecast | MVA | 2029 | 0 | 33kV | Radial | None | Contingent (N-1)
Mid North | YACKA TEE - YACKA RURAL SD33100 | 10% POE (N-1) Forecast | MVA | 2029 | 0 | 33kV | Radial | None | Contingent (N-1)
Mid North | YACKA TEE - SPALDING TEE SD33100 | 10% POE (N-1) Forecast | MVA | 2029 | 0 | 33kV | Radial | None | Contingent (N-1)
Mid North | SPALDING TEE - GEORGETOWN SD33100 | 10% POE (N-1) Forecast | MVA | 2029 | 0 | 33kV | Radial | None | Contingent (N-1)
Mid North | GEORGETOWN - GLADSTONE SD33100 | 10% POE (N-1) Forecast | MVA | 2029 | 0 | 33kV | Radial | None | Contingent (N-1)
Mid North | SPALDING TEE - SPALDING SD33100 | 10% POE (N-1) Forecast | MVA | 2029 | 0 | 33kV | Radial | None | Contingent (N-1)
Mid North | BRINKWORTH - MERRITON SD33300 | 10% POE (N-1) Forecast | MVA | 2029 | 0 | 33kV | Radial | None | Contingent (N-1)
Mid North | BRINKWORTH - BRINKWORTH TEE SD33200 | 10% POE (N-1) Forecast | MVA | 2029 | 0 | 33kV | Radial | None | Contingent (N-1)
Mid North | BRINKWORTH TEE - YACKA RURAL SD33200 | 10% POE (N-1) Forecast | MVA | 2029 | 0 | 33kV | Radial | None | Contingent (N-1)
Mid North | BRINKWORTH TEE - BLYTH TOWNSHIP SD33200 | 10% POE (N-1) Forecast | MVA | 2029 | 0 | 33kV | Radial | None | Contingent (N-1)
Mid North | BLYTH TOWNSHIP - CLARE NORTH TEE SD33200 | 10% POE (N-1) Forecast | MVA | 2029 | 0 | 33kV | Radial | None | Contingent (N-1)
Mid North | BLYTH TOWNSHIP - BALAKLAVA TOWNSHIP SD33200 | 10% POE (N-1) Forecast | MVA | 2029 | 0 | 33kV | Radial | None | Contingent (N-1)
Mid North | WATERLOO DISTRIBUTION - RIVERTON TEE SD36400 | 10% POE (N-1) Forecast | MVA | 2029 | 0 | 33kV | Radial | N | Contingent (N-1)
Mid North | RIVERTON TEE - AUBURN TEE SD36400 | 10% POE (N-1) Forecast | MVA | 2029 | 0 | 33kV | Radial | None | Contingent (N-1)
Mid North | AUBURN TEE - AUBURN SD36400 | 10% POE (N-1) Forecast | MVA | 2029 | 0 | 33kV | Radial | None | Contingent (N-1)
Mid North | RIVERTON TEE - RIVERTON SD36400 | 10% POE (N-1) Forecast | MVA | 2029 | 0 | 33kV | Radial | None | Contingent (N-1)
Mid North | WATERLOO DISTRIBUTION - WATERLOO RURAL SD36201 | 10% POE (N-1) Forecast | MVA | 2029 | 0 | 33kV | Radial | None | Contingent (N-1)
Mid North | WATERLOO RURAL - ROBERTSTOWN SD36201 | 10% POE (N-1) Forecast | MVA | 2029 | 0 | 33kV | Radial | None | Contingent (N-1)
Mid North | WATERLOO DISTRIBUTION - PORTERS LAGOON SD36101 | 10% POE (N-1) Forecast | MVA | 2029 | 0 | 33kV | Radial | None | Contingent (N-1)
Mid North | PORTERS LAGOON - HANSON SD36101 | 10% POE (N-1) Forecast | MVA | 2029 | 0 | 33kV | Radial | None | Contingent (N-1)
Mid North | WATERLOO DISTRIBUTION - WATERLOO TOWN SD36300 | 10% POE (N-1) Forecast | MVA | 2029 | 0 | 33kV | Radial | None | Contingent (N-1)
Mid North | WATERLOO TOWN - EUDUNDA TEE SD36300 | 10% POE (N-1) Forecast | MVA | 2029 | 0 | 33kV | Radial | None | Contingent (N-1)
Mid North | EUDUNDA TEE - EUDUNDA SD36300 | 10% POE (N-1) Forecast | MVA | 2029 | 0 | 33kV | Radial | None | Contingent (N-1)
Mid North | EUDUNDA TEE - KAPUNDA RURAL SD36300 | 10% POE (N-1) Forecast | MVA | 2029 | 0 | 33kV | Radial | None | Contingent (N-1)
Mid North | TEMPLERS - WASLEYS SD37402 | 10% POE (N-1) Forecast | MVA | 2029 | 0 | 33kV | Radial | None | Contingent (N-1)
Mid North | WASLEYS - MALLALA SD37402 | 10% POE (N-1) Forecast | MVA | 2029 | 0 | 33kV | Radial | None | Contingent (N-1)
Mid North | TEMPLERS - HAMLEY BRIDGE SD37101 | 10% POE (N-1) Forecast | MVA | 2029 | 0 | 33kV | Radial | None | Contingent (N-1)
Mid North | HAMLEY BRIDGE - BALAKLAVA RURAL SD37102 | 10% POE (N-1) Forecast | MVA | 2029 | 0 | 33kV | Radial | None | Contingent (N-1)
Mid North | TEMPLERS - FREELING NORTH TEE SD37200 | 10% POE (N-1) Forecast | MVA | 2029 | 0 | 33kV | Radial | None | Contingent (N-1)
Mid North | FREELING NORTH TEE - KAPUNDA RURAL SD37200 | 10% POE (N-1) Forecast | MVA | 2029 | 0 | 33kV | Radial | N | Contingent (N-1)
Mid North | TEMPLERS - DAVEYSTON TOWNSHIP SD37301 | 10% POE (N-1) Forecast | MVA | 2029 | 0 | 33kV | Radial | None | Contingent (N-1)
Mid North | TEMPLERS - GAWLER BELT TEE SD37501 | 10% POE (N-1) Forecast | MVA | 2029 | 0 | 33kV | Radial | None | Contingent (N-1)
Mid North | GAWLER BELT TEE - EVANSTON SD60101 | 10% POE (N-1) Forecast | MVA | 2029 | 0 | 33kV | Radial | None | Contingent (N-1)
Mid North | DORRIEN - NURIOOTPA TEE SD52100 | 10% POE (N-1) Forecast | MVA | 2029 | 0 | 33kV | Radial | N | Contingent (N-1)
Mid North | NURIOOTPA TEE - NURIOOTPA SD52100 | 10% POE (N-1) Forecast | MVA | 2029 | 0 | 33kV | Radial | None | Contingent (N-1)
Mid North | NURIOOTPA TEE - STOCKWELL SD52100 | 10% POE (N-1) Forecast | MVA | 2029 | 0 | 33kV | Radial | None | Contingent (N-1)
Mid North | DORRIEN - ANGASTON NO 1 SD52201 | 10% POE (N-1) Forecast | MVA | 2029 | 0 | 33kV | Meshed | None | Contingent (N-1)
Mid North | DORRIEN - ANGASTON NO 2 SD52202 | 10% POE (N-1) Forecast | MVA | 2029 | 0 | 33kV | Meshed | None | Contingent (N-1)
Mid North | DORRIEN - BAROSSA SOUTH SD52300 | 10% POE (N-1) Forecast | MVA | 2029 | 0 | 33kV | Radial | None | Contingent (N-1)
Mid North | BAROSSA SOUTH TEE - LYNDOCH TEE SD52300 | 10% POE (N-1) Forecast | MVA | 2029 | 0 | 33kV | Radial | None | Contingent (N-1)
Mid North | LYNDOCH TEE - LYNDOCH SD52300 | 10% POE (N-1) Forecast | MVA | 2029 | 0 | 33kV | Radial | None | Contingent (N-1)
Mid North | LYNDOCH TEE - SANDY CREEK TEE SD52300 | 10% POE (N-1) Forecast | MVA | 2029 | 0 | 33kV | Radial | None | Contingent (N-1)
Mid North | SANDY CREEK TEE - SANDY CREEK SD52300 | 10% POE (N-1) Forecast | MVA | 2029 | 0 | 33kV | Radial | None | Contingent (N-1)
Mid North | SANDY CREEK TEE - EVANSTON TEE SD52300 | 10% POE (N-1) Forecast | MVA | 2029 | 0 | 33kV | Radial | None | Contingent (N-1)
Mid North | LYNDOCH - WILLIAMSTOWN SD52300 | 10% POE (N-1) Forecast | MVA | 2029 | 0 | 33kV | Radial | None | Contingent (N-1)
Mid North | WILLIAMSTOWN - WILLIAMSTOWN SOUTH TEE SD52300 | 10% POE (N-1) Forecast | MVA | 2029 | 0 | 33kV | Radial | None | Contingent (N-1)
Mid North | WILLIAMSTOWN SOUTH TEE - WILLIAMSTOWN SOUTH SD52300 | 10% POE (N-1) Forecast | MVA | 2029 | 0 | 33kV | Radial | None | Contingent (N-1)
Mid North | WILLIAMSTOWN SOUTH TEE - ANGAS CREEK TIE SD52300 | 10% POE (N-1) Forecast | MVA | 2029 | 0 | 33kV | Radial | None | Contingent (N-1)
Mid North | CLARE NORTH - CLARE NO 1 SD57101 | 10% POE (N-1) Forecast | MVA | 2029 | 0 | 33kV | Meshed | None | Contingent (N-1)
Mid North | CLARE NORTH - CLARE NORTH TEE SD57102 | 10% POE (N-1) Forecast | MVA | 2029 | 0 | 33kV | Meshed | None | Contingent (N-1)
Mid North | CLARE NORTH TEE - CLARE NO 2 SD57102 | 10% POE (N-1) Forecast | MVA | 2029 | 0 | 33kV | Meshed | None | Contingent (N-1)
Mid North | CLARE - FARRELL FLAT SD57100 | 10% POE (N-1) Forecast | MVA | 2029 | 0 | 33kV | Radial | None | Contingent (N-1)
Mid North | FARRELL FLAT - WATERLOO TIE SD57100 | 10% POE (N-1) Forecast | MVA | 2029 | 0 | 33kV | Radial | None | Contingent (N-1)
Mid North | FARRELL FLAT - BURRA SD57100 | 10% POE (N-1) Forecast | MVA | 2029 | 0 | 33kV | Radial | None | Contingent (N-1)
Murraylands | MANNUM - PALMER TEE SD39200 | 10% POE (N-1) Forecast | MVA | 2029 | 0 | 33kV | Radial | None | Contingent (N-1)
Murraylands | PALMER TEE - MANNUM ROAD RANDELL ROAD INT SD39200 | 10% POE (N-1) Forecast | MVA | 2029 | 0 | 33kV | Radial | None | Contingent (N-1)
Murraylands | PALMER TEE - CAMBRAI TEE SD39200 | 10% POE (N-1) Forecast | MVA | 2029 | 0 | 33kV | Radial | None | Contingent (N-1)
Murraylands | CAMBRAI TEE - CAMBRAI SD39200 | 10% POE (N-1) Forecast | MVA | 2029 | 0 | 33kV | Radial | None | Contingent (N-1)
Murraylands | CAMBRAI TEE - PALMER RURAL SD39200 | 10% POE (N-1) Forecast | MVA | 2029 | 0 | 33kV | Radial | None | Contingent (N-1)
Murraylands | MANNUM - TEAL FLAT TEE SD39100 | 10% POE (N-1) Forecast | MVA | 2029 | 0 | 33kV | Radial | None | Contingent (N-1)
Murraylands | TEAL FLAT TEE - TEAL FLAT SD39100 | 10% POE (N-1) Forecast | MVA | 2029 | 0 | 33kV | Radial | None | Contingent (N-1)
Murraylands | TEAL FLAT TEE - SWAN REACH SD39100 | 10% POE (N-1) Forecast | MVA | 2029 | 0 | 33kV | Radial | None | Contingent (N-1)
Murraylands | MANNUM - CALOOTE TEE SD39300 | 10% POE (N-1) Forecast | MVA | 2029 | 0 | 33kV | Radial | None | Contingent (N-1)
Murraylands | CALOOTE TEE - CALOOTE SD39300 | 10% POE (N-1) Forecast | MVA | 2029 | 0 | 33kV | Radial | None | Contingent (N-1)
Murraylands | CALOOTE TEE - MOBILONG TIE SD39300 | 10% POE (N-1) Forecast | MVA | 2029 | 0 | 33kV | Radial | None | Contingent (N-1)
Murraylands | MANNUM - MANNUM RURAL SD39300 | 10% POE (N-1) Forecast | MVA | 2029 | 0 | 33kV | Radial | None | Contingent (N-1)
Murraylands | MANNUM RURAL - MANNUM TOWN TEE SD39300 | 10% POE (N-1) Forecast | MVA | 2029 | 0 | 33kV | Radial | None | Contingent (N-1)
Murraylands | MANNUM TOWN TEE - MANNUM ROAD RANDELL ROAD INT SD39300 | 10% POE (N-1) Forecast | MVA | 2029 | 0 | 33kV | Radial | None | Contingent (N-1)
Murraylands | MANNUM TOWN TEE - PELLARING FLAT TEE SD39300 | 10% POE (N-1) Forecast | MVA | 2029 | 0 | 33kV | Radial | None | Contingent (N-1)
Murraylands | PELLARING FLAT TEE - MANNUM TOWN SD39300 | 10% POE (N-1) Forecast | MVA | 2029 | 0 | 33kV | Radial | None | Contingent (N-1)
Murraylands | MOBILONG DISTRIBUTION - MOBILONG SD43100 | 10% POE (N-1) Forecast | MVA | 2029 | 0 | 33kV | Radial | None | Contingent (N-1)
Murraylands | MOBILONG - MOBILONG TEE SD43100 | 10% POE (N-1) Forecast | MVA | 2029 | 0 | 33kV | Radial | None | Contingent (N-1)
Murraylands | MOBILONG TEE - MYPOLONGA TIE SD43100 | 10% POE (N-1) Forecast | MVA | 2029 | 0 | 33kV | Radial | None | Contingent (N-1)
Murraylands | MOBILONG TEE - MURRAY BRIDGE NORTH TEE SD43100 | 10% POE (N-1) Forecast | MVA | 2029 | 0 | 33kV | Radial | None | Contingent (N-1)
Murraylands | MURRAY BRIDGE NORTH TEE - MURRAY BRIDGE NORTH SD43100 | 10% POE (N-1) Forecast | MVA | 2029 | 0 | 33kV | Radial | None | Contingent (N-1)
Murraylands | MURRAY BRIDGE NORTH TEE - MURRAY BRIDGE SOUTH TEE SD43100 | 10% POE (N-1) Forecast | MVA | 2029 | 0 | 33kV | Radial | None | Contingent (N-1)
Murraylands | MURRAY BRIDGE SOUTH TEE - MURRAY BRIDGE SOUTH SD43100 | 10% POE (N-1) Forecast | MVA | 2029 | 0 | 33kV | Radial | None | Contingent (N-1)
Murraylands | MURRAY BRIDGE SOUTH TEE - MURRAY BRIDGE TOWNSHIP SD43100 | 10% POE (N-1) Forecast | MVA | 2029 | 0 | 33kV | Radial | None | Contingent (N-1)
Murraylands | MOBILONG DISTRIBUTION - MOBILONG SD43200 | 10% POE (N-1) Forecast | MVA | 2029 | 0 | 33kV | Radial | None | Contingent (N-1)
Murraylands | MOBILONG - MONARTO TEE SD43200 | 10% POE (N-1) Forecast | MVA | 2029 | 0 | 33kV | Radial | None | Contingent (N-1)
Murraylands | MONARTO TEE - MURRAY BRIDGE NORTH SD43200 | 10% POE (N-1) Forecast | MVA | 2029 | 0 | 33kV | Radial | None | Contingent (N-1)
Murraylands | MONARTO TEE - MONARTO SOUTH TEE SD43200 | 10% POE (N-1) Forecast | MVA | 2029 | 0 | 33kV | Radial | None | Contingent (N-1)
Murraylands | MONARTO SOUTH TEE - MONARTO SOUTH SD43200 | 10% POE (N-1) Forecast | MVA | 2029 | 0 | 33kV | Radial | None | Contingent (N-1)
Murraylands | MONARTO SOUTH TEE - MONARTO CENTRAL SD43200 | 10% POE (N-1) Forecast | MVA | 2029 | 0 | 33kV | Radial | None | Contingent (N-1)
Murraylands | MOBILONG DISTRIBUTION - MOBILONG SD43300 | 10% POE (N-1) Forecast | MVA | 2029 | 0 | 33kV | Radial | None | Contingent (N-1)
Murraylands | MOBILONG - PALLAMANA TEE SD43300 | 10% POE (N-1) Forecast | MVA | 2029 | 0 | 33kV | Radial | None | Contingent (N-1)
Murraylands | PALLAMANA TEE - MYPOLONGA TEE SD43300 | 10% POE (N-1) Forecast | MVA | 2029 | 0 | 33kV | Radial | None | Contingent (N-1)
Murraylands | MYPOLONGA TEE - MYPOLONGA SD43300 | 10% POE (N-1) Forecast | MVA | 2029 | 0 | 33kV | Radial | None | Contingent (N-1)
Murraylands | MYPOLONGA - MYPOLONGA EOL SD43300 | 10% POE (N-1) Forecast | MVA | 2029 | 0 | 33kV | Radial | None | Contingent (N-1)
Murraylands | MYPOLONGA TEE - CALOOTE TEE SD43300 | 10% POE (N-1) Forecast | MVA | 2029 | 0 | 33kV | Radial | None | Contingent (N-1)
Murraylands | TAILEM BEND - PUMP STATION TEE SD40101 | 10% POE (N-1) Forecast | MVA | 2029 | 0 | 33kV | Radial | None | Contingent (N-1)
Murraylands | PUMP STATION TEE - TAILEM BEND RURAL SD40101 | 10% POE (N-1) Forecast | MVA | 2029 | 0 | 33kV | Radial | None | Contingent (N-1)
Murraylands | TAILEM BEND RURAL - TAILEM BEND EOL SD40101 | 10% POE (N-1) Forecast | MVA | 2029 | 0 | 33kV | Radial | None | Contingent (N-1)
Murraylands | PUMP STATION TEE - TAILEM BEND TOWN TEE SD40101 | 10% POE (N-1) Forecast | MVA | 2029 | 0 | 33kV | Radial | None | Contingent (N-1)
Murraylands | TAILEM BEND TOWN TEE - TAILEM BEND TOWN SD40101 | 10% POE (N-1) Forecast | MVA | 2029 | 0 | 33kV | Radial | None | Contingent (N-1)
Murraylands | TAILEM BEND TOWN TEE - JERVOIS SD40101 | 10% POE (N-1) Forecast | MVA | 2029 | 0 | 33kV | Radial | None | Contingent (N-1)
Murraylands | JERVOIS - JERVOIS FLAT 1 TEE SD40102 | 10% POE (N-1) Forecast | MVA | 2029 | 0 | 33kV | Radial | None | Contingent (N-1)
Murraylands | JERVOIS FLAT 1 TEE - JERVOIS FLAT 2 TEE SD40102 | 10% POE (N-1) Forecast | MVA | 2029 | 0 | 33kV | Radial | None | Contingent (N-1)
Murraylands | JERVOIS FLAT 2 TEE - WOODS POINT SD40102 | 10% POE (N-1) Forecast | MVA | 2029 | 0 | 33kV | Radial | None | Contingent (N-1)
Murraylands | WOODS POINT - WHITE SANDS TEE SD40103 | 10% POE (N-1) Forecast | MVA | 2029 | 0 | 33kV | Radial | None | Contingent (N-1)
Murraylands | WHITE SANDS TEE - WHITE SANDS SD40103 | 10% POE (N-1) Forecast | MVA | 2029 | 0 | 33kV | Radial | None | Contingent (N-1)
Murraylands | WHITE SANDS TEE - MURRAY BRIDGE TOWNSHIP SD40103 | 10% POE (N-1) Forecast | MVA | 2029 | 0 | 33kV | Radial | None | Contingent (N-1)
Murraylands | TAILEM BEND - SUBSTATION ROAD TEE SD40200 | 10% POE (N-1) Forecast | MVA | 2029 | 0 | 33kV | Radial | None | Contingent (N-1)
Murraylands | SUBSTATION ROAD TEE - SUBSTATION ROAD SD40200 | 10% POE (N-1) Forecast | MVA | 2029 | 0 | 33kV | Radial | None | Contingent (N-1)
Murraylands | SUBSTATION ROAD TEE - MALLEE HWY SD40200 | 10% POE (N-1) Forecast | MVA | 2029 | 0 | 33kV | Radial | None | Contingent (N-1)
Murraylands | MALLEE HWY - MOORLANDS SWER SD40200 | 10% POE (N-1) Forecast | MVA | 2029 | 0 | 33kV | Radial | None | Contingent (N-1)
Murraylands | MALLEE HWY - ELWOMPLE SD40200 | 10% POE (N-1) Forecast | MVA | 2029 | 0 | 33kV | Radial | None | Contingent (N-1)
Murraylands | MOORLANDS SWER - COOMANDOOK SD40200 | 10% POE (N-1) Forecast | MVA | 2029 | 0 | 33kV | Radial | None | Contingent (N-1)
Murraylands | COOMANDOOK - COONALPYN SD40200 | 10% POE (N-1) Forecast | MVA | 2029 | 0 | 33kV | Radial | None | Contingent (N-1)
Murraylands | COONALPYN - BINNIES TEE SD40300 | 10% POE (N-1) Forecast | MVA | 2029 | 0 | 33kV | Radial | N | Contingent (N-1)
Murraylands | BINNIES TEE - BINNIES SD40300 | 10% POE (N-1) Forecast | MVA | 2029 | 0 | 33kV | Radial | None | Contingent (N-1)
Murraylands | BINNIES TEE - MENINGIE SD40300 | 10% POE (N-1) Forecast | MVA | 2029 | 0 | 33kV | Radial | None | Contingent (N-1)
Murraylands | MENINGIE - CAMPBELL PARK TEE SD40400 | 10% POE (N-1) Forecast | MVA | 2029 | 0 | 33kV | Radial | None | Contingent (N-1)
Murraylands | CAMPBELL PARK TEE - CAMPBELL PARK SD40400 | 10% POE (N-1) Forecast | MVA | 2029 | 0 | 33kV | Radial | None | Contingent (N-1)
Murraylands | CAMPBELL PARK TEE - NARRUNG SD40400 | 10% POE (N-1) Forecast | MVA | 2029 | 0 | 33kV | Radial | None | Contingent (N-1)
Murraylands | TAILEM BEND - SHERLOCK SD40501 | 10% POE (N-1) Forecast | MVA | 2029 | 0 | 33kV | Radial | None | Contingent (N-1)
Murraylands | SHERLOCK - KAROONDA SD40502 | 10% POE (N-1) Forecast | MVA | 2029 | 0 | 33kV | Radial | None | Contingent (N-1)
Murraylands | SHERLOCK - GERANIUM SD40600 | 10% POE (N-1) Forecast | MVA | 2029 | 0 | 33kV | Radial | N | Contingent (N-1)
Murraylands | GERANIUM - LAMEROO SD40700 | 10% POE (N-1) Forecast | MVA | 2029 | 0 | 33kV | Radial | N | Contingent (N-1)
Murraylands | LAMEROO - LAMEROO RURAL SD40800 | 10% POE (N-1) Forecast | MVA | 2029 | 0 | 33kV | Radial | N | Contingent (N-1)
Murraylands | LAMEROO RURAL - PARILLA TEE SD40800 | 10% POE (N-1) Forecast | MVA | 2029 | 0 | 33kV | Radial | N | Contingent (N-1)
Murraylands | PARILLA TEE - PARILLA SD40800 | 10% POE (N-1) Forecast | MVA | 2029 | 0 | 33kV | Radial | None | Contingent (N-1)
Murraylands | PARILLA TEE - PINNAROO SD40800 | 10% POE (N-1) Forecast | MVA | 2029 | 0 | 33kV | Radial | None | Contingent (N-1)
Riverland | PARINGA - MURTHO LX21 | 10% POE (N-1) Forecast | MVA | 2029 | 0 | 33kV | Radial | N | Contingent (N-1)
Riverland | MURTHO - LINDSAY PT TEE LX21 | 10% POE (N-1) Forecast | MVA | 2029 | 0 | 33kV | Radial | None | Contingent (N-1)
Riverland | LINDSAY PT TEE - BORDER CLIFFS LX21 | 10% POE (N-1) Forecast | MVA | 2029 | 0 | 33kV | Radial | None | Contingent (N-1)
Riverland | LINDSAY PT TEE - VIC BORDER LX21 | 10% POE (N-1) Forecast | MVA | 2029 | 0 | 33kV | Radial | None | Contingent (N-1)
Riverland | SWAN REACH - SWAN REACH FILTRATION TEE SD39400 | 10% POE (N-1) Forecast | MVA | 2029 | 0 | 33kV | Radial | None | Contingent (N-1)
Riverland | SWAN REACH FILTRATION TEE - SWAN REACH TOWN SD39400 | 10% POE (N-1) Forecast | MVA | 2029 | 0 | 33kV | Radial | None | Contingent (N-1)
South East | KEITH - COONALPYN SD45101 | 10% POE (N-1) Forecast | MVA | 2029 | 0 | 33kV | Radial | None | Contingent (N-1)
South East | KEITH - PADTHAWAY SD45300 | 10% POE (N-1) Forecast | MVA | 2029 | 0 | 33kV | Radial | None | Contingent (N-1)
South East | KEITH - WIRREGA SD45201 | 10% POE (N-1) Forecast | MVA | 2029 | 0 | 33kV | Radial | N | Contingent (N-1)
South East | WIRREGA - BORDERTOWN SD45202 | 10% POE (N-1) Forecast | MVA | 2029 | 0 | 33kV | Radial | N | Contingent (N-1)
South East | SNUGGERY RURAL - MILLICENT SD49100 | 10% POE (N-1) Forecast | MVA | 2029 | 0 | 33kV | Radial | None | Contingent (N-1)
South East | MILLICENT - SOUTH END TEE SD49100 | 10% POE (N-1) Forecast | MVA | 2029 | 0 | 33kV | Radial | None | Contingent (N-1)
South East | SOUTH END TEE - SOUTH END SD49100 | 10% POE (N-1) Forecast | MVA | 2029 | 0 | 33kV | Radial | None | Contingent (N-1)
South East | SOUTH END TEE - HATHERLEIGH TOWNSHIP TEE SD49100 | 10% POE (N-1) Forecast | MVA | 2029 | 0 | 33kV | Radial | None | Contingent (N-1)
South East | HATHERLEIGH TOWNSHIP TEE - HATHERLEIGH TOWNSHIP SD49100 | 10% POE (N-1) Forecast | MVA | 2029 | 0 | 33kV | Radial | None | Contingent (N-1)
South East | HATHERLEIGH TOWNSHIP TEE - HATHERLEIGH SD49100 | 10% POE (N-1) Forecast | MVA | 2029 | 0 | 33kV | Radial | None | Contingent (N-1)
South East | HATHERLEIGH - BEACHPORT TEE SD49200 | 10% POE (N-1) Forecast | MVA | 2029 | 0 | 33kV | Radial | None | Contingent (N-1)
South East | BEACHPORT TEE - BEACHPORT SD49200 | 10% POE (N-1) Forecast | MVA | 2029 | 0 | 33kV | Radial | None | Contingent (N-1)
South East | BEACHPORT TEE - ROBE SD49200 | 10% POE (N-1) Forecast | MVA | 2029 | 0 | 33kV | Radial | N | Contingent (N-1)
South East | SNUGGERY RURAL - MOUNT BURR SD49500 | 10% POE (N-1) Forecast | MVA | 2029 | 0 | 33kV | Radial | None | Contingent (N-1)
South East | MOUNT BURR - KALANGADOO TEE SD49500 | 10% POE (N-1) Forecast | MVA | 2029 | 0 | 33kV | Radial | None | Contingent (N-1)
South East | KALANGADOO TEE - KALANGADOO SD49500 | 10% POE (N-1) Forecast | MVA | 2029 | 0 | 33kV | Radial | None | Contingent (N-1)
South East | KALANGADOO TEE - KALANGADOO RURAL SD49500 | 10% POE (N-1) Forecast | MVA | 2029 | 0 | 33kV | Radial | None | Contingent (N-1)
South East | BLANCHE - MOUNT GAMBIER WEST SD48101 | 10% POE (N-1) Forecast | MVA | 2029 | 0 | 33kV | Radial | None | Contingent (N-1)
South East | BLUE LAKE TEE - MOUNT GAMBIER SD48104 | 10% POE (N-1) Forecast | MVA | 2029 | 0 | 33kV | Radial | None | Contingent (N-1)
South East | BLANCHE - LAKESIDE TEE SD48100 | 10% POE (N-1) Forecast | MVA | 2029 | 0 | 33kV | Radial | None | Contingent (N-1)
South East | LAKESIDE TEE - GLENCOE TEE SD48100 | 10% POE (N-1) Forecast | MVA | 2029 | 0 | 33kV | Radial | None | Contingent (N-1)
South East | GLENCOE TEE - TANTANOOLA SD48100 | 10% POE (N-1) Forecast | MVA | 2029 | 0 | 33kV | Radial | None | Contingent (N-1)
South East | GLENCOE TEE - MOUNT GAMBIER SD48100 | 10% POE (N-1) Forecast | MVA | 2029 | 0 | 33kV | Radial | None | Contingent (N-1)
South East | BLANCHE - KONGORONG TEE SD48200 | 10% POE (N-1) Forecast | MVA | 2029 | 0 | 33kV | Radial | None | Contingent (N-1)
South East | KONGORONG TEE - KONGORONG SD48200 | 10% POE (N-1) Forecast | MVA | 2029 | 0 | 33kV | Radial | None | Contingent (N-1)
South East | KONGORONG TEE - MOUNT SCHANK SD48200 | 10% POE (N-1) Forecast | MVA | 2029 | 0 | 33kV | Radial | None | Contingent (N-1)
South East | MOUNT SCHANK - ALLENDALE EAST SD48200 | 10% POE (N-1) Forecast | MVA | 2029 | 0 | 33kV | Radial | None | Contingent (N-1)
South East | MOUNT GAMBIER - TARPEENA SOUTH TEE SD47101 | 10% POE (N-1) Forecast | MVA | 2029 | 0 | 33kV | Radial | None | Contingent (N-1)
South East | TARPEENA SOUTH TEE - MOUNT GAMBIER SD47101 | 10% POE (N-1) Forecast | MVA | 2029 | 0 | 33kV | Radial | None | Contingent (N-1)
South East | TARPEENA SOUTH TEE - TARPEENA SOUTH SD47101 | 10% POE (N-1) Forecast | MVA | 2029 | 0 | 33kV | Radial | None | Contingent (N-1)
South East | KINCRAIG - LUCINDALE SD46201 | 10% POE (N-1) Forecast | MVA | 2029 | 0 | 33kV | Radial | None | Contingent (N-1)
South East | LUCINDALE - KINGSTON SE SD46201 | 10% POE (N-1) Forecast | MVA | 2029 | 0 | 33kV | Radial | None | Contingent (N-1)
South East | KINCRAIG - NARACOORTE SD46300 | 10% POE (N-1) Forecast | MVA | 2029 | 0 | 33kV | Radial | None | Contingent (N-1)
South East | NARACOORTE - NARACOORTE EAST TEE SD46100 | 10% POE (N-1) Forecast | MVA | 2029 | 0 | 33kV | Radial | None | Contingent (N-1)
South East | NARACOORTE EAST TEE - NARACOORTE EAST SD46100 | 10% POE (N-1) Forecast | MVA | 2029 | 0 | 33kV | Radial | None | Contingent (N-1)
South East | NARACOORTE EAST TEE - PADTHAWAY SD46100 | 10% POE (N-1) Forecast | MVA | 2029 | 0 | 33kV | Radial | None | Contingent (N-1)
South East | KINCRAIG - STRUAN RURAL SD46400 | 10% POE (N-1) Forecast | MVA | 2029 | 0 | 33kV | Radial | None | Contingent (N-1)
South East | STRUAN RURAL - GLENROY RURAL SD46400 | 10% POE (N-1) Forecast | MVA | 2029 | 0 | 33kV | Radial | None | Contingent (N-1)
South East | PENOLA WEST - PENOLA TEE SD58200 | 10% POE (N-1) Forecast | MVA | 2029 | 0 | 33kV | Radial | None | Contingent (N-1)
South East | PENOLA TEE - GLENROY RURAL SD58200 | 10% POE (N-1) Forecast | MVA | 2029 | 0 | 33kV | Radial | N | Contingent (N-1)
South East | PENOLA WEST - PENOLA TEE SD58101 | 10% POE (N-1) Forecast | MVA | 2029 | 0 | 33kV | Radial | None | Contingent (N-1)
South East | PENOLA TEE - SAFRIES TEE SD58101 | 10% POE (N-1) Forecast | MVA | 2029 | 0 | 33kV | Radial | None | Contingent (N-1)
South East | SAFRIES TEE - KALANGADOO NANGWARRY TEE SD58101 | 10% POE (N-1) Forecast | MVA | 2029 | 0 | 33kV | Radial | None | Contingent (N-1)
South East | KALANGADOO NANGWARRY TEE - NANGWARRY TEE SD58101 | 10% POE (N-1) Forecast | MVA | 2029 | 0 | 33kV | Radial | None | Contingent (N-1)
South East | NANGWARRY TEE - NANGWARRY SD58101 | 10% POE (N-1) Forecast | MVA | 2029 | 0 | 33kV | Radial | None | Contingent (N-1)
South East | KALANGADOO NANGWARRY TEE - KALANGADOO RURAL SD58101 | 10% POE (N-1) Forecast | MVA | 2029 | 0 | 33kV | Radial | None | Contingent (N-1)
South East | NANGWARRY TEE - MOUNT GAMBIER SD58101 | 10% POE (N-1) Forecast | MVA | 2029 | 0 | 33kV | Radial | None | Contingent (N-1)
Metro South | WILLUNGA - MCLAREN VALE SD44400 | 10% POE (N-1) Forecast | MVA | 2029 | 0 | 33kV | Radial | None | Contingent (N-1)
Metro South | YANKALILLA - HAY FLAT SD44200 | 10% POE (N-1) Forecast | MVA | 2029 | 0 | 33kV | Radial | None | Contingent (N-1)
Metro South | HAY FLAT - RAPID BAY TEE SD44200 | 10% POE (N-1) Forecast | MVA | 2029 | 0 | 33kV | Radial | None | Contingent (N-1)
Metro South | RAPID BAY TEE - RAPID BAY SD44200 | 10% POE (N-1) Forecast | MVA | 2029 | 0 | 33kV | Radial | None | Contingent (N-1)
Metro South | RAPID BAY TEE - CAPE JERVIS SD44200 | 10% POE (N-1) Forecast | MVA | 2029 | 0 | 33kV | Radial | None | Contingent (N-1)
Metro South | CAPE JERVIS - CUTTLEFISH BAY SD44301 | 10% POE (N-1) Forecast | MVA | 2029 | 0 | 33kV | Radial | None | Contingent (N-1)
Metro South | FISHERY BEACH BACKUP - CUTTLEFISH BAY BACKUP SD44301 | 10% POE (N-1) Forecast | MVA | 2029 | 0 | 33kV | Radial | None | Contingent (N-1)
Metro South | CUTTLEFISH BAY - PENNESHAW SD44301 | 10% POE (N-1) Forecast | MVA | 2029 | 0 | 33kV | Radial | None | Contingent (N-1)
Metro South | PENNESHAW - AMERICAN RIVER SD44300 | 10% POE (N-1) Forecast | MVA | 2029 | 0 | 33kV | Radial | None | Contingent (N-1)
Metro South | AMERICAN RIVER - KINGSCOTE TEE SD44300 | 10% POE (N-1) Forecast | MVA | 2029 | 0 | 33kV | Radial | N | Contingent (N-1)
Metro South | KINGSCOTE TEE - MACGILLIVRAY SD44300 | 10% POE (N-1) Forecast | MVA | 2029 | 0 | 33kV | Radial | None | Contingent (N-1)
Metro South | KINGSCOTE TEE - KINGSCOTE SD44300 | 10% POE (N-1) Forecast | MVA | 2029 | 0 | 33kV | Radial | None | Contingent (N-1)
Upper North | DAVENPORT WEST - PORT AUGUSTA NO1 SD54101 | 10% POE (N-1) Forecast | MVA | 2029 | 0 | 33kV | Meshed | None | Contingent (N-1)
Upper North | DAVENPORT WEST - PORT AUGUSTA TEE SD54102 | 10% POE (N-1) Forecast | MVA | 2029 | 0 | 33kV | Meshed | None | Contingent (N-1)
Upper North | PORT AUGUSTA NO2 - PORT AUGUSTA TEE SD54102 | 10% POE (N-1) Forecast | MVA | 2029 | 0 | 33kV | Meshed | None | Contingent (N-1)
Upper North | PORT AUGUSTA TEE - PORT AUGUSTA WEST TEE SD54102 | 10% POE (N-1) Forecast | MVA | 2029 | 0 | 33kV | Radial | None | Contingent (N-1)
Upper North | PORT AUGUSTA WEST TEE - PORT AUGUSTA WEST SD54102 | 10% POE (N-1) Forecast | MVA | 2029 | 0 | 33kV | Radial | None | Contingent (N-1)
Upper North | PORT AUGUSTA WEST TEE - PANDURRA TEE SD54102 | 10% POE (N-1) Forecast | MVA | 2029 | 0 | 33kV | Radial | None | Contingent (N-1)
Upper North | PANDURRA TEE - BOOKALOO SD54102 | 10% POE (N-1) Forecast | MVA | 2029 | 0 | 33kV | Radial | None | Contingent (N-1)
Upper North | PANDURRA TEE - PANDURRA SD54102 | 10% POE (N-1) Forecast | MVA | 2029 | 0 | 33kV | Radial | None | Contingent (N-1)
Upper North | DAVENPORT WEST - AUGUSTA HWY SD54300 | 10% POE (N-1) Forecast | MVA | 2029 | 0 | 33kV | Radial | None | Contingent (N-1)
Upper North | AUGUSTA HWY - STIRLING NORTH SD54300 | 10% POE (N-1) Forecast | MVA | 2029 | 0 | 33kV | Radial | None | Contingent (N-1)
Upper North | STIRLING NORTH - QUORN SD54300 | 10% POE (N-1) Forecast | MVA | 2029 | 0 | 33kV | Radial | None | Contingent (N-1)
Upper North | DAVENPORT WEST - PT PATERSON SD54400 | 10% POE (N-1) Forecast | MVA | 2029 | 0 | 33kV | Radial | None | Contingent (N-1)
Upper North | BAROOTA - BAROOTA TOWN TEE SD31100 | 10% POE (N-1) Forecast | MVA | 2029 | 0 | 33kV | Radial | None | Contingent (N-1)
Upper North | BAROOTA TOWN TEE - BAROOTA TOWN SD31100 | 10% POE (N-1) Forecast | MVA | 2029 | 0 | 33kV | Radial | None | Contingent (N-1)
Upper North | BAROOTA TOWN TEE - BAROOTA TEE SD31100 | 10% POE (N-1) Forecast | MVA | 2029 | 0 | 33kV | Radial | None | Contingent (N-1)
Upper North | BAROOTA TEE - NAPPERBY BUNGAMA SD31100 | 10% POE (N-1) Forecast | MVA | 2029 | 0 | 33kV | Radial | None | Contingent (N-1)
Upper North | BAROOTA TEE - MURRAYTOWN SD31100 | 10% POE (N-1) Forecast | MVA | 2029 | 0 | 33kV | Radial | None | Contingent (N-1)
Upper North | MURRAYTOWN - WIRRABARA FOREST TEE SD31200 | 10% POE (N-1) Forecast | MVA | 2029 | 0 | 33kV | Radial | None | Contingent (N-1)
Upper North | WIRRABARA FOREST TEE - WIRRABARA FOREST SD31200 | 10% POE (N-1) Forecast | MVA | 2029 | 0 | 33kV | Radial | None | Contingent (N-1)
Upper North | WIRRABARA FOREST TEE - GLADSTONE SD31200 | 10% POE (N-1) Forecast | MVA | 2029 | 0 | 33kV | Radial | None | Contingent (N-1)
Upper North | MURRAYTOWN - ORROROO SD31300 | 10% POE (N-1) Forecast | MVA | 2029 | 0 | 33kV | Radial | None | Contingent (N-1)
Upper North | MURRAYTOWN - WILMINGTON SD31400 | 10% POE (N-1) Forecast | MVA | 2029 | 0 | 33kV | Radial | None | Contingent (N-1)
Upper North | BUNGAMA - PORT PIRIE SOUTH SD32101 | 10% POE (N-1) Forecast | MVA | 2029 | 0 | 33kV | Meshed | None | Contingent (N-1)
Upper North | PORT PIRIE SOUTH - PORT PIRIE SD32102 | 10% POE (N-1) Forecast | MVA | 2029 | 0 | 33kV | Meshed | None | Contingent (N-1)
Upper North | BUNGAMA - PORT PIRIE SD32103 | 10% POE (N-1) Forecast | MVA | 2029 | 0 | 33kV | Meshed | None | Contingent (N-1)
Upper North | BUNGAMA - HUGHES GAP SD32301 | 10% POE (N-1) Forecast | MVA | 2029 | 0 | 33kV | Radial | Reverse N | Contingent (N-1)
Upper North | HUGHES GAP - CRYSTAL BROOK TEE SD32302 | 10% POE (N-1) Forecast | MVA | 2029 | 0 | 33kV | Radial | None | Contingent (N-1)
Upper North | CRYSTAL BROOK TEE - GLADSTONE SD32302 | 10% POE (N-1) Forecast | MVA | 2029 | 0 | 33kV | Radial | None | Contingent (N-1)
Upper North | GLADSTONE - CALTOWIE TEE SD32200 | 10% POE (N-1) Forecast | MVA | 2029 | 0 | 33kV | Radial | None | Contingent (N-1)
Upper North | CALTOWIE TEE - CALTOWIE SD32200 | 10% POE (N-1) Forecast | MVA | 2029 | 0 | 33kV | Radial | None | Contingent (N-1)
Upper North | CALTOWIE TEE - PETERBOROUGH TEE SD32200 | 10% POE (N-1) Forecast | MVA | 2029 | 0 | 33kV | Radial | None | Contingent (N-1)
Upper North | PETERBOROUGH TEE - JAMESTOWN SD32200 | 10% POE (N-1) Forecast | MVA | 2029 | 0 | 33kV | Radial | None | Contingent (N-1)
Upper North | JAMESTOWN - TEROWIE TOWNSHIP SD32200 | 10% POE (N-1) Forecast | MVA | 2029 | 0 | 33kV | Radial | None | Contingent (N-1)
Upper North | PETERBOROUGH TEE - PETERBOROUGH SD32200 | 10% POE (N-1) Forecast | MVA | 2029 | 0 | 33kV | Radial | None | Contingent (N-1)
Upper North | BUNGAMA - PORT BROUGHTON TEE SD32400 | 10% POE (N-1) Forecast | MVA | 2029 | 0 | 33kV | Radial | Reverse N | Contingent (N-1)
Upper North | PORT BROUGHTON TEE - PORT BROUGHTON SD32400 | 10% POE (N-1) Forecast | MVA | 2029 | 0 | 33kV | Radial | None | Contingent (N-1)
Upper North | PORT BROUGHTON TEE - BRINKWORTH TIE SD32400 | 10% POE (N-1) Forecast | MVA | 2029 | 0 | 33kV | Radial | None | Contingent (N-1)
Upper North | PORT BROUGHTON TEE - CRYSTAL BROOK TEE SD32400 | 10% POE (N-1) Forecast | MVA | 2029 | 0 | 33kV | Radial | None | Contingent (N-1)
Upper North | NEUROODLA - HAWKER SD59100 | 10% POE (N-1) Forecast | MVA | 2029 | 0 | 33kV | Radial | None | Contingent (N-1)
Yorke Peninsula | HUMMOCKS DISTRIBUTION - NINNES TEE SD34400 | 10% POE (N-1) Forecast | MVA | 2029 | 0 | 33kV | Radial | None | Contingent (N-1)
Yorke Peninsula | NINNES TEE - LOCHIEL SD34400 | 10% POE (N-1) Forecast | MVA | 2029 | 0 | 33kV | Radial | None | Contingent (N-1)
Yorke Peninsula | NINNES TEE - KAINTON TEE SD34400 | 10% POE (N-1) Forecast | MVA | 2029 | 0 | 33kV | Radial | None | Contingent (N-1)
Yorke Peninsula | KAINTON TEE - KAINTON SD34400 | 10% POE (N-1) Forecast | MVA | 2029 | 0 | 33kV | Radial | None | Contingent (N-1)
Yorke Peninsula | KAINTON TEE - PASKEVILLE SD34400 | 10% POE (N-1) Forecast | MVA | 2029 | 0 | 33kV | Radial | None | Contingent (N-1)
Yorke Peninsula | PASKEVILLE - KADINA EAST SD34405 | 10% POE (N-1) Forecast | MVA | 2029 | 0 | 33kV | Radial | None | Contingent (N-1)
Yorke Peninsula | HUMMOCKS DISTRIBUTION - PORT CLINTON SD34300 | 10% POE (N-1) Forecast | MVA | 2029 | 0 | 33kV | Radial | None | Contingent (N-1)
Yorke Peninsula | PORT CLINTON - ARDROSSAN SD34300 | 10% POE (N-1) Forecast | MVA | 2029 | 0 | 33kV | Radial | None | Contingent (N-1)
Yorke Peninsula | HUMMOCKS DISTRIBUTION - FEDERATION CORNER SD34201 | 10% POE (N-1) Forecast | MVA | 2029 | 0 | 33kV | Radial | None | Contingent (N-1)
Yorke Peninsula | FEDERATION CORNER - SWAMP ROAD SD34201 | 10% POE (N-1) Forecast | MVA | 2029 | 0 | 33kV | Radial | None | Contingent (N-1)
Yorke Peninsula | FEDERATION CORNER - PT WAKEFIELD TEE SD34201 | 10% POE (N-1) Forecast | MVA | 2029 | 0 | 33kV | Radial | None | Contingent (N-1)
Yorke Peninsula | PT WAKEFIELD TEE - SWAMP ROAD SD34201 | 10% POE (N-1) Forecast | MVA | 2029 | 0 | 33kV | Radial | None | Contingent (N-1)
Yorke Peninsula | SWAMP ROAD - PT WAKEFIELD FAR NORTH EAST SD34201 | 10% POE (N-1) Forecast | MVA | 2029 | 0 | 33kV | Radial | None | Contingent (N-1)
Yorke Peninsula | PT WAKEFIELD TEE - PT WAKEFIELD RURAL SD34201 | 10% POE (N-1) Forecast | MVA | 2029 | 0 | 33kV | Radial | None | Contingent (N-1)
Yorke Peninsula | PT WAKEFIELD RURAL - PT WAKEFIELD TOWN TEE SD34201 | 10% POE (N-1) Forecast | MVA | 2029 | 0 | 33kV | Radial | None | Contingent (N-1)
Yorke Peninsula | PT WAKEFIELD TOWN TEE - PT WAKEFIELD TOWN SD34201 | 10% POE (N-1) Forecast | MVA | 2029 | 0 | 33kV | Radial | None | Contingent (N-1)
Yorke Peninsula | PT WAKEFIELD TOWN TEE - PROOF RANGE SD34201 | 10% POE (N-1) Forecast | MVA | 2029 | 0 | 33kV | Radial | None | Contingent (N-1)
Yorke Peninsula | HUMMOCKS DISTRIBUTION - BOWMANS TEE SD34102 | 10% POE (N-1) Forecast | MVA | 2029 | 0 | 33kV | Radial | None | Contingent (N-1)
Yorke Peninsula | BOWMANS TEE - PT WAKEFIELD RURAL SD34102 | 10% POE (N-1) Forecast | MVA | 2029 | 0 | 33kV | Radial | None | Contingent (N-1)
Yorke Peninsula | BOWMANS TEE - SAINTS SD34102 | 10% POE (N-1) Forecast | MVA | 2029 | 0 | 33kV | Radial | None | Contingent (N-1)
Yorke Peninsula | SAINTS - BALAKLAVA SD34102 | 10% POE (N-1) Forecast | MVA | 2029 | 0 | 33kV | Radial | None | Contingent (N-1)
Yorke Peninsula | BALAKLAVA - BALAKLAVA RURAL SD34102 | 10% POE (N-1) Forecast | MVA | 2029 | 0 | 33kV | Radial | None | Contingent (N-1)
Yorke Peninsula | BALAKLAVA - BALAKLAVA TOWNSHIP SD34102 | 10% POE (N-1) Forecast | MVA | 2029 | 0 | 33kV | Radial | None | Contingent (N-1)
Yorke Peninsula | KADINA EAST DISTRIBUTION - KADINA SD51102 | 10% POE (N-1) Forecast | MVA | 2029 | 0 | 33kV | Radial | None | Contingent (N-1)
Yorke Peninsula | KADINA EAST DISTRIBUTION - MOONTA TEE SD51200 | 10% POE (N-1) Forecast | MVA | 2029 | 0 | 33kV | Radial | None | Contingent (N-1)
Yorke Peninsula | MOONTA TEE - KADINA SD51200 | 10% POE (N-1) Forecast | MVA | 2029 | 0 | 33kV | Radial | None | Contingent (N-1)
Yorke Peninsula | MOONTA TEE - MOONTA SD51200 | 10% POE (N-1) Forecast | MVA | 2029 | 0 | 33kV | Radial | N | Contingent (N-1)
Yorke Peninsula | KADINA EAST DISTRIBUTION - WALLAROO TEE SD51300 | 10% POE (N-1) Forecast | MVA | 2029 | 0 | 33kV | Radial | None | Contingent (N-1)
Yorke Peninsula | WALLAROO TEE - KADINA SD51300 | 10% POE (N-1) Forecast | MVA | 2029 | 0 | 33kV | Radial | None | Contingent (N-1)
Yorke Peninsula | WALLAROO TEE - WALLAROO SD51300 | 10% POE (N-1) Forecast | MVA | 2029 | 0 | 33kV | Radial | None | Contingent (N-1)
Yorke Peninsula | ARDROSSAN WEST DISTRIBUTION - MAITLAND SD35100 | 10% POE (N-1) Forecast | MVA | 2029 | 0 | 33kV | Radial | None | Contingent (N-1)
Yorke Peninsula | ARDROSSAN WEST DISTRIBUTION - ARDROSSAN SD35201 | 10% POE (N-1) Forecast | MVA | 2029 | 0 | 33kV | Radial | None | Contingent (N-1)
Yorke Peninsula | ARDROSSAN WEST DISTRIBUTION - ARDROSSAN BHP SD35200 | 10% POE (N-1) Forecast | MVA | 2029 | 0 | 33kV | Radial | None | Contingent (N-1)
Yorke Peninsula | ARDROSSAN - ARDROSSAN BHP SD35200 | 10% POE (N-1) Forecast | MVA | 2029 | 0 | 33kV | Radial | None | Contingent (N-1)
Yorke Peninsula | ARDROSSAN BHP - PORT VINCENT SD35200 | 10% POE (N-1) Forecast | MVA | 2029 | 0 | 33kV | Radial | None | Contingent (N-1)
Yorke Peninsula | PORT VINCENT - MINLATON TEE SD35300 | 10% POE (N-1) Forecast | MVA | 2029 | 0 | 33kV | Radial | None | Contingent (N-1)
Yorke Peninsula | MINLATON TEE - CURRAMULKA TEE SD35300 | 10% POE (N-1) Forecast | MVA | 2029 | 0 | 33kV | Radial | None | Contingent (N-1)
Yorke Peninsula | CURRAMULKA TEE - CURRAMULKA SD35300 | 10% POE (N-1) Forecast | MVA | 2029 | 0 | 33kV | Radial | None | Contingent (N-1)
Yorke Peninsula | CURRAMULKA TEE - MINLATON SD35300 | 10% POE (N-1) Forecast | MVA | 2029 | 0 | 33kV | Radial | None | Contingent (N-1)
Yorke Peninsula | MINLATON TEE - PT VINCENT RURAL SD35300 | 10% POE (N-1) Forecast | MVA | 2029 | 0 | 33kV | Radial | None | Contingent (N-1)
Yorke Peninsula | DALRYMPLE - STANSBURY TEE SD35400 | 10% POE (N-1) Forecast | MVA | 2029 | 0 | 33kV | Radial | None | Contingent (N-1)
Yorke Peninsula | STANSBURY TEE - PORT GILES TEE SD35400 | 10% POE (N-1) Forecast | MVA | 2029 | 0 | 33kV | Radial | None | Contingent (N-1)
Yorke Peninsula | PORT GILES TEE - PORT GILES SD35400 | 10% POE (N-1) Forecast | MVA | 2029 | 0 | 33kV | Radial | None | Contingent (N-1)
Yorke Peninsula | STANSBURY TEE - STANSBURY SD35400 | 10% POE (N-1) Forecast | MVA | 2029 | 0 | 33kV | Radial | None | Contingent (N-1)
Yorke Peninsula | STANSBURY - PT VINCENT RURAL SD35403 | 10% POE (N-1) Forecast | MVA | 2029 | 0 | 33kV | Radial | None | Contingent (N-1)
Yorke Peninsula | DALRYMPLE - WOOL BAY RURAL SD35500 | 10% POE (N-1) Forecast | MVA | 2029 | 0 | 33kV | Radial | None | Contingent (N-1)
Yorke Peninsula | WOOL BAY RURAL - WOOL BAY SD35500 | 10% POE (N-1) Forecast | MVA | 2029 | 0 | 33kV | Radial | None | Contingent (N-1)
Yorke Peninsula | WOOL BAY RURAL - PORT GILES TEE SD35500 | 10% POE (N-1) Forecast | MVA | 2029 | 0 | 33kV | Radial | None | Contingent (N-1)
Yorke Peninsula | WOOL BAY - EDITHBURGH TEE SD35500 | 10% POE (N-1) Forecast | MVA | 2029 | 0 | 33kV | Radial | None | Contingent (N-1)
Yorke Peninsula | EDITHBURGH TEE - YORKETOWN SD35500 | 10% POE (N-1) Forecast | MVA | 2029 | 0 | 33kV | Radial | None | Contingent (N-1)
Yorke Peninsula | YORKETOWN - MARION BAY SD35500 | 10% POE (N-1) Forecast | MVA | 2029 | 0 | 33kV | Radial | None | Contingent (N-1)
Yorke Peninsula | EDITHBURGH TEE - EDITHBURGH SD35500 | 10% POE (N-1) Forecast | MVA | 2029 | 0 | 33kV | Radial | None | Contingent (N-1)
Metro West | ADELAIDE BRIGHTON CEMENT - PORT ADELAIDE SD1529 | Minimum Forecast | MW | 2025 | -14.4 | 66kV | Meshed | None | Minimum
Metro South | ALDINGA - WILLUNGA SD1674 | Minimum Forecast | MW | 2025 | -5.6 | 66kV | Meshed | None | Minimum
Metro North | ANGLE VALE - ANGLE VALE TEE SD1506A | Minimum Forecast | MW | 2025 | 3.8 | 66kV | Meshed | None | Minimum
Metro North | ANGLE VALE TEE - EVANSTON SD1506B | Minimum Forecast | MW | 2025 | 3.8 | 66kV | Meshed | None | Minimum
Metro North | ANGLE VALE TEE - VIRGINIA TEE SD2033 | Minimum Forecast | MW | 2025 | 0 | 66kV | Radial | None | Minimum
Metro West | ATHOL PARK - ATHOL PARK TEE SD1677A | Minimum Forecast | MW | 2025 | 8.9 | 66kV | Radial | None | Minimum
Metro West | BLACKPOOL - FULHAM GARDENS SD1639 | Minimum Forecast | MW | 2025 | -16.4 | 66kV | Meshed | None | Minimum
Metro North | BOLIVAR - ST KILDA SD2034 | Minimum Forecast | MW | 2025 | -4.8 | 66kV | Radial | None | Minimum
Metro East | CAMPBELLTOWN - MAGILL SD1661 | Minimum Forecast | MW | 2025 | 27 | 66kV | Meshed | None | Minimum
Metro West | CHELTENHAM - CROYDON PARK TEE SD1655A | Minimum Forecast | MW | 2025 | -8.8 | 66kV | Meshed | None | Minimum
Metro South | CITY WEST - KESWICK SD2013 | Minimum Forecast | MW | 2025 | -40.2 | 66kV | Meshed | None | Minimum
Metro East | CITY WEST - WHITMORE SQUARE SD2016 | Minimum Forecast | MW | 2025 | -3 | 66kV | Meshed | None | Minimum
Metro East | COROMANDEL PLACE - WHITMORE SQUARE SD1681 | Minimum Forecast | MW | 2025 | 11.5 | 66kV | Meshed | None | Minimum
Metro East | CROYDON - HINDLEY STREET TEE SD1659B | Minimum Forecast | MW | 2025 | 24.9 | 66kV | Meshed | None | Minimum
Metro West | CROYDON - KILKENNY SD1523 | Minimum Forecast | MW | 2025 | -3 | 66kV | Meshed | None | Minimum
Metro West | CROYDON PARK - CROYDON PARK TEE SD1655B | Minimum Forecast | MW | 2025 | -8.9 | 66kV | Meshed | None | Minimum
Metro West | CROYDON PARK TEE - CROYDON SD1655C | Minimum Forecast | MW | 2025 | -17.7 | 66kV | Meshed | None | Minimum
Metro North | DIREK - PARALOWIE SD2004 | Minimum Forecast | MW | 2025 | 3.3 | 66kV | Meshed | None | Minimum
Metro East | DRY CREEK - KILBURN SOUTH TEE SD1658A | Minimum Forecast | MW | 2025 | 15.8 | 66kV | Meshed | None | Minimum
Metro East | EAST TERRACE - COROMANDEL PLACE SD1680 | Minimum Forecast | MW | 2025 | 26.3 | 66kV | Meshed | None | Minimum
Metro East | EAST TERRACE - NORTH ADELAIDE SD1560 | Minimum Forecast | MW | 2025 | -4.9 | 66kV | Meshed | None | Minimum
Metro North | EDINBURGH - SALISBURY SD1688 | Minimum Forecast | MW | 2025 | -7.1 | 66kV | Meshed | None | Minimum
Metro North | ELIZABETH DOWNS - PENFIELD SD1508 | Minimum Forecast | MW | 2025 | 5.9 | 66kV | Meshed | None | Minimum
Metro North | ELIZABETH DOWNS - SMITHFIELD WEST SD1686 | Minimum Forecast | MW | 2025 | -18 | 66kV | Meshed | N-1 | Minimum
Metro North | ELIZABETH HEIGHTS - ELIZABETH DOWNS SD1501 | Minimum Forecast | MW | 2025 | -15.9 | 66kV | Meshed | None | Minimum
Metro North | ELIZABETH SOUTH - EDINBURGH SD1511 | Minimum Forecast | MW | 2025 | -7.2 | 66kV | Meshed | None | Minimum
Metro West | FINDON - FINDON TEE SD1520A | Minimum Forecast | MW | 2025 | -5.5 | 66kV | Meshed | None | Minimum
Metro West | FINDON TEE - FLINDERS PARK SD1520B | Minimum Forecast | MW | 2025 | -3.9 | 66kV | Meshed | None | Minimum
Metro West | FLINDERS PARK - NEW RICHMOND SD1521 | Minimum Forecast | MW | 2025 | 1.3 | 66kV | Meshed | None | Minimum
Metro West | FULHAM GARDENS - FINDON TEE SD1520C | Minimum Forecast | MW | 2025 | 1.5 | 66kV | Meshed | None | Minimum
Metro West | FULHAM GARDENS - HENLEY SOUTH #1 SD1519 | Minimum Forecast | MW | 2025 | -4 | 66kV | Meshed | None | Minimum
Metro West | FULHAM GARDENS - HENLEY SOUTH #2 SD1691 | Minimum Forecast | MW | 2025 | -4 | 66kV | Meshed | None | Minimum
Metro South | GLENELG NORTH TEE - GLENELG NORTH SD1584A | Minimum Forecast | MW | 2025 | 0 | 66kV | Meshed | None | Minimum
Metro South | GLENELG NORTH TEE - PLYMPTON SD1584B | Minimum Forecast | MW | 2025 | 14.7 | 66kV | Meshed | None | Minimum
Metro East | GOLDEN GROVE - INGLE FARM SD1647 | Minimum Forecast | MW | 2025 | 16.8 | 66kV | Meshed | None | Minimum
Metro South | HACKHAM - PORT NOARLUNGA SD1694A | Minimum Forecast | MW | 2025 | -17.4 | 66kV | Meshed | None | Minimum
Metro South | HAPPY VALLEY - HV/SAW TEE SD1591A | Minimum Forecast | MW | 2025 | -27.1 | 66kV | Meshed | None | Minimum
Metro South | HAPPY VALLEY - PANORAMA #1 SD1665 | Minimum Forecast | MW | 2025 | -9 | 66kV | Meshed | None | Minimum
Metro South | HAPPY VALLEY - PANORAMA #2 SD1666 | Minimum Forecast | MW | 2025 | -9.1 | 66kV | Meshed | None | Minimum
Metro South | HAPPY VALLEY - SEACOMBE #1 SD1566 | Minimum Forecast | MW | 2025 | -16.4 | 66kV | Meshed | None | Minimum
Metro South | HAPPY VALLEY - SEACOMBE #2 SD1590 | Minimum Forecast | MW | 2025 | -14 | 66kV | Meshed | None | Minimum
Metro East | HILLCREST - HOLDEN HILL SD1692 | Minimum Forecast | MW | 2025 | -5.2 | 66kV | Meshed | None | Minimum
Metro East | HINDLEY STREET - WHITMORE SQUARE SD1664 | Minimum Forecast | MW | 2025 | -0.8 | 66kV | Meshed | None | Minimum
Metro East | HINDLEY STREET TEE - HINDLEY STREET SD1659C | Minimum Forecast | MW | 2025 | 19.3 | 66kV | Meshed | None | Minimum
Metro East | HOLDEN HILL - CAMPBELLTOWN SD1660 | Minimum Forecast | MW | 2025 | 8.4 | 66kV | Meshed | None | Minimum
Metro East | HOLDEN HILL - HOPE VALLEY SD1554A | Minimum Forecast | MW | 2025 | -20.3 | 66kV | Meshed | None | Minimum
Metro East | HOPE VALLEY - TEA TREE GULLY SD1554B | Minimum Forecast | MW | 2025 | -11.8 | 66kV | Meshed | None | Minimum
Metro South | HV/SAW TEE - MORPHETT VALE EAST SD1591C | Minimum Forecast | MW | 2025 | 3.8 | 66kV | Meshed | None | Minimum
Metro East | KENT TOWN - KENT TOWN TEE SD1690 | Minimum Forecast | MW | 2025 | 2.169 | 66kV | Meshed | None | Minimum
Metro South | KESWICK - CLARENCE GARDENS SD1671 | Minimum Forecast | MW | 2025 | -7.7823 | 66kV | Radial | None | Minimum
Metro South | KESWICK - NEW RICHMOND TEE SD1670A | Minimum Forecast | MW | 2025 | -22.1 | 66kV | Meshed | N-1 | Minimum
Metro South | KESWICK - WHITMORE SQUARE TEE SD1669A | Minimum Forecast | MW | 2025 | -14.3 | 66kV | Meshed | None | Minimum
Metro West | KILBURN - CAVAN SD2014 | Minimum Forecast | MW | 2025 | 4.2 | 66kV | Meshed | None | Minimum
Metro West | KILBURN - CROYDON PARK SD1531 | Minimum Forecast | MW | 2025 | -14.9 | 66kV | Meshed | None | Minimum
Metro East | KILBURN SOUTH TEE - KILBURN SOUTH SD1658B | Minimum Forecast | MW | 2025 | -2.9125 | 66kV | Radial | None | Minimum
Metro East | KILBURN SOUTH TEE - PROSPECT SD1658C | Minimum Forecast | MW | 2025 | 18.3 | 66kV | Meshed | None | Minimum
Metro West | KILKENNY - WOODVILLE SD1675 | Minimum Forecast | MW | 2025 | -3.4 | 66kV | Meshed | None | Minimum
Metro South | KINGSWOOD - NORTH UNLEY SD1574 | Minimum Forecast | MW | 2025 | 12.3 | 66kV | Meshed | None | Minimum
Metro West | LARGS NORTH - ADELAIDE BRIGHTON CEMENT SD1654 | Minimum Forecast | MW | 2025 | 4.9 | 66kV | Meshed | None | Minimum
Metro West | LEFEVRE - BLACKPOOL SD1693 | Minimum Forecast | MW | 2025 | -11.2 | 66kV | Meshed | None | Minimum
Metro South | LINDEN PARK - LINDEN PARK TEE SD1662A | Minimum Forecast | MW | 2025 | 0 | 66kV | Meshed | None | Minimum
Metro South | LOWER MITCHAM - KINGSWOOD SD1563 | Minimum Forecast | MW | 2025 | 2.6 | 66kV | Meshed | None | Minimum
Metro East | MAGILL - BURNSIDE SD1556 | Minimum Forecast | MW | 2025 | -4.2535 | 66kV | Radial | None | Minimum
Metro East | MAGILL - KENT TOWN TEE SD1663A | Minimum Forecast | MW | 2025 | 2.169 | 66kV | Meshed | None | Minimum
Metro East | MAGILL - NORWOOD SD1543 | Minimum Forecast | MW | 2025 | 9.6 | 66kV | Meshed | None | Minimum
Metro South | MAGILL - URAIDLA TEE SD1662B | Minimum Forecast | MW | 2025 | -16.7 | 66kV | Meshed | None | Minimum
Metro East | MAGILL - WOODFORDE 2 SD1678 | Minimum Forecast | MW | 2025 | -7.2 | 66kV | Radial | None | Minimum
Metro East | MAGILL - WOODFORDE 3 SD1679 | Minimum Forecast | MW | 2025 | -7.2 | 66kV | Radial | None | Minimum
Metro South | MCLAREN FLAT - WILLUNGA SD1594A | Minimum Forecast | MW | 2025 | -28.1 | 66kV | Meshed | N-1 | Minimum
Metro South | MORPHETT VALE EAST - CLARENDON SD1592 | Minimum Forecast | MW | 2025 | -1.854 | 66kV | Radial | None | Minimum
Metro South | MORPHETT VALE EAST - HACKHAM SD1694B | Minimum Forecast | MW | 2025 | -25.6 | 66kV | Meshed | None | Minimum
Metro South | MORPHETT VALE EAST - MCLAREN FLAT SD1594B | Minimum Forecast | MW | 2025 | -30.5 | 66kV | Meshed | N-1 | Minimum
Metro South | MORPHETT VALE EAST - PORT STANVAC #1 SD1593 | Minimum Forecast | MW | 2025 | -18.1 | 66kV | Meshed | None | Minimum
Metro South | MORPHETT VALE EAST - PORT STANVAC #2 SD2010 | Minimum Forecast | MW | 2025 | -19.8 | 66kV | Meshed | None | Minimum
Metro South | MORPHETTVILLE - ASCOT PARK SD1586 | Minimum Forecast | MW | 2025 | -3.7 | 66kV | Meshed | None | Minimum
Metro South | MORPHETTVILLE - GLENELG NORTH TEE SD1584C | Minimum Forecast | MW | 2025 | 14.7 | 66kV | Meshed | None | Minimum
Metro South | MORPHETTVILLE - OAKLANDS SD1585 | Minimum Forecast | MW | 2025 | -7.9 | 66kV | Meshed | None | Minimum
Metro North | MUNNO PARA - ELIZABETH DOWNS SD2023 | Minimum Forecast | MW | 2025 | -9.7 | 66kV | Meshed | None | Minimum
Metro North | MUNNO PARA - EVANSTON SD1652 | Minimum Forecast | MW | 2025 | -19.2 | 66kV | Meshed | N-1 | Minimum
Metro West | NEW OSBORNE - BLACKPOOL SD1518 | Minimum Forecast | MW | 2025 | -11.2 | 66kV | Meshed | None | Minimum
Metro West | NEW OSBORNE - GLANVILLE SD1527 | Minimum Forecast | MW | 2025 | -19 | 66kV | Meshed | N-1 | Minimum
Metro West | NEW OSBORNE - LARGS NORTH SD1653 | Minimum Forecast | MW | 2025 | -0.7 | 66kV | Meshed | None | Minimum
Metro West | NEW OSBORNE - SMORGON STEEL RECYCLING SD1532A | Minimum Forecast | MW | 2025 | -2.4 | 66kV | Meshed | None | Minimum
Metro West | NEW RICHMOND - THEBARTON SD1516 | Minimum Forecast | MW | 2025 | 4.9 | 66kV | Meshed | None | Minimum
Metro South | NEW RICHMOND TEE - NEW RICHMOND SD1670B | Minimum Forecast | MW | 2025 | 0 | 66kV | Meshed | None | Minimum
Metro South | NEW RICHMOND TEE - PLYMPTON SD1670C | Minimum Forecast | MW | 2025 | -22.2 | 66kV | Meshed | None | Minimum
Metro South | NOARLUNGA CENTRE - PORT NOARLUNGA SD1668 | Minimum Forecast | MW | 2025 | -18.1 | 66kV | Meshed | None | Minimum
Metro East | NORTH ADELAIDE - HINDLEY STREET TEE SD1659A | Minimum Forecast | MW | 2025 | -5.5 | 66kV | Meshed | None | Minimum
Metro South | NORTH UNLEY - WHITMORE SQUARE TEE SD1669B | Minimum Forecast | MW | 2025 | 14.3 | 66kV | Meshed | N-1 | Minimum
Metro East | NORTHFIELD - CLEARVIEW SD1549 | Minimum Forecast | MW | 2025 | -11.9186 | 66kV | Radial | None | Minimum
Metro East | NORTHFIELD - DRY CREEK SD1657 | Minimum Forecast | MW | 2025 | 15.8 | 66kV | Meshed | None | Minimum
Metro East | NORTHFIELD - HARROW SD1535 | Minimum Forecast | MW | 2025 | -7.2303 | 66kV | Radial | None | Minimum
Metro East | NORTHFIELD - HILLCREST SD1534 | Minimum Forecast | MW | 2025 | -16.7 | 66kV | Meshed | None | Minimum
Metro East | NORTHFIELD - HOLDEN HILL SD1539 | Minimum Forecast | MW | 2025 | -16.2 | 66kV | Meshed | None | Minimum
Metro East | NORTHFIELD - INGLE FARM #1 SD1548 | Minimum Forecast | MW | 2025 | -15.4 | 66kV | Meshed | None | Minimum
Metro East | NORTHFIELD - INGLE FARM #2 SD2019 | Minimum Forecast | MW | 2025 | -16.1 | 66kV | Meshed | None | Minimum
Metro East | NORWOOD - EAST TERRACE SD1545 | Minimum Forecast | MW | 2025 | 35.2 | 66kV | Meshed | N-1 | Minimum
Metro East | NORWOOD - KENT TOWN SD1559 | Minimum Forecast | MW | 2025 | 0 | 66kV | Meshed | None | Minimum
Metro East | NORWOOD - LINDEN PARK SD1544 | Minimum Forecast | MW | 2025 | -11.9037 | 66kV | Meshed | None | Minimum
Metro South | PANORAMA - ASCOT PARK SD1587 | Minimum Forecast | MW | 2025 | -3 | 66kV | Meshed | None | Minimum
Metro South | PANORAMA - BLACKWOOD SD1572 | Minimum Forecast | MW | 2025 | -13.4532 | 66kV | Radial | None | Minimum
Metro South | PANORAMA - CUDMORE PARK SD1573 | Minimum Forecast | MW | 2025 | -4.3176 | 66kV | Radial | None | Minimum
Metro South | PANORAMA - LINDEN PARK TEE SD1662C | Minimum Forecast | MW | 2025 | 16.8 | 66kV | Meshed | None | Minimum
Metro South | PANORAMA - LOWER MITCHAM SD1562 | Minimum Forecast | MW | 2025 | -2.2 | 66kV | Meshed | None | Minimum
Metro South | PANORAMA - TONSLEY EAST SD2035 | Minimum Forecast | MW | 2025 | -7.5 | 66kV | Meshed | None | Minimum
Metro North | PARA - ELIZABETH HEIGHTS SD1504 | Minimum Forecast | MW | 2025 | -22.2 | 66kV | Meshed | None | Minimum
Metro North | PARA - ELIZABETH SOUTH SD1503 | Minimum Forecast | MW | 2025 | -14.4 | 66kV | Meshed | None | Minimum
Metro North | PARAFIELD GARDENS - CAVAN SD1687 | Minimum Forecast | MW | 2025 | 0 | 66kV | Meshed | None | Minimum
Metro North | PARAFIELD GARDENS - SALISBURY SD1502 | Minimum Forecast | MW | 2025 | -7.7 | 66kV | Meshed | None | Minimum
Metro North | PARAFIELD GARDENS WEST - BOLIVAR SD1683 | Minimum Forecast | MW | 2025 | -10 | 66kV | Radial | None | Minimum
Metro North | PARAFIELD GARDENS WEST - PARAFIELD GARDENS SD1682 | Minimum Forecast | MW | 2025 | -22.4 | 66kV | Meshed | N-1 | Minimum
Metro North | PARAFIELD GARDENS WEST - PARALOWIE SD1510 | Minimum Forecast | MW | 2025 | -7.7 | 66kV | Meshed | None | Minimum
Metro North | PENFIELD - DIREK SD1685 | Minimum Forecast | MW | 2025 | 2.4 | 66kV | Meshed | None | Minimum
Metro North | PENFIELD - ELIZABETH SOUTH SD1509 | Minimum Forecast | MW | 2025 | 5.6 | 66kV | Meshed | None | Minimum
Metro South | PLYMPTON - GLENELG NORTH SD1583 | Minimum Forecast | MW | 2025 | -3 | 66kV | Meshed | None | Minimum
Metro West | PORT ADELAIDE - CHELTENHAM SD1646 | Minimum Forecast | MW | 2025 | -11.8 | 66kV | Meshed | None | Minimum
Metro West | PORT ADELAIDE NORTH - ATHOL PARK TEE SD1677B | Minimum Forecast | MW | 2025 | 0.5 | 66kV | Meshed | None | Minimum
Metro South | PORT NOARLUNGA - SEAFORD SD1676A | Minimum Forecast | MW | 2025 | -21 | 66kV | Meshed | N-1 | Minimum
Metro South | PORT STANVAC - LONSDALE SD1673 | Minimum Forecast | MW | 2025 | -6.9 | 66kV | Meshed | None | Minimum
Metro South | PORT STANVAC - NOARLUNGA CENTRE SD1667 | Minimum Forecast | MW | 2025 | -19.4 | 66kV | Meshed | None | Minimum
Metro East | PROSPECT - CROYDON SD2024 | Minimum Forecast | MW | 2025 | 24.9 | 66kV | Meshed | None | Minimum
Metro West | QUEENSTOWN - GLANVILLE SD1526 | Minimum Forecast | MW | 2025 | 13.3 | 66kV | Meshed | None | Minimum
Metro South | SEACOMBE - OAKLANDS SD1565 | Minimum Forecast | MW | 2025 | 1.2 | 66kV | Meshed | None | Minimum
Metro South | SEACOMBE - SHEIDOW PARK SD1672 | Minimum Forecast | MW | 2025 | -21.3 | 66kV | Meshed | None | Minimum
Metro South | SEAFORD - ALDINGA SD1676B | Minimum Forecast | MW | 2025 | -12.5 | 66kV | Meshed | N-1 | Minimum
Metro South | SHEIDOW PARK - LONSDALE SD2009 | Minimum Forecast | MW | 2025 | -9.7 | 66kV | Meshed | None | Minimum
Metro North | SMITHFIELD WEST - ANGLE VALE SD1650 | Minimum Forecast | MW | 2025 | -5.9 | 66kV | Meshed | None | Minimum
Metro West | SMORGON STEEL RECYCLING - PORT ADELAIDE NORTH SD1532B | Minimum Forecast | MW | 2025 | -2.4 | 66kV | Meshed | None | Minimum
Metro North | ST KILDA - VIRGINIA SD1684 | Minimum Forecast | MW | 2025 | -5 | 66kV | Radial | None | Minimum
Metro East | TEA TREE GULLY - GOLDEN GROVE SD1638 | Minimum Forecast | MW | 2025 | -1.6 | 66kV | Meshed | None | Minimum
Metro West | THEBARTON - CROYDON SD1522 | Minimum Forecast | MW | 2025 | 8.7 | 66kV | Meshed | None | Minimum
Metro South | TONSLEY EAST - TONSLEY PARK SD1588 | Minimum Forecast | MW | 2025 | -7.5 | 66kV | Meshed | None | Minimum
Metro South | TONSLEY PARK - SEACOMBE SD1564 | Minimum Forecast | MW | 2025 | -1.9 | 66kV | Meshed | None | Minimum
Metro West | TORRENS ISLAND - ATHOL PARK TEE SD1677C | Minimum Forecast | MW | 2025 | -9.4 | 66kV | Meshed | None | Minimum
Metro West | TORRENS ISLAND - KILBURN SD1656 | Minimum Forecast | MW | 2025 | -2.4 | 66kV | Meshed | None | Minimum
Metro South | URAIDLA TEE - LINDEN PARK TEE SD1662D | Minimum Forecast | MW | 2025 | -16.7 | 66kV | Meshed | None | Minimum
Metro North | VIRGINIA - VIRGINIA TEE SD2022A | Minimum Forecast | MW | 2025 | -4.5571 | 66kV | Radial | None | Minimum
Metro North | VIRGINIA TEE - TWO WELLS SD2022B | Minimum Forecast | MW | 2025 | -4.5571 | 66kV | Radial | None | Minimum
Metro East | WHITMORE SQUARE - KENT TOWN TEE SD1663B | Minimum Forecast | MW | 2025 | 0 | 66kV | Meshed | None | Minimum
Metro East | WHITMORE SQUARE - WHITMORE SQUARE TEE SD1669C | Minimum Forecast | MW | 2025 | 0 | 66kV | Meshed | None | Minimum
Metro West | WOODVILLE - FINDON SD1524 | Minimum Forecast | MW | 2025 | -9 | 66kV | Meshed | None | Minimum
Metro West | WOODVILLE - QUEENSTOWN SD1525 | Minimum Forecast | MW | 2025 | 7.6 | 66kV | Meshed | None | Minimum
Eastern Hills | MOUNT BARKER DISTRIBUTION - MOUNT BARKER SOUTH SD2012 | Minimum Forecast | MW | 2025 | 18.45 | 66kV | Meshed | None | Minimum
Eastern Hills | MOUNT BARKER DISTRIBUTION - BALHANNAH SD1598 | Minimum Forecast | MW | 2025 | -21.4524 | 66kV | Radial | None | Minimum
Eastern Hills | BALHANNAH - URAIDLA SD1599 | Minimum Forecast | MW | 2025 | -9.8439 | 66kV | Radial | None | Minimum
Eastern Hills | URAIDLA - MAGILL (METRO SOUTH TIE) SD1662E | Minimum Forecast | MW | 2025 | 0 | 66kV | Radial | None | Minimum
Eastern Hills | MOUNT BARKER DISTRIBUTION - HAHNDORF SD1596 | Minimum Forecast | MW | 2025 | -2.1608 | 66kV | Radial | None | Minimum
Eastern Hills | MOUNT BARKER SOUTH - MEADOWS SD1597 | Minimum Forecast | MW | 2025 | -5.0044 | 66kV | Radial | None | Minimum
Eastern Hills | MOUNT BARKER SOUTH - STRATHALBYN EAST TEE SD1601A | Minimum Forecast | MW | 2025 | -8.815 | 66kV | Radial | None | Minimum
Eastern Hills | STRATHALBYN EAST TEE - STRATHALBYN SD1601B | Minimum Forecast | MW | 2025 |  | 66kV | Radial | None | Minimum
Eastern Hills | STRATHALBYN - BELVIDERE SD1602 | Minimum Forecast | MW | 2025 | -2.636 | 66kV | Radial | None | Minimum
Eastern Hills | BELVIDERE - MILANG SD1603 | Minimum Forecast | MW | 2025 |  | 66kV | Radial | None | Minimum
Eastern Hills | BELVIDERE - LANGHORNE CREEK SD1604 | Minimum Forecast | MW | 2025 |  | 66kV | Radial | None | Minimum
Eyre Peninsula | YADNARIE - CLEVE SD1609 | Minimum Forecast | MW | 2025 | -1.7749 | 66kV | Radial | None | Minimum
Eyre Peninsula | YADNARIE - RUDALL SD1610 | Minimum Forecast | MW | 2025 | -0.93854 | 66kV | Radial | None | Minimum
Eyre Peninsula | RUDALL - DARKE PEAK SD1611 | Minimum Forecast | MW | 2025 |  | 66kV | Radial | None | Minimum
Eyre Peninsula | DARKE PEAK - CARALUE SD1612 | Minimum Forecast | MW | 2025 |  | 66kV | Radial | None | Minimum
Eyre Peninsula | RUDALL - LOCK SD1613 | Minimum Forecast | MW | 2025 |  | 66kV | Radial | None | Minimum
Eyre Peninsula | LOCK - POLDA SD1614 | Minimum Forecast | MW | 2025 |  | 66kV | Radial | None | Minimum
Eyre Peninsula | WUDINNA - POLDA SD1615 | Minimum Forecast | MW | 2025 | -0.47462 | 66kV | Radial | None | Minimum
Eyre Peninsula | WUDINNA - MOORKITABIE SD1605 | Minimum Forecast | MW | 2025 | -5.1254 | 66kV | Radial | None | Minimum
Eyre Peninsula | MOORKITABIE - TARLTON SD1606 | Minimum Forecast | MW | 2025 |  | 66kV | Radial | None | Minimum
Eyre Peninsula | TARLTON - STREAKY BAY SD1607 | Minimum Forecast | MW | 2025 |  | 66kV | Radial | None | Minimum
Eyre Peninsula | TARLTON - CEDUNA SD1608 | Minimum Forecast | MW | 2025 |  | 66kV | Radial | None | Minimum
Riverland | NORTH WEST BEND - MORGAN TEE SD1616 | Minimum Forecast | MW | 2025 | -4.8844 | 66kV | Radial | None | Minimum
Riverland | MORGAN TEE - CORDOLA SD1617 | Minimum Forecast | MW | 2025 |  | 66kV | Radial | None | Minimum
Riverland | CORDOLA - ROONKA SD1618 | Minimum Forecast | MW | 2025 |  | 66kV | Radial | None | Minimum
Riverland | ROONKA - PORTEE SD1619 | Minimum Forecast | MW | 2025 |  | 66kV | Radial | None | Minimum
Riverland | PORTEE - SWAN REACH SD1620 | Minimum Forecast | MW | 2025 |  | 66kV | Radial | None | Minimum
Riverland | NORTH WEST BEND - CADELL SD1622 | Minimum Forecast | MW | 2025 | -2.8854 | 66kV | Radial | None | Minimum
Riverland | CADELL - QUALCO SD1623 | Minimum Forecast | MW | 2025 |  | 66kV | Radial | None | Minimum
Riverland | QUALCO - RAMCO SD1624 | Minimum Forecast | MW | 2025 |  | 66kV | Radial | None | Minimum
Riverland | RAMCO - WAIKERIE SD1625 | Minimum Forecast | MW | 2025 |  | 66kV | Radial | None | Minimum
Riverland | BERRI - GLOSSOP SD1626 | Minimum Forecast | MW | 2025 | -1.7159 | 66kV | Radial | None | Minimum
Riverland | GLOSSOP - LOVEDAY SD1627 | Minimum Forecast | MW | 2025 |  | 66kV | Radial | None | Minimum
Riverland | LOVEDAY - WOOLPUNDA SD1628 | Minimum Forecast | MW | 2025 |  | 66kV | Radial | None | Minimum
Riverland | WOOLPUNDA - WAIKERIE SD1629 | Minimum Forecast | MW | 2025 |  | 66kV | Radial | None | Minimum
Riverland | BERRI - LOXTON SD1630 | Minimum Forecast | MW | 2025 | -3.2001 | 66kV | Radial | None | Minimum
Riverland | LOXTON - PYAP SD1631 | Minimum Forecast | MW | 2025 | -2.6036 | 66kV | Radial | None | Minimum
Riverland | BERRI - RENMARK SD1632 | Minimum Forecast | MW | 2025 | -9.6197 | 66kV | Radial | None | Minimum
Riverland | RENMARK - PARINGA SD1633 | Minimum Forecast | MW | 2025 | -0.44184 | 66kV | Radial | None | Minimum
Riverland | BERRI - LYRUP SD1634 | Minimum Forecast | MW | 2025 | -1.138 | 66kV | Radial | None | Minimum
Metro South | WILLUNGA - MYPONGA SD1568 | Minimum Forecast | MW | 2025 | -33.3117 | 66kV | Radial | None | Minimum
Metro South | MYPONGA - YANKALILLA SD1569 | Minimum Forecast | MW | 2025 |  | 66kV | Radial | None | Minimum
Metro South | YANKALILLA - CAPE JERVIS SD1689 | Minimum Forecast | MW | 2025 | -28.8383 | 66kV | Radial | None | Minimum
Metro South | WILLUNGA - SQUARE WATER HOLE SD1570 | Minimum Forecast | MW | 2025 | -25.4658 | 66kV | Radial | None | Minimum
Metro South | SQUARE WATER HOLE - VICTOR HARBOR SD1595 | Minimum Forecast | MW | 2025 | -13.4314 | 66kV | Radial | None | Minimum
Metro South | SQUARE WATER HOLE - GOOLWA SD1571 | Minimum Forecast | MW | 2025 | -10.2589 | 66kV | Radial | None | Minimum
Eastern Hills | BALHANNAH - WOODSIDE SD41100 | Minimum Forecast | MW | 2025 | -4.735 | 33kV | Radial | None | Minimum
Eastern Hills | BALHANNAH - VERDUN TEE SD41200 | Minimum Forecast | MW | 2025 | -3.0377 | 33kV | Radial | None | Minimum
Eastern Hills | VERDUN TEE - ALDGATE TEE SD41200 | Minimum Forecast | MW | 2025 |  | 33kV | Radial | None | Minimum
Eastern Hills | VERDUN TEE - MYLOR SD41200 | Minimum Forecast | MW | 2025 |  | 33kV | Radial | None | Minimum
Eastern Hills | BALHANNAH - NAIRNE TEE SD41300 | Minimum Forecast | MW | 2025 | -5.1323 | 33kV | Radial | None | Minimum
Eastern Hills | NAIRNE TEE - NAIRNE SD41300 | Minimum Forecast | MW | 2025 |  | 33kV | Radial | None | Minimum
Eastern Hills | NAIRNE TEE - BRUKUNGA SD41300 | Minimum Forecast | MW | 2025 |  | 33kV | Radial | None | Minimum
Eastern Hills | URAIDLA - PICCADILLY TEE SD42100 | Minimum Forecast | MW | 2025 | -1.4286 | 33kV | Radial | None | Minimum
Eastern Hills | PICCADILLY TEE - PICCADILLY EOL SD42100 | Minimum Forecast | MW | 2025 |  | 33kV | Radial | None | Minimum
Eastern Hills | PICCADILLY TEE - ALDGATE TEE SD42100 | Minimum Forecast | MW | 2025 |  | 33kV | Radial | None | Minimum
Eastern Hills | ALDGATE TEE - ALDGATE SD42100 | Minimum Forecast | MW | 2025 |  | 33kV | Radial | None | Minimum
Eastern Hills | ANGAS CREEK - BIRDWOOD TEE SD38100 | Minimum Forecast | MW | 2025 | -3.3887 | 33kV | Radial | None | Minimum
Eastern Hills | BIRDWOOD TEE - GUMERACHA RURAL SD38100 | Minimum Forecast | MW | 2025 |  | 33kV | Radial | None | Minimum
Eastern Hills | BIRDWOOD TEE - BIRDWOOD SD38100 | Minimum Forecast | MW | 2025 |  | 33kV | Radial | None | Minimum
Eastern Hills | BIRDWOOD - MOUNT PLEASANT TEE SD38100 | Minimum Forecast | MW | 2025 |  | 33kV | Radial | None | Minimum
Eastern Hills | MOUNT PLEASANT TEE - PALMER RURAL SD38100 | Minimum Forecast | MW | 2025 |  | 33kV | Radial | None | Minimum
Eastern Hills | MOUNT PLEASANT TEE - MOUNT PLEASANT SD38100 | Minimum Forecast | MW | 2025 |  | 33kV | Radial | None | Minimum
Eastern Hills | ANGAS CREEK - ANGAS CREEK TEE SD38200 | Minimum Forecast | MW | 2025 | -6.2232 | 33kV | Radial | None | Minimum
Eastern Hills | ANGAS CREEK TEE - LOBETHAL SD38200 | Minimum Forecast | MW | 2025 |  | 33kV | Radial | None | Minimum
Eastern Hills | LOBETHAL - WOODSIDE SD38200 | Minimum Forecast | MW | 2025 |  | 33kV | Radial | None | Minimum
Eastern Hills | ANGAS CREEK TEE - GUMERACHA WEIR SD38200 | Minimum Forecast | MW | 2025 |  | 33kV | Radial | None | Minimum
Eastern Hills | GUMERACHA WEIR - HOUGHTON SD38200 | Minimum Forecast | MW | 2025 |  | 33kV | Radial | None | Minimum
Eastern Hills | GUMERACHA WEIR - KERSBROOK SD38200 | Minimum Forecast | MW | 2025 |  | 33kV | Radial | None | Minimum
Eastern Hills | KERSBROOK - WILLIAMSTOWN SOUTH TEE SD38200 | Minimum Forecast | MW | 2025 |  | 33kV | Radial | None | Minimum
Eastern Hills | GUMERACHA WEIR - GUMERACHA RURAL SD38200 | Minimum Forecast | MW | 2025 |  | 33kV | Radial | None | Minimum
Eyre Peninsula | WHYALLA CENTRAL - WHYALLA CITY 1 SD56101 | Minimum Forecast | MW | 2025 | -3.0414 | 33kV | Radial | None | Minimum
Eyre Peninsula | WHYALLA CENTRAL - WHYALLA CITY 2 SD56102 | Minimum Forecast | MW | 2025 | -2.3 | 33kV | Radial | None | Minimum
Eyre Peninsula | WHYALLA CENTRAL - WHYALLA STUART SD56201 | Minimum Forecast | MW | 2025 | -3.7391 | 33kV | Radial | None | Minimum
Eyre Peninsula | WHYALLA CENTRAL - WHYALLA NORTH TEE SD56301 | Minimum Forecast | MW | 2025 | -7.5 | 33kV | Radial | None | Minimum
Eyre Peninsula | WHYALLA NORTH TEE - WHYALLA TERMINAL SD56301 | Minimum Forecast | MW | 2025 |  | 33kV | Radial | None | Minimum
Eyre Peninsula | WHYALLA NORTH TEE - WHYALLA SOLAR SD56301 | Minimum Forecast | MW | 2025 |  | 33kV | Radial | None | Minimum
Eyre Peninsula | WHYALLA SOLAR - WHYALLA NORTH SD56301 | Minimum Forecast | MW | 2025 |  | 33kV | Radial | None | Minimum
Eyre Peninsula | PORT LINCOLN TERMINAL - PORT LINCOLN CITY TEE PL32 | Minimum Forecast | MW | 2025 | -1.7815 | 33kV | Radial | None | Minimum
Eyre Peninsula | PORT LINCOLN CITY TEE - PORT LINCOLN CITY PL32 | Minimum Forecast | MW | 2025 |  | 33kV | Radial | None | Minimum
Eyre Peninsula | PORT LINCOLN CITY TEE - PORT LINCOLN MARINA TEE PL32 | Minimum Forecast | MW | 2025 |  | 33kV | Radial | None | Minimum
Eyre Peninsula | PORT LINCOLN MARINA TEE - PORT LINCOLN DOCKS PL32 | Minimum Forecast | MW | 2025 |  | 33kV | Radial | None | Minimum
Eyre Peninsula | PORT LINCOLN MARINA TEE - PORT LINCOLN MARINA PL32 | Minimum Forecast | MW | 2025 |  | 33kV | Radial | None | Minimum
Eyre Peninsula | PORT LINCOLN TERMINAL - PORT LINCOLN CITY SD61101 | Minimum Forecast | MW | 2025 | -4.6626 | 33kV | Radial | None | Minimum
Eyre Peninsula | PORT LINCOLN TERMINAL - POONINDIE TEE PL34 | Minimum Forecast | MW | 2025 | -1.7535 | 33kV | Radial | None | Minimum
Eyre Peninsula | POONINDIE TEE - POONINDIE PL34 | Minimum Forecast | MW | 2025 |  | 33kV | Radial | None | Minimum
Eyre Peninsula | POONINDIE - POINT BOSTON PL34 | Minimum Forecast | MW | 2025 |  | 33kV | Radial | None | Minimum
Eyre Peninsula | POONINDIE TEE - TOD RIVER PL34 | Minimum Forecast | MW | 2025 |  | 33kV | Radial | None | Minimum
Eyre Peninsula | TOD RIVER - CUMMINS CM36 | Minimum Forecast | MW | 2025 | -0.1116 | 33kV | Radial | None | Minimum
Eyre Peninsula | TOD RIVER - TUMBY BAY CM35 | Minimum Forecast | MW | 2025 | -0.10615 | 33kV | Radial | None | Minimum
Eyre Peninsula | PORT LINCOLN TERMINAL - ULEY SOUTH TEE PL33 | Minimum Forecast | MW | 2025 | -1.1817 | 33kV | Radial | None | Minimum
Eyre Peninsula | ULEY SOUTH TEE - ULEY SOUTH PL33 | Minimum Forecast | MW | 2025 |  | 33kV | Radial | None | Minimum
Eyre Peninsula | ULEY SOUTH TEE - ULEY PL33 | Minimum Forecast | MW | 2025 |  | 33kV | Radial | None | Minimum
Eyre Peninsula | ULEY - COFFIN BAY PL33 | Minimum Forecast | MW | 2025 |  | 33kV | Radial | None | Minimum
Eyre Peninsula | CLEVE - COWELL SD53100 | Minimum Forecast | MW | 2025 | -0.0056074 | 33kV | Radial | None | Minimum
Eyre Peninsula | CLEVE - BOOTHBY SD55100 | Minimum Forecast | MW | 2025 | -0.0056074 | 33kV | Radial | None | Minimum
Eyre Peninsula | BOOTHBY - PUMPING STATION ROAD SD55100 | Minimum Forecast | MW | 2025 |  | 33kV | Radial | None | Minimum
Eyre Peninsula | PUMPING STATION ROAD - ARNO BAY SD55100 | Minimum Forecast | MW | 2025 |  | 33kV | Radial | None | Minimum
Mid North | BRINKWORTH - YACKA TEE SD33100 | Minimum Forecast | MW | 2025 | -0.72912 | 33kV | Radial | None | Minimum
Mid North | YACKA TEE - YACKA RURAL SD33100 | Minimum Forecast | MW | 2025 |  | 33kV | Radial | None | Minimum
Mid North | YACKA TEE - SPALDING TEE SD33100 | Minimum Forecast | MW | 2025 |  | 33kV | Radial | None | Minimum
Mid North | SPALDING TEE - GEORGETOWN SD33100 | Minimum Forecast | MW | 2025 |  | 33kV | Radial | None | Minimum
Mid North | GEORGETOWN - GLADSTONE SD33100 | Minimum Forecast | MW | 2025 |  | 33kV | Radial | None | Minimum
Mid North | SPALDING TEE - SPALDING SD33100 | Minimum Forecast | MW | 2025 |  | 33kV | Radial | None | Minimum
Mid North | BRINKWORTH - MERRITON SD33300 | Minimum Forecast | MW | 2025 | -0.55914 | 33kV | Radial | None | Minimum
Mid North | BRINKWORTH - BRINKWORTH TEE SD33200 | Minimum Forecast | MW | 2025 | -1.0781 | 33kV | Radial | None | Minimum
Mid North | BRINKWORTH TEE - YACKA RURAL SD33200 | Minimum Forecast | MW | 2025 |  | 33kV | Radial | None | Minimum
Mid North | BRINKWORTH TEE - BLYTH TOWNSHIP SD33200 | Minimum Forecast | MW | 2025 |  | 33kV | Radial | None | Minimum
Mid North | BLYTH TOWNSHIP - CLARE NORTH TEE SD33200 | Minimum Forecast | MW | 2025 |  | 33kV | Radial | None | Minimum
Mid North | BLYTH TOWNSHIP - BALAKLAVA TOWNSHIP SD33200 | Minimum Forecast | MW | 2025 |  | 33kV | Radial | None | Minimum
Mid North | WATERLOO DISTRIBUTION - RIVERTON TEE SD36400 | Minimum Forecast | MW | 2025 | -1.4639 | 33kV | Radial | N | Minimum
Mid North | RIVERTON TEE - AUBURN TEE SD36400 | Minimum Forecast | MW | 2025 |  | 33kV | Radial | None | Minimum
Mid North | AUBURN TEE - AUBURN SD36400 | Minimum Forecast | MW | 2025 |  | 33kV | Radial | None | Minimum
Mid North | RIVERTON TEE - RIVERTON SD36400 | Minimum Forecast | MW | 2025 |  | 33kV | Radial | None | Minimum
Mid North | WATERLOO DISTRIBUTION - WATERLOO RURAL SD36201 | Minimum Forecast | MW | 2025 | -0.27339 | 33kV | Radial | None | Minimum
Mid North | WATERLOO RURAL - ROBERTSTOWN SD36201 | Minimum Forecast | MW | 2025 |  | 33kV | Radial | None | Minimum
Mid North | WATERLOO DISTRIBUTION - PORTERS LAGOON SD36101 | Minimum Forecast | MW | 2025 | 0.081183 | 33kV | Radial | None | Minimum
Mid North | PORTERS LAGOON - HANSON SD36101 | Minimum Forecast | MW | 2025 |  | 33kV | Radial | None | Minimum
Mid North | WATERLOO DISTRIBUTION - WATERLOO TOWN SD36300 | Minimum Forecast | MW | 2025 | -1.1372 | 33kV | Radial | None | Minimum
Mid North | WATERLOO TOWN - EUDUNDA TEE SD36300 | Minimum Forecast | MW | 2025 |  | 33kV | Radial | None | Minimum
Mid North | EUDUNDA TEE - EUDUNDA SD36300 | Minimum Forecast | MW | 2025 |  | 33kV | Radial | None | Minimum
Mid North | EUDUNDA TEE - KAPUNDA RURAL SD36300 | Minimum Forecast | MW | 2025 |  | 33kV | Radial | None | Minimum
Mid North | TEMPLERS - WASLEYS SD37402 | Minimum Forecast | MW | 2025 | -1.842 | 33kV | Radial | None | Minimum
Mid North | WASLEYS - MALLALA SD37402 | Minimum Forecast | MW | 2025 |  | 33kV | Radial | None | Minimum
Mid North | TEMPLERS - HAMLEY BRIDGE SD37101 | Minimum Forecast | MW | 2025 | -0.97384 | 33kV | Radial | None | Minimum
Mid North | HAMLEY BRIDGE - BALAKLAVA RURAL SD37102 | Minimum Forecast | MW | 2025 | -2.0467 | 33kV | Radial | None | Minimum
Mid North | TEMPLERS - FREELING NORTH TEE SD37200 | Minimum Forecast | MW | 2025 | -4.568 | 33kV | Radial | None | Minimum
Mid North | FREELING NORTH TEE - KAPUNDA RURAL SD37200 | Minimum Forecast | MW | 2025 |  | 33kV | Radial | N | Minimum
Mid North | TEMPLERS - DAVEYSTON TOWNSHIP SD37301 | Minimum Forecast | MW | 2025 | -0.17985 | 33kV | Radial | None | Minimum
Mid North | TEMPLERS - GAWLER BELT TEE SD37501 | Minimum Forecast | MW | 2025 | -5.5373 | 33kV | Radial | None | Minimum
Mid North | GAWLER BELT TEE - EVANSTON SD60101 | Minimum Forecast | MW | 2025 | 0 | 33kV | Radial | None | Minimum
Mid North | DORRIEN - NURIOOTPA TEE SD52100 | Minimum Forecast | MW | 2025 | -4.479 | 33kV | Radial | N | Minimum
Mid North | NURIOOTPA TEE - NURIOOTPA SD52100 | Minimum Forecast | MW | 2025 |  | 33kV | Radial | None | Minimum
Mid North | NURIOOTPA TEE - STOCKWELL SD52100 | Minimum Forecast | MW | 2025 |  | 33kV | Radial | None | Minimum
Mid North | DORRIEN - ANGASTON NO 1 SD52201 | Minimum Forecast | MW | 2025 | -12.3769 | 33kV | Meshed | None | Minimum
Mid North | DORRIEN - ANGASTON NO 2 SD52202 | Minimum Forecast | MW | 2025 | -14.3 | 33kV | Meshed | None | Minimum
Mid North | DORRIEN - BAROSSA SOUTH SD52300 | Minimum Forecast | MW | 2025 | -4.8676 | 33kV | Radial | None | Minimum
Mid North | BAROSSA SOUTH TEE - LYNDOCH TEE SD52300 | Minimum Forecast | MW | 2025 |  | 33kV | Radial | None | Minimum
Mid North | LYNDOCH TEE - LYNDOCH SD52300 | Minimum Forecast | MW | 2025 |  | 33kV | Radial | None | Minimum
Mid North | LYNDOCH TEE - SANDY CREEK TEE SD52300 | Minimum Forecast | MW | 2025 |  | 33kV | Radial | None | Minimum
Mid North | SANDY CREEK TEE - SANDY CREEK SD52300 | Minimum Forecast | MW | 2025 |  | 33kV | Radial | None | Minimum
Mid North | SANDY CREEK TEE - EVANSTON TEE SD52300 | Minimum Forecast | MW | 2025 |  | 33kV | Radial | None | Minimum
Mid North | LYNDOCH - WILLIAMSTOWN SD52300 | Minimum Forecast | MW | 2025 |  | 33kV | Radial | None | Minimum
Mid North | WILLIAMSTOWN - WILLIAMSTOWN SOUTH TEE SD52300 | Minimum Forecast | MW | 2025 |  | 33kV | Radial | None | Minimum
Mid North | WILLIAMSTOWN SOUTH TEE - WILLIAMSTOWN SOUTH SD52300 | Minimum Forecast | MW | 2025 |  | 33kV | Radial | None | Minimum
Mid North | WILLIAMSTOWN SOUTH TEE - ANGAS CREEK TIE SD52300 | Minimum Forecast | MW | 2025 |  | 33kV | Radial | None | Minimum
Mid North | CLARE NORTH - CLARE NO 1 SD57101 | Minimum Forecast | MW | 2025 | -9.1972 | 33kV | Meshed | None | Minimum
Mid North | CLARE NORTH - CLARE NORTH TEE SD57102 | Minimum Forecast | MW | 2025 | -10.1 | 33kV | Meshed | None | Minimum
Mid North | CLARE NORTH TEE - CLARE NO 2 SD57102 | Minimum Forecast | MW | 2025 |  | 33kV | Meshed | None | Minimum
Mid North | CLARE - FARRELL FLAT SD57100 | Minimum Forecast | MW | 2025 | -0.39647 | 33kV | Radial | None | Minimum
Mid North | FARRELL FLAT - WATERLOO TIE SD57100 | Minimum Forecast | MW | 2025 |  | 33kV | Radial | None | Minimum
Mid North | FARRELL FLAT - BURRA SD57100 | Minimum Forecast | MW | 2025 |  | 33kV | Radial | None | Minimum
Murraylands | MANNUM - PALMER TEE SD39200 | Minimum Forecast | MW | 2025 | -0.63838 | 33kV | Radial | None | Minimum
Murraylands | PALMER TEE - MANNUM ROAD RANDELL ROAD INT SD39200 | Minimum Forecast | MW | 2025 |  | 33kV | Radial | None | Minimum
Murraylands | PALMER TEE - CAMBRAI TEE SD39200 | Minimum Forecast | MW | 2025 |  | 33kV | Radial | None | Minimum
Murraylands | CAMBRAI TEE - CAMBRAI SD39200 | Minimum Forecast | MW | 2025 |  | 33kV | Radial | None | Minimum
Murraylands | CAMBRAI TEE - PALMER RURAL SD39200 | Minimum Forecast | MW | 2025 |  | 33kV | Radial | None | Minimum
Murraylands | MANNUM - TEAL FLAT TEE SD39100 | Minimum Forecast | MW | 2025 | -3.9538 | 33kV | Radial | None | Minimum
Murraylands | TEAL FLAT TEE - TEAL FLAT SD39100 | Minimum Forecast | MW | 2025 |  | 33kV | Radial | None | Minimum
Murraylands | TEAL FLAT TEE - SWAN REACH SD39100 | Minimum Forecast | MW | 2025 |  | 33kV | Radial | None | Minimum
Murraylands | MANNUM - CALOOTE TEE SD39300 | Minimum Forecast | MW | 2025 | -11.9376 | 33kV | Radial | None | Minimum
Murraylands | CALOOTE TEE - CALOOTE SD39300 | Minimum Forecast | MW | 2025 |  | 33kV | Radial | None | Minimum
Murraylands | CALOOTE TEE - MOBILONG TIE SD39300 | Minimum Forecast | MW | 2025 |  | 33kV | Radial | None | Minimum
Murraylands | MANNUM - MANNUM RURAL SD39300 | Minimum Forecast | MW | 2025 |  | 33kV | Radial | None | Minimum
Murraylands | MANNUM RURAL - MANNUM TOWN TEE SD39300 | Minimum Forecast | MW | 2025 |  | 33kV | Radial | None | Minimum
Murraylands | MANNUM TOWN TEE - MANNUM ROAD RANDELL ROAD INT SD39300 | Minimum Forecast | MW | 2025 |  | 33kV | Radial | None | Minimum
Murraylands | MANNUM TOWN TEE - PELLARING FLAT TEE SD39300 | Minimum Forecast | MW | 2025 |  | 33kV | Radial | None | Minimum
Murraylands | PELLARING FLAT TEE - MANNUM TOWN SD39300 | Minimum Forecast | MW | 2025 |  | 33kV | Radial | None | Minimum
Murraylands | MOBILONG DISTRIBUTION - MOBILONG SD43100 | Minimum Forecast | MW | 2025 | -8.3991 | 33kV | Radial | None | Minimum
Murraylands | MOBILONG - MOBILONG TEE SD43100 | Minimum Forecast | MW | 2025 |  | 33kV | Radial | None | Minimum
Murraylands | MOBILONG TEE - MYPOLONGA TIE SD43100 | Minimum Forecast | MW | 2025 |  | 33kV | Radial | None | Minimum
Murraylands | MOBILONG TEE - MURRAY BRIDGE NORTH TEE SD43100 | Minimum Forecast | MW | 2025 |  | 33kV | Radial | None | Minimum
Murraylands | MURRAY BRIDGE NORTH TEE - MURRAY BRIDGE NORTH SD43100 | Minimum Forecast | MW | 2025 |  | 33kV | Radial | None | Minimum
Murraylands | MURRAY BRIDGE NORTH TEE - MURRAY BRIDGE SOUTH TEE SD43100 | Minimum Forecast | MW | 2025 |  | 33kV | Radial | None | Minimum
Murraylands | MURRAY BRIDGE SOUTH TEE - MURRAY BRIDGE SOUTH SD43100 | Minimum Forecast | MW | 2025 |  | 33kV | Radial | None | Minimum
Murraylands | MURRAY BRIDGE SOUTH TEE - MURRAY BRIDGE TOWNSHIP SD43100 | Minimum Forecast | MW | 2025 |  | 33kV | Radial | None | Minimum
Murraylands | MOBILONG DISTRIBUTION - MOBILONG SD43200 | Minimum Forecast | MW | 2025 | -3.3991 | 33kV | Radial | None | Minimum
Murraylands | MOBILONG - MONARTO TEE SD43200 | Minimum Forecast | MW | 2025 |  | 33kV | Radial | None | Minimum
Murraylands | MONARTO TEE - MURRAY BRIDGE NORTH SD43200 | Minimum Forecast | MW | 2025 |  | 33kV | Radial | None | Minimum
Murraylands | MONARTO TEE - MONARTO SOUTH TEE SD43200 | Minimum Forecast | MW | 2025 |  | 33kV | Radial | None | Minimum
Murraylands | MONARTO SOUTH TEE - MONARTO SOUTH SD43200 | Minimum Forecast | MW | 2025 |  | 33kV | Radial | None | Minimum
Murraylands | MONARTO SOUTH TEE - MONARTO CENTRAL SD43200 | Minimum Forecast | MW | 2025 |  | 33kV | Radial | None | Minimum
Murraylands | MOBILONG DISTRIBUTION - MOBILONG SD43300 | Minimum Forecast | MW | 2025 | -4.9927 | 33kV | Radial | None | Minimum
Murraylands | MOBILONG - PALLAMANA TEE SD43300 | Minimum Forecast | MW | 2025 |  | 33kV | Radial | None | Minimum
Murraylands | PALLAMANA TEE - MYPOLONGA TEE SD43300 | Minimum Forecast | MW | 2025 |  | 33kV | Radial | None | Minimum
Murraylands | MYPOLONGA TEE - MYPOLONGA SD43300 | Minimum Forecast | MW | 2025 |  | 33kV | Radial | None | Minimum
Murraylands | MYPOLONGA - MYPOLONGA EOL SD43300 | Minimum Forecast | MW | 2025 |  | 33kV | Radial | None | Minimum
Murraylands | MYPOLONGA TEE - CALOOTE TEE SD43300 | Minimum Forecast | MW | 2025 |  | 33kV | Radial | None | Minimum
Murraylands | TAILEM BEND - PUMP STATION TEE SD40101 | Minimum Forecast | MW | 2025 | -5.505 | 33kV | Radial | None | Minimum
Murraylands | PUMP STATION TEE - TAILEM BEND RURAL SD40101 | Minimum Forecast | MW | 2025 |  | 33kV | Radial | None | Minimum
Murraylands | TAILEM BEND RURAL - TAILEM BEND EOL SD40101 | Minimum Forecast | MW | 2025 |  | 33kV | Radial | None | Minimum
Murraylands | PUMP STATION TEE - TAILEM BEND TOWN TEE SD40101 | Minimum Forecast | MW | 2025 |  | 33kV | Radial | None | Minimum
Murraylands | TAILEM BEND TOWN TEE - TAILEM BEND TOWN SD40101 | Minimum Forecast | MW | 2025 |  | 33kV | Radial | None | Minimum
Murraylands | TAILEM BEND TOWN TEE - JERVOIS SD40101 | Minimum Forecast | MW | 2025 |  | 33kV | Radial | None | Minimum
Murraylands | JERVOIS - JERVOIS FLAT 1 TEE SD40102 | Minimum Forecast | MW | 2025 |  | 33kV | Radial | None | Minimum
Murraylands | JERVOIS FLAT 1 TEE - JERVOIS FLAT 2 TEE SD40102 | Minimum Forecast | MW | 2025 |  | 33kV | Radial | None | Minimum
Murraylands | JERVOIS FLAT 2 TEE - WOODS POINT SD40102 | Minimum Forecast | MW | 2025 |  | 33kV | Radial | None | Minimum
Murraylands | WOODS POINT - WHITE SANDS TEE SD40103 | Minimum Forecast | MW | 2025 |  | 33kV | Radial | None | Minimum
Murraylands | WHITE SANDS TEE - WHITE SANDS SD40103 | Minimum Forecast | MW | 2025 |  | 33kV | Radial | None | Minimum
Murraylands | WHITE SANDS TEE - MURRAY BRIDGE TOWNSHIP SD40103 | Minimum Forecast | MW | 2025 |  | 33kV | Radial | None | Minimum
Murraylands | TAILEM BEND - SUBSTATION ROAD TEE SD40200 | Minimum Forecast | MW | 2025 | -0.19626 | 33kV | Radial | None | Minimum
Murraylands | SUBSTATION ROAD TEE - SUBSTATION ROAD SD40200 | Minimum Forecast | MW | 2025 |  | 33kV | Radial | None | Minimum
Murraylands | SUBSTATION ROAD TEE - MALLEE HWY SD40200 | Minimum Forecast | MW | 2025 |  | 33kV | Radial | None | Minimum
Murraylands | MALLEE HWY - MOORLANDS SWER SD40200 | Minimum Forecast | MW | 2025 |  | 33kV | Radial | None | Minimum
Murraylands | MALLEE HWY - ELWOMPLE SD40200 | Minimum Forecast | MW | 2025 |  | 33kV | Radial | None | Minimum
Murraylands | MOORLANDS SWER - COOMANDOOK SD40200 | Minimum Forecast | MW | 2025 |  | 33kV | Radial | None | Minimum
Murraylands | COOMANDOOK - COONALPYN SD40200 | Minimum Forecast | MW | 2025 |  | 33kV | Radial | None | Minimum
Murraylands | COONALPYN - BINNIES TEE SD40300 | Minimum Forecast | MW | 2025 | -0.13508 | 33kV | Radial | N | Minimum
Murraylands | BINNIES TEE - BINNIES SD40300 | Minimum Forecast | MW | 2025 |  | 33kV | Radial | None | Minimum
Murraylands | BINNIES TEE - MENINGIE SD40300 | Minimum Forecast | MW | 2025 |  | 33kV | Radial | None | Minimum
Murraylands | MENINGIE - CAMPBELL PARK TEE SD40400 | Minimum Forecast | MW | 2025 | -0.0055105 | 33kV | Radial | None | Minimum
Murraylands | CAMPBELL PARK TEE - CAMPBELL PARK SD40400 | Minimum Forecast | MW | 2025 |  | 33kV | Radial | None | Minimum
Murraylands | CAMPBELL PARK TEE - NARRUNG SD40400 | Minimum Forecast | MW | 2025 |  | 33kV | Radial | None | Minimum
Murraylands | TAILEM BEND - SHERLOCK SD40501 | Minimum Forecast | MW | 2025 | 0.13602 | 33kV | Radial | None | Minimum
Murraylands | SHERLOCK - KAROONDA SD40502 | Minimum Forecast | MW | 2025 | -0.45425 | 33kV | Radial | None | Minimum
Murraylands | SHERLOCK - GERANIUM SD40600 | Minimum Forecast | MW | 2025 | 0.088403 | 33kV | Radial | N | Minimum
Murraylands | GERANIUM - LAMEROO SD40700 | Minimum Forecast | MW | 2025 |  | 33kV | Radial | N | Minimum
Murraylands | LAMEROO - LAMEROO RURAL SD40800 | Minimum Forecast | MW | 2025 | 0.21018 | 33kV | Radial | N | Minimum
Murraylands | LAMEROO RURAL - PARILLA TEE SD40800 | Minimum Forecast | MW | 2025 |  | 33kV | Radial | N | Minimum
Murraylands | PARILLA TEE - PARILLA SD40800 | Minimum Forecast | MW | 2025 |  | 33kV | Radial | None | Minimum
Murraylands | PARILLA TEE - PINNAROO SD40800 | Minimum Forecast | MW | 2025 |  | 33kV | Radial | None | Minimum
Riverland | PARINGA - MURTHO LX21 | Minimum Forecast | MW | 2025 | 0.068441 | 33kV | Radial | N | Minimum
Riverland | MURTHO - LINDSAY PT TEE LX21 | Minimum Forecast | MW | 2025 |  | 33kV | Radial | None | Minimum
Riverland | LINDSAY PT TEE - BORDER CLIFFS LX21 | Minimum Forecast | MW | 2025 |  | 33kV | Radial | None | Minimum
Riverland | LINDSAY PT TEE - VIC BORDER LX21 | Minimum Forecast | MW | 2025 |  | 33kV | Radial | None | Minimum
Riverland | SWAN REACH - SWAN REACH FILTRATION TEE SD39400 | Minimum Forecast | MW | 2025 | -0.76778 | 33kV | Radial | None | Minimum
Riverland | SWAN REACH FILTRATION TEE - SWAN REACH TOWN SD39400 | Minimum Forecast | MW | 2025 |  | 33kV | Radial | None | Minimum
South East | KEITH - COONALPYN SD45101 | Minimum Forecast | MW | 2025 | 0.0769 | 33kV | Radial | None | Minimum
South East | KEITH - PADTHAWAY SD45300 | Minimum Forecast | MW | 2025 | -0.063695 | 33kV | Radial | None | Minimum
South East | KEITH - WIRREGA SD45201 | Minimum Forecast | MW | 2025 | -0.42122 | 33kV | Radial | N | Minimum
South East | WIRREGA - BORDERTOWN SD45202 | Minimum Forecast | MW | 2025 |  | 33kV | Radial | N | Minimum
South East | SNUGGERY RURAL - MILLICENT SD49100 | Minimum Forecast | MW | 2025 | -8.4393 | 33kV | Radial | None | Minimum
South East | MILLICENT - SOUTH END TEE SD49100 | Minimum Forecast | MW | 2025 |  | 33kV | Radial | None | Minimum
South East | SOUTH END TEE - SOUTH END SD49100 | Minimum Forecast | MW | 2025 |  | 33kV | Radial | None | Minimum
South East | SOUTH END TEE - HATHERLEIGH TOWNSHIP TEE SD49100 | Minimum Forecast | MW | 2025 |  | 33kV | Radial | None | Minimum
South East | HATHERLEIGH TOWNSHIP TEE - HATHERLEIGH TOWNSHIP SD49100 | Minimum Forecast | MW | 2025 |  | 33kV | Radial | None | Minimum
South East | HATHERLEIGH TOWNSHIP TEE - HATHERLEIGH SD49100 | Minimum Forecast | MW | 2025 |  | 33kV | Radial | None | Minimum
South East | HATHERLEIGH - BEACHPORT TEE SD49200 | Minimum Forecast | MW | 2025 |  | 33kV | Radial | None | Minimum
South East | BEACHPORT TEE - BEACHPORT SD49200 | Minimum Forecast | MW | 2025 |  | 33kV | Radial | None | Minimum
South East | BEACHPORT TEE - ROBE SD49200 | Minimum Forecast | MW | 2025 |  | 33kV | Radial | N | Minimum
South East | SNUGGERY RURAL - MOUNT BURR SD49500 | Minimum Forecast | MW | 2025 | -0.30348 | 33kV | Radial | None | Minimum
South East | MOUNT BURR - KALANGADOO TEE SD49500 | Minimum Forecast | MW | 2025 |  | 33kV | Radial | None | Minimum
South East | KALANGADOO TEE - KALANGADOO SD49500 | Minimum Forecast | MW | 2025 |  | 33kV | Radial | None | Minimum
South East | KALANGADOO TEE - KALANGADOO RURAL SD49500 | Minimum Forecast | MW | 2025 |  | 33kV | Radial | None | Minimum
South East | BLANCHE - MOUNT GAMBIER WEST SD48101 | Minimum Forecast | MW | 2025 | -0.543 | 33kV | Radial | None | Minimum
South East | BLUE LAKE TEE - MOUNT GAMBIER SD48104 | Minimum Forecast | MW | 2025 | 0.021872 | 33kV | Radial | None | Minimum
South East | BLANCHE - LAKESIDE TEE SD48100 | Minimum Forecast | MW | 2025 | -0.89959 | 33kV | Radial | None | Minimum
South East | LAKESIDE TEE - GLENCOE TEE SD48100 | Minimum Forecast | MW | 2025 |  | 33kV | Radial | None | Minimum
South East | GLENCOE TEE - TANTANOOLA SD48100 | Minimum Forecast | MW | 2025 |  | 33kV | Radial | None | Minimum
South East | GLENCOE TEE - MOUNT GAMBIER SD48100 | Minimum Forecast | MW | 2025 |  | 33kV | Radial | None | Minimum
South East | BLANCHE - KONGORONG TEE SD48200 | Minimum Forecast | MW | 2025 | -0.2499 | 33kV | Radial | None | Minimum
South East | KONGORONG TEE - KONGORONG SD48200 | Minimum Forecast | MW | 2025 |  | 33kV | Radial | None | Minimum
South East | KONGORONG TEE - MOUNT SCHANK SD48200 | Minimum Forecast | MW | 2025 |  | 33kV | Radial | None | Minimum
South East | MOUNT SCHANK - ALLENDALE EAST SD48200 | Minimum Forecast | MW | 2025 |  | 33kV | Radial | None | Minimum
South East | MOUNT GAMBIER - TARPEENA SOUTH TEE SD47101 | Minimum Forecast | MW | 2025 | 0.26283 | 33kV | Radial | None | Minimum
South East | TARPEENA SOUTH TEE - MOUNT GAMBIER SD47101 | Minimum Forecast | MW | 2025 |  | 33kV | Radial | None | Minimum
South East | TARPEENA SOUTH TEE - TARPEENA SOUTH SD47101 | Minimum Forecast | MW | 2025 |  | 33kV | Radial | None | Minimum
South East | KINCRAIG - LUCINDALE SD46201 | Minimum Forecast | MW | 2025 | 0.7101 | 33kV | Radial | None | Minimum
South East | LUCINDALE - KINGSTON SE SD46201 | Minimum Forecast | MW | 2025 |  | 33kV | Radial | None | Minimum
South East | KINCRAIG - NARACOORTE SD46300 | Minimum Forecast | MW | 2025 | -4.66 | 33kV | Radial | None | Minimum
South East | NARACOORTE - NARACOORTE EAST TEE SD46100 | Minimum Forecast | MW | 2025 | -4.3066 | 33kV | Radial | None | Minimum
South East | NARACOORTE EAST TEE - NARACOORTE EAST SD46100 | Minimum Forecast | MW | 2025 |  | 33kV | Radial | None | Minimum
South East | NARACOORTE EAST TEE - PADTHAWAY SD46100 | Minimum Forecast | MW | 2025 |  | 33kV | Radial | None | Minimum
South East | KINCRAIG - STRUAN RURAL SD46400 | Minimum Forecast | MW | 2025 | -4.8959 | 33kV | Radial | None | Minimum
South East | STRUAN RURAL - GLENROY RURAL SD46400 | Minimum Forecast | MW | 2025 |  | 33kV | Radial | None | Minimum
South East | PENOLA WEST - PENOLA TEE SD58200 | Minimum Forecast | MW | 2025 | -1.1167 | 33kV | Radial | None | Minimum
South East | PENOLA TEE - GLENROY RURAL SD58200 | Minimum Forecast | MW | 2025 |  | 33kV | Radial | N | Minimum
South East | PENOLA WEST - PENOLA TEE SD58101 | Minimum Forecast | MW | 2025 | -0.047354 | 33kV | Radial | None | Minimum
South East | PENOLA TEE - SAFRIES TEE SD58101 | Minimum Forecast | MW | 2025 |  | 33kV | Radial | None | Minimum
South East | SAFRIES TEE - KALANGADOO NANGWARRY TEE SD58101 | Minimum Forecast | MW | 2025 |  | 33kV | Radial | None | Minimum
South East | KALANGADOO NANGWARRY TEE - NANGWARRY TEE SD58101 | Minimum Forecast | MW | 2025 |  | 33kV | Radial | None | Minimum
South East | NANGWARRY TEE - NANGWARRY SD58101 | Minimum Forecast | MW | 2025 |  | 33kV | Radial | None | Minimum
South East | KALANGADOO NANGWARRY TEE - KALANGADOO RURAL SD58101 | Minimum Forecast | MW | 2025 |  | 33kV | Radial | None | Minimum
South East | NANGWARRY TEE - MOUNT GAMBIER SD58101 | Minimum Forecast | MW | 2025 |  | 33kV | Radial | None | Minimum
Metro South | WILLUNGA - MCLAREN VALE SD44400 | Minimum Forecast | MW | 2025 | -1.3545 | 33kV | Radial | None | Minimum
Metro South | YANKALILLA - HAY FLAT SD44200 | Minimum Forecast | MW | 2025 | -0.68786 | 33kV | Radial | None | Minimum
Metro South | HAY FLAT - RAPID BAY TEE SD44200 | Minimum Forecast | MW | 2025 |  | 33kV | Radial | None | Minimum
Metro South | RAPID BAY TEE - RAPID BAY SD44200 | Minimum Forecast | MW | 2025 |  | 33kV | Radial | None | Minimum
Metro South | RAPID BAY TEE - CAPE JERVIS SD44200 | Minimum Forecast | MW | 2025 |  | 33kV | Radial | None | Minimum
Metro South | CAPE JERVIS - CUTTLEFISH BAY SD44301 | Minimum Forecast | MW | 2025 | -1.7841 | 33kV | Radial | None | Minimum
Metro South | FISHERY BEACH BACKUP - CUTTLEFISH BAY BACKUP SD44301 | Minimum Forecast | MW | 2025 |  | 33kV | Radial | None | Minimum
Metro South | CUTTLEFISH BAY - PENNESHAW SD44301 | Minimum Forecast | MW | 2025 |  | 33kV | Radial | None | Minimum
Metro South | PENNESHAW - AMERICAN RIVER SD44300 | Minimum Forecast | MW | 2025 |  | 33kV | Radial | None | Minimum
Metro South | AMERICAN RIVER - KINGSCOTE TEE SD44300 | Minimum Forecast | MW | 2025 |  | 33kV | Radial | N | Minimum
Metro South | KINGSCOTE TEE - MACGILLIVRAY SD44300 | Minimum Forecast | MW | 2025 |  | 33kV | Radial | None | Minimum
Metro South | KINGSCOTE TEE - KINGSCOTE SD44300 | Minimum Forecast | MW | 2025 |  | 33kV | Radial | None | Minimum
Upper North | DAVENPORT WEST - PORT AUGUSTA NO1 SD54101 | Minimum Forecast | MW | 2025 | -7.3245 | 33kV | Meshed | None | Minimum
Upper North | DAVENPORT WEST - PORT AUGUSTA TEE SD54102 | Minimum Forecast | MW | 2025 | -2.069 | 33kV | Meshed | None | Minimum
Upper North | PORT AUGUSTA NO2 - PORT AUGUSTA TEE SD54102 | Minimum Forecast | MW | 2025 |  | 33kV | Meshed | None | Minimum
Upper North | PORT AUGUSTA TEE - PORT AUGUSTA WEST TEE SD54102 | Minimum Forecast | MW | 2025 |  | 33kV | Radial | None | Minimum
Upper North | PORT AUGUSTA WEST TEE - PORT AUGUSTA WEST SD54102 | Minimum Forecast | MW | 2025 |  | 33kV | Radial | None | Minimum
Upper North | PORT AUGUSTA WEST TEE - PANDURRA TEE SD54102 | Minimum Forecast | MW | 2025 |  | 33kV | Radial | None | Minimum
Upper North | PANDURRA TEE - BOOKALOO SD54102 | Minimum Forecast | MW | 2025 |  | 33kV | Radial | None | Minimum
Upper North | PANDURRA TEE - PANDURRA SD54102 | Minimum Forecast | MW | 2025 |  | 33kV | Radial | None | Minimum
Upper North | DAVENPORT WEST - AUGUSTA HWY SD54300 | Minimum Forecast | MW | 2025 | -6.5166 | 33kV | Radial | None | Minimum
Upper North | AUGUSTA HWY - STIRLING NORTH SD54300 | Minimum Forecast | MW | 2025 |  | 33kV | Radial | None | Minimum
Upper North | STIRLING NORTH - QUORN SD54300 | Minimum Forecast | MW | 2025 |  | 33kV | Radial | None | Minimum
Upper North | DAVENPORT WEST - PT PATERSON SD54400 | Minimum Forecast | MW | 2025 | 0.69945 | 33kV | Radial | None | Minimum
Upper North | BAROOTA - BAROOTA TOWN TEE SD31100 | Minimum Forecast | MW | 2025 | -8.3224 | 33kV | Radial | None | Minimum
Upper North | BAROOTA TOWN TEE - BAROOTA TOWN SD31100 | Minimum Forecast | MW | 2025 |  | 33kV | Radial | None | Minimum
Upper North | BAROOTA TOWN TEE - BAROOTA TEE SD31100 | Minimum Forecast | MW | 2025 |  | 33kV | Radial | None | Minimum
Upper North | BAROOTA TEE - NAPPERBY BUNGAMA SD31100 | Minimum Forecast | MW | 2025 |  | 33kV | Radial | None | Minimum
Upper North | BAROOTA TEE - MURRAYTOWN SD31100 | Minimum Forecast | MW | 2025 |  | 33kV | Radial | None | Minimum
Upper North | MURRAYTOWN - WIRRABARA FOREST TEE SD31200 | Minimum Forecast | MW | 2025 | -0.088208 | 33kV | Radial | None | Minimum
Upper North | WIRRABARA FOREST TEE - WIRRABARA FOREST SD31200 | Minimum Forecast | MW | 2025 |  | 33kV | Radial | None | Minimum
Upper North | WIRRABARA FOREST TEE - GLADSTONE SD31200 | Minimum Forecast | MW | 2025 |  | 33kV | Radial | None | Minimum
Upper North | MURRAYTOWN - ORROROO SD31300 | Minimum Forecast | MW | 2025 | -1.13 | 33kV | Radial | None | Minimum
Upper North | MURRAYTOWN - WILMINGTON SD31400 | Minimum Forecast | MW | 2025 |  | 33kV | Radial | None | Minimum
Upper North | BUNGAMA - PORT PIRIE SOUTH SD32101 | Minimum Forecast | MW | 2025 | -1.0795 | 33kV | Meshed | None | Minimum
Upper North | PORT PIRIE SOUTH - PORT PIRIE SD32102 | Minimum Forecast | MW | 2025 | -17.8488 | 33kV | Meshed | None | Minimum
Upper North | BUNGAMA - PORT PIRIE SD32103 | Minimum Forecast | MW | 2025 | 2.8984 | 33kV | Meshed | None | Minimum
Upper North | BUNGAMA - HUGHES GAP SD32301 | Minimum Forecast | MW | 2025 | -22.1196 | 33kV | Radial | Reverse N | Minimum
Upper North | HUGHES GAP - CRYSTAL BROOK TEE SD32302 | Minimum Forecast | MW | 2025 |  | 33kV | Radial | None | Minimum
Upper North | CRYSTAL BROOK TEE - GLADSTONE SD32302 | Minimum Forecast | MW | 2025 |  | 33kV | Radial | None | Minimum
Upper North | GLADSTONE - CALTOWIE TEE SD32200 | Minimum Forecast | MW | 2025 | -8.1906 | 33kV | Radial | None | Minimum
Upper North | CALTOWIE TEE - CALTOWIE SD32200 | Minimum Forecast | MW | 2025 |  | 33kV | Radial | None | Minimum
Upper North | CALTOWIE TEE - PETERBOROUGH TEE SD32200 | Minimum Forecast | MW | 2025 |  | 33kV | Radial | None | Minimum
Upper North | PETERBOROUGH TEE - JAMESTOWN SD32200 | Minimum Forecast | MW | 2025 |  | 33kV | Radial | None | Minimum
Upper North | JAMESTOWN - TEROWIE TOWNSHIP SD32200 | Minimum Forecast | MW | 2025 |  | 33kV | Radial | None | Minimum
Upper North | PETERBOROUGH TEE - PETERBOROUGH SD32200 | Minimum Forecast | MW | 2025 |  | 33kV | Radial | None | Minimum
Upper North | BUNGAMA - PORT BROUGHTON TEE SD32400 | Minimum Forecast | MW | 2025 | -12.7248 | 33kV | Radial | Reverse N | Minimum
Upper North | PORT BROUGHTON TEE - PORT BROUGHTON SD32400 | Minimum Forecast | MW | 2025 |  | 33kV | Radial | None | Minimum
Upper North | PORT BROUGHTON TEE - BRINKWORTH TIE SD32400 | Minimum Forecast | MW | 2025 |  | 33kV | Radial | None | Minimum
Upper North | PORT BROUGHTON TEE - CRYSTAL BROOK TEE SD32400 | Minimum Forecast | MW | 2025 |  | 33kV | Radial | None | Minimum
Upper North | NEUROODLA - HAWKER SD59100 | Minimum Forecast | MW | 2025 | -0.095986 | 33kV | Radial | None | Minimum
Yorke Peninsula | HUMMOCKS DISTRIBUTION - NINNES TEE SD34400 | Minimum Forecast | MW | 2025 | -5.5425 | 33kV | Radial | None | Minimum
Yorke Peninsula | NINNES TEE - LOCHIEL SD34400 | Minimum Forecast | MW | 2025 |  | 33kV | Radial | None | Minimum
Yorke Peninsula | NINNES TEE - KAINTON TEE SD34400 | Minimum Forecast | MW | 2025 |  | 33kV | Radial | None | Minimum
Yorke Peninsula | KAINTON TEE - KAINTON SD34400 | Minimum Forecast | MW | 2025 |  | 33kV | Radial | None | Minimum
Yorke Peninsula | KAINTON TEE - PASKEVILLE SD34400 | Minimum Forecast | MW | 2025 |  | 33kV | Radial | None | Minimum
Yorke Peninsula | PASKEVILLE - KADINA EAST SD34405 | Minimum Forecast | MW | 2025 |  | 33kV | Radial | None | Minimum
Yorke Peninsula | HUMMOCKS DISTRIBUTION - PORT CLINTON SD34300 | Minimum Forecast | MW | 2025 | -0.4804 | 33kV | Radial | None | Minimum
Yorke Peninsula | PORT CLINTON - ARDROSSAN SD34300 | Minimum Forecast | MW | 2025 |  | 33kV | Radial | None | Minimum
Yorke Peninsula | HUMMOCKS DISTRIBUTION - FEDERATION CORNER SD34201 | Minimum Forecast | MW | 2025 | -3.335 | 33kV | Radial | None | Minimum
Yorke Peninsula | FEDERATION CORNER - SWAMP ROAD SD34201 | Minimum Forecast | MW | 2025 |  | 33kV | Radial | None | Minimum
Yorke Peninsula | FEDERATION CORNER - PT WAKEFIELD TEE SD34201 | Minimum Forecast | MW | 2025 |  | 33kV | Radial | None | Minimum
Yorke Peninsula | PT WAKEFIELD TEE - SWAMP ROAD SD34201 | Minimum Forecast | MW | 2025 |  | 33kV | Radial | None | Minimum
Yorke Peninsula | SWAMP ROAD - PT WAKEFIELD FAR NORTH EAST SD34201 | Minimum Forecast | MW | 2025 |  | 33kV | Radial | None | Minimum
Yorke Peninsula | PT WAKEFIELD TEE - PT WAKEFIELD RURAL SD34201 | Minimum Forecast | MW | 2025 |  | 33kV | Radial | None | Minimum
Yorke Peninsula | PT WAKEFIELD RURAL - PT WAKEFIELD TOWN TEE SD34201 | Minimum Forecast | MW | 2025 |  | 33kV | Radial | None | Minimum
Yorke Peninsula | PT WAKEFIELD TOWN TEE - PT WAKEFIELD TOWN SD34201 | Minimum Forecast | MW | 2025 |  | 33kV | Radial | None | Minimum
Yorke Peninsula | PT WAKEFIELD TOWN TEE - PROOF RANGE SD34201 | Minimum Forecast | MW | 2025 |  | 33kV | Radial | None | Minimum
Yorke Peninsula | HUMMOCKS DISTRIBUTION - BOWMANS TEE SD34102 | Minimum Forecast | MW | 2025 | -8.3715 | 33kV | Radial | None | Minimum
Yorke Peninsula | BOWMANS TEE - PT WAKEFIELD RURAL SD34102 | Minimum Forecast | MW | 2025 |  | 33kV | Radial | None | Minimum
Yorke Peninsula | BOWMANS TEE - SAINTS SD34102 | Minimum Forecast | MW | 2025 |  | 33kV | Radial | None | Minimum
Yorke Peninsula | SAINTS - BALAKLAVA SD34102 | Minimum Forecast | MW | 2025 |  | 33kV | Radial | None | Minimum
Yorke Peninsula | BALAKLAVA - BALAKLAVA RURAL SD34102 | Minimum Forecast | MW | 2025 |  | 33kV | Radial | None | Minimum
Yorke Peninsula | BALAKLAVA - BALAKLAVA TOWNSHIP SD34102 | Minimum Forecast | MW | 2025 |  | 33kV | Radial | None | Minimum
Yorke Peninsula | KADINA EAST DISTRIBUTION - KADINA SD51102 | Minimum Forecast | MW | 2025 | -13.3556 | 33kV | Radial | None | Minimum
Yorke Peninsula | KADINA EAST DISTRIBUTION - MOONTA TEE SD51200 | Minimum Forecast | MW | 2025 | -13.9262 | 33kV | Radial | None | Minimum
Yorke Peninsula | MOONTA TEE - KADINA SD51200 | Minimum Forecast | MW | 2025 |  | 33kV | Radial | None | Minimum
Yorke Peninsula | MOONTA TEE - MOONTA SD51200 | Minimum Forecast | MW | 2025 |  | 33kV | Radial | N | Minimum
Yorke Peninsula | KADINA EAST DISTRIBUTION - WALLAROO TEE SD51300 | Minimum Forecast | MW | 2025 | -12.5466 | 33kV | Radial | None | Minimum
Yorke Peninsula | WALLAROO TEE - KADINA SD51300 | Minimum Forecast | MW | 2025 |  | 33kV | Radial | None | Minimum
Yorke Peninsula | WALLAROO TEE - WALLAROO SD51300 | Minimum Forecast | MW | 2025 |  | 33kV | Radial | None | Minimum
Yorke Peninsula | ARDROSSAN WEST DISTRIBUTION - MAITLAND SD35100 | Minimum Forecast | MW | 2025 | -1.7494 | 33kV | Radial | None | Minimum
Yorke Peninsula | ARDROSSAN WEST DISTRIBUTION - ARDROSSAN SD35201 | Minimum Forecast | MW | 2025 | -2.3502 | 33kV | Radial | None | Minimum
Yorke Peninsula | ARDROSSAN WEST DISTRIBUTION - ARDROSSAN BHP SD35200 | Minimum Forecast | MW | 2025 | -2.6856 | 33kV | Radial | None | Minimum
Yorke Peninsula | ARDROSSAN - ARDROSSAN BHP SD35200 | Minimum Forecast | MW | 2025 |  | 33kV | Radial | None | Minimum
Yorke Peninsula | ARDROSSAN BHP - PORT VINCENT SD35200 | Minimum Forecast | MW | 2025 |  | 33kV | Radial | None | Minimum
Yorke Peninsula | PORT VINCENT - MINLATON TEE SD35300 | Minimum Forecast | MW | 2025 | -0.123 | 33kV | Radial | None | Minimum
Yorke Peninsula | MINLATON TEE - CURRAMULKA TEE SD35300 | Minimum Forecast | MW | 2025 |  | 33kV | Radial | None | Minimum
Yorke Peninsula | CURRAMULKA TEE - CURRAMULKA SD35300 | Minimum Forecast | MW | 2025 |  | 33kV | Radial | None | Minimum
Yorke Peninsula | CURRAMULKA TEE - MINLATON SD35300 | Minimum Forecast | MW | 2025 |  | 33kV | Radial | None | Minimum
Yorke Peninsula | MINLATON TEE - PT VINCENT RURAL SD35300 | Minimum Forecast | MW | 2025 |  | 33kV | Radial | None | Minimum
Yorke Peninsula | DALRYMPLE - STANSBURY TEE SD35400 | Minimum Forecast | MW | 2025 | -1.8269 | 33kV | Radial | None | Minimum
Yorke Peninsula | STANSBURY TEE - PORT GILES TEE SD35400 | Minimum Forecast | MW | 2025 |  | 33kV | Radial | None | Minimum
Yorke Peninsula | PORT GILES TEE - PORT GILES SD35400 | Minimum Forecast | MW | 2025 |  | 33kV | Radial | None | Minimum
Yorke Peninsula | STANSBURY TEE - STANSBURY SD35400 | Minimum Forecast | MW | 2025 |  | 33kV | Radial | None | Minimum
Yorke Peninsula | STANSBURY - PT VINCENT RURAL SD35403 | Minimum Forecast | MW | 2025 |  | 33kV | Radial | None | Minimum
Yorke Peninsula | DALRYMPLE - WOOL BAY RURAL SD35500 | Minimum Forecast | MW | 2025 | -3.4297 | 33kV | Radial | None | Minimum
Yorke Peninsula | WOOL BAY RURAL - WOOL BAY SD35500 | Minimum Forecast | MW | 2025 |  | 33kV | Radial | None | Minimum
Yorke Peninsula | WOOL BAY RURAL - PORT GILES TEE SD35500 | Minimum Forecast | MW | 2025 |  | 33kV | Radial | None | Minimum
Yorke Peninsula | WOOL BAY - EDITHBURGH TEE SD35500 | Minimum Forecast | MW | 2025 |  | 33kV | Radial | None | Minimum
Yorke Peninsula | EDITHBURGH TEE - YORKETOWN SD35500 | Minimum Forecast | MW | 2025 |  | 33kV | Radial | None | Minimum
Yorke Peninsula | YORKETOWN - MARION BAY SD35500 | Minimum Forecast | MW | 2025 |  | 33kV | Radial | None | Minimum
Yorke Peninsula | EDITHBURGH TEE - EDITHBURGH SD35500 | Minimum Forecast | MW | 2025 |  | 33kV | Radial | None | Minimum
Metro West | ADELAIDE BRIGHTON CEMENT - PORT ADELAIDE SD1529 | Minimum Forecast | MW | 2026 | -16.9 | 66kV | Meshed | None | Minimum
Metro South | ALDINGA - WILLUNGA SD1674 | Minimum Forecast | MW | 2026 | -6.6 | 66kV | Meshed | None | Minimum
Metro North | ANGLE VALE - ANGLE VALE TEE SD1506A | Minimum Forecast | MW | 2026 | 4.2 | 66kV | Meshed | None | Minimum
Metro North | ANGLE VALE TEE - EVANSTON SD1506B | Minimum Forecast | MW | 2026 | 4.2 | 66kV | Meshed | None | Minimum
Metro North | ANGLE VALE TEE - VIRGINIA TEE SD2033 | Minimum Forecast | MW | 2026 | 0 | 66kV | Radial | None | Minimum
Metro West | ATHOL PARK - ATHOL PARK TEE SD1677A | Minimum Forecast | MW | 2026 | 10.1 | 66kV | Radial | None | Minimum
Metro West | BLACKPOOL - FULHAM GARDENS SD1639 | Minimum Forecast | MW | 2026 | -20.7 | 66kV | Meshed | None | Minimum
Metro North | BOLIVAR - ST KILDA SD2034 | Minimum Forecast | MW | 2026 | -5.6 | 66kV | Radial | None | Minimum
Metro East | CAMPBELLTOWN - MAGILL SD1661 | Minimum Forecast | MW | 2026 | 29.8 | 66kV | Meshed | None | Minimum
Metro West | CHELTENHAM - CROYDON PARK TEE SD1655A | Minimum Forecast | MW | 2026 | -9.9 | 66kV | Meshed | None | Minimum
Metro South | CITY WEST - KESWICK SD2013 | Minimum Forecast | MW | 2026 | -52.5 | 66kV | Meshed | None | Minimum
Metro East | CITY WEST - WHITMORE SQUARE SD2016 | Minimum Forecast | MW | 2026 | -9.8 | 66kV | Meshed | None | Minimum
Metro East | COROMANDEL PLACE - WHITMORE SQUARE SD1681 | Minimum Forecast | MW | 2026 | 15.3 | 66kV | Meshed | None | Minimum
Metro East | CROYDON - HINDLEY STREET TEE SD1659B | Minimum Forecast | MW | 2026 | 26.7 | 66kV | Meshed | None | Minimum
Metro West | CROYDON - KILKENNY SD1523 | Minimum Forecast | MW | 2026 | -3.7 | 66kV | Meshed | None | Minimum
Metro West | CROYDON PARK - CROYDON PARK TEE SD1655B | Minimum Forecast | MW | 2026 | -12.3 | 66kV | Meshed | None | Minimum
Metro West | CROYDON PARK TEE - CROYDON SD1655C | Minimum Forecast | MW | 2026 | -22.1 | 66kV | Meshed | None | Minimum
Metro North | DIREK - PARALOWIE SD2004 | Minimum Forecast | MW | 2026 | 5.1 | 66kV | Meshed | None | Minimum
Metro East | DRY CREEK - KILBURN SOUTH TEE SD1658A | Minimum Forecast | MW | 2026 | 15.3 | 66kV | Meshed | None | Minimum
Metro East | EAST TERRACE - COROMANDEL PLACE SD1680 | Minimum Forecast | MW | 2026 | 29.9 | 66kV | Meshed | None | Minimum
Metro East | EAST TERRACE - NORTH ADELAIDE SD1560 | Minimum Forecast | MW | 2026 | -5.5 | 66kV | Meshed | None | Minimum
Metro North | EDINBURGH - SALISBURY SD1688 | Minimum Forecast | MW | 2026 | -7.7 | 66kV | Meshed | None | Minimum
Metro North | ELIZABETH DOWNS - PENFIELD SD1508 | Minimum Forecast | MW | 2026 | 6.7 | 66kV | Meshed | None | Minimum
Metro North | ELIZABETH DOWNS - SMITHFIELD WEST SD1686 | Minimum Forecast | MW | 2026 | -20.2 | 66kV | Meshed | N-1 | Minimum
Metro North | ELIZABETH HEIGHTS - ELIZABETH DOWNS SD1501 | Minimum Forecast | MW | 2026 | -18.3 | 66kV | Meshed | None | Minimum
Metro North | ELIZABETH SOUTH - EDINBURGH SD1511 | Minimum Forecast | MW | 2026 | -8.2 | 66kV | Meshed | None | Minimum
Metro West | FINDON - FINDON TEE SD1520A | Minimum Forecast | MW | 2026 | -6.5 | 66kV | Meshed | None | Minimum
Metro West | FINDON TEE - FLINDERS PARK SD1520B | Minimum Forecast | MW | 2026 | -5.2 | 66kV | Meshed | None | Minimum
Metro West | FLINDERS PARK - NEW RICHMOND SD1521 | Minimum Forecast | MW | 2026 | 1.2 | 66kV | Meshed | None | Minimum
Metro West | FULHAM GARDENS - FINDON TEE SD1520C | Minimum Forecast | MW | 2026 | 1.3 | 66kV | Meshed | None | Minimum
Metro West | FULHAM GARDENS - HENLEY SOUTH #1 SD1519 | Minimum Forecast | MW | 2026 | -5 | 66kV | Meshed | None | Minimum
Metro West | FULHAM GARDENS - HENLEY SOUTH #2 SD1691 | Minimum Forecast | MW | 2026 | -5 | 66kV | Meshed | None | Minimum
Metro South | GLENELG NORTH TEE - GLENELG NORTH SD1584A | Minimum Forecast | MW | 2026 | 0 | 66kV | Meshed | None | Minimum
Metro South | GLENELG NORTH TEE - PLYMPTON SD1584B | Minimum Forecast | MW | 2026 | 18.5 | 66kV | Meshed | None | Minimum
Metro East | GOLDEN GROVE - INGLE FARM SD1647 | Minimum Forecast | MW | 2026 | 20.2 | 66kV | Meshed | None | Minimum
Metro South | HACKHAM - PORT NOARLUNGA SD1694A | Minimum Forecast | MW | 2026 | -20 | 66kV | Meshed | None | Minimum
Metro South | HAPPY VALLEY - HV/SAW TEE SD1591A | Minimum Forecast | MW | 2026 | -29.3 | 66kV | Meshed | None | Minimum
Metro South | HAPPY VALLEY - PANORAMA #1 SD1665 | Minimum Forecast | MW | 2026 | -10.8 | 66kV | Meshed | None | Minimum
Metro South | HAPPY VALLEY - PANORAMA #2 SD1666 | Minimum Forecast | MW | 2026 | -10.9 | 66kV | Meshed | None | Minimum
Metro South | HAPPY VALLEY - SEACOMBE #1 SD1566 | Minimum Forecast | MW | 2026 | -19.3 | 66kV | Meshed | None | Minimum
Metro South | HAPPY VALLEY - SEACOMBE #2 SD1590 | Minimum Forecast | MW | 2026 | -16.5 | 66kV | Meshed | None | Minimum
Metro East | HILLCREST - HOLDEN HILL SD1692 | Minimum Forecast | MW | 2026 | -7 | 66kV | Meshed | None | Minimum
Metro East | HINDLEY STREET - WHITMORE SQUARE SD1664 | Minimum Forecast | MW | 2026 | 1.5 | 66kV | Meshed | None | Minimum
Metro East | HINDLEY STREET TEE - HINDLEY STREET SD1659C | Minimum Forecast | MW | 2026 | 21.2 | 66kV | Meshed | None | Minimum
Metro East | HOLDEN HILL - CAMPBELLTOWN SD1660 | Minimum Forecast | MW | 2026 | 7.8 | 66kV | Meshed | None | Minimum
Metro East | HOLDEN HILL - HOPE VALLEY SD1554A | Minimum Forecast | MW | 2026 | -23.8 | 66kV | Meshed | None | Minimum
Metro East | HOPE VALLEY - TEA TREE GULLY SD1554B | Minimum Forecast | MW | 2026 | -13.9 | 66kV | Meshed | None | Minimum
Metro South | HV/SAW TEE - MORPHETT VALE EAST SD1591C | Minimum Forecast | MW | 2026 | 3.8 | 66kV | Meshed | None | Minimum
Metro East | KENT TOWN - KENT TOWN TEE SD1690 | Minimum Forecast | MW | 2026 | 3.3832 | 66kV | Meshed | None | Minimum
Metro South | KESWICK - CLARENCE GARDENS SD1671 | Minimum Forecast | MW | 2026 | -9.0233 | 66kV | Radial | None | Minimum
Metro South | KESWICK - NEW RICHMOND TEE SD1670A | Minimum Forecast | MW | 2026 | -28.2 | 66kV | Meshed | N-1 | Minimum
Metro South | KESWICK - WHITMORE SQUARE TEE SD1669A | Minimum Forecast | MW | 2026 | -18.3 | 66kV | Meshed | None | Minimum
Metro West | KILBURN - CAVAN SD2014 | Minimum Forecast | MW | 2026 | 3.2 | 66kV | Meshed | None | Minimum
Metro West | KILBURN - CROYDON PARK SD1531 | Minimum Forecast | MW | 2026 | -19.2 | 66kV | Meshed | None | Minimum
Metro East | KILBURN SOUTH TEE - KILBURN SOUTH SD1658B | Minimum Forecast | MW | 2026 | -3.7554 | 66kV | Radial | None | Minimum
Metro East | KILBURN SOUTH TEE - PROSPECT SD1658C | Minimum Forecast | MW | 2026 | 18.6 | 66kV | Meshed | None | Minimum
Metro West | KILKENNY - WOODVILLE SD1675 | Minimum Forecast | MW | 2026 | -3.4 | 66kV | Meshed | None | Minimum
Metro South | KINGSWOOD - NORTH UNLEY SD1574 | Minimum Forecast | MW | 2026 | 15.5 | 66kV | Meshed | None | Minimum
Metro West | LARGS NORTH - ADELAIDE BRIGHTON CEMENT SD1654 | Minimum Forecast | MW | 2026 | 2.3 | 66kV | Meshed | None | Minimum
Metro West | LEFEVRE - BLACKPOOL SD1693 | Minimum Forecast | MW | 2026 | -14.1 | 66kV | Meshed | None | Minimum
Metro South | LINDEN PARK - LINDEN PARK TEE SD1662A | Minimum Forecast | MW | 2026 | 0 | 66kV | Meshed | None | Minimum
Metro South | LOWER MITCHAM - KINGSWOOD SD1563 | Minimum Forecast | MW | 2026 | 3.2 | 66kV | Meshed | None | Minimum
Metro East | MAGILL - BURNSIDE SD1556 | Minimum Forecast | MW | 2026 | -5.056 | 66kV | Radial | None | Minimum
Metro East | MAGILL - KENT TOWN TEE SD1663A | Minimum Forecast | MW | 2026 | 3.3832 | 66kV | Meshed | None | Minimum
Metro East | MAGILL - NORWOOD SD1543 | Minimum Forecast | MW | 2026 | 8.7 | 66kV | Meshed | None | Minimum
Metro South | MAGILL - URAIDLA TEE SD1662B | Minimum Forecast | MW | 2026 | -20.1 | 66kV | Meshed | None | Minimum
Metro East | MAGILL - WOODFORDE 2 SD1678 | Minimum Forecast | MW | 2026 | -8.3 | 66kV | Radial | None | Minimum
Metro East | MAGILL - WOODFORDE 3 SD1679 | Minimum Forecast | MW | 2026 | -8.4 | 66kV | Radial | None | Minimum
Metro South | MCLAREN FLAT - WILLUNGA SD1594A | Minimum Forecast | MW | 2026 | -32.4 | 66kV | Meshed | N-1 | Minimum
Metro South | MORPHETT VALE EAST - CLARENDON SD1592 | Minimum Forecast | MW | 2026 | -2.094 | 66kV | Radial | None | Minimum
Metro South | MORPHETT VALE EAST - HACKHAM SD1694B | Minimum Forecast | MW | 2026 | -29.4 | 66kV | Meshed | None | Minimum
Metro South | MORPHETT VALE EAST - MCLAREN FLAT SD1594B | Minimum Forecast | MW | 2026 | -35.4 | 66kV | Meshed | N-1 | Minimum
Metro South | MORPHETT VALE EAST - PORT STANVAC #1 SD1593 | Minimum Forecast | MW | 2026 | -20.4 | 66kV | Meshed | None | Minimum
Metro South | MORPHETT VALE EAST - PORT STANVAC #2 SD2010 | Minimum Forecast | MW | 2026 | -22.3 | 66kV | Meshed | None | Minimum
Metro South | MORPHETTVILLE - ASCOT PARK SD1586 | Minimum Forecast | MW | 2026 | -4.4 | 66kV | Meshed | None | Minimum
Metro South | MORPHETTVILLE - GLENELG NORTH TEE SD1584C | Minimum Forecast | MW | 2026 | 18.5 | 66kV | Meshed | None | Minimum
Metro South | MORPHETTVILLE - OAKLANDS SD1585 | Minimum Forecast | MW | 2026 | -9.6 | 66kV | Meshed | None | Minimum
Metro North | MUNNO PARA - ELIZABETH DOWNS SD2023 | Minimum Forecast | MW | 2026 | -11.3 | 66kV | Meshed | None | Minimum
Metro North | MUNNO PARA - EVANSTON SD1652 | Minimum Forecast | MW | 2026 | -22.1 | 66kV | Meshed | N-1 | Minimum
Metro West | NEW OSBORNE - BLACKPOOL SD1518 | Minimum Forecast | MW | 2026 | -13.5 | 66kV | Meshed | None | Minimum
Metro West | NEW OSBORNE - GLANVILLE SD1527 | Minimum Forecast | MW | 2026 | -23.9 | 66kV | Meshed | N-1 | Minimum
Metro West | NEW OSBORNE - LARGS NORTH SD1653 | Minimum Forecast | MW | 2026 | -4.3 | 66kV | Meshed | None | Minimum
Metro West | NEW OSBORNE - SMORGON STEEL RECYCLING SD1532A | Minimum Forecast | MW | 2026 | -2.2 | 66kV | Meshed | None | Minimum
Metro West | NEW RICHMOND - THEBARTON SD1516 | Minimum Forecast | MW | 2026 | 6.1 | 66kV | Meshed | None | Minimum
Metro South | NEW RICHMOND TEE - NEW RICHMOND SD1670B | Minimum Forecast | MW | 2026 | 0 | 66kV | Meshed | None | Minimum
Metro South | NEW RICHMOND TEE - PLYMPTON SD1670C | Minimum Forecast | MW | 2026 | -28.2 | 66kV | Meshed | None | Minimum
Metro South | NOARLUNGA CENTRE - PORT NOARLUNGA SD1668 | Minimum Forecast | MW | 2026 | -20.8 | 66kV | Meshed | None | Minimum
Metro East | NORTH ADELAIDE - HINDLEY STREET TEE SD1659A | Minimum Forecast | MW | 2026 | -5.5 | 66kV | Meshed | None | Minimum
Metro South | NORTH UNLEY - WHITMORE SQUARE TEE SD1669B | Minimum Forecast | MW | 2026 | 18.3 | 66kV | Meshed | N-1 | Minimum
Metro East | NORTHFIELD - CLEARVIEW SD1549 | Minimum Forecast | MW | 2026 | -13.7122 | 66kV | Radial | None | Minimum
Metro East | NORTHFIELD - DRY CREEK SD1657 | Minimum Forecast | MW | 2026 | 15.3 | 66kV | Meshed | None | Minimum
Metro East | NORTHFIELD - HARROW SD1535 | Minimum Forecast | MW | 2026 | -8.5031 | 66kV | Radial | None | Minimum
Metro East | NORTHFIELD - HILLCREST SD1534 | Minimum Forecast | MW | 2026 | -20.7 | 66kV | Meshed | None | Minimum
Metro East | NORTHFIELD - HOLDEN HILL SD1539 | Minimum Forecast | MW | 2026 | -20.7 | 66kV | Meshed | None | Minimum
Metro East | NORTHFIELD - INGLE FARM #1 SD1548 | Minimum Forecast | MW | 2026 | -18.2 | 66kV | Meshed | None | Minimum
Metro East | NORTHFIELD - INGLE FARM #2 SD2019 | Minimum Forecast | MW | 2026 | -19 | 66kV | Meshed | None | Minimum
Metro East | NORWOOD - EAST TERRACE SD1545 | Minimum Forecast | MW | 2026 | 40.1 | 66kV | Meshed | N-1 | Minimum
Metro East | NORWOOD - KENT TOWN SD1559 | Minimum Forecast | MW | 2026 | 0 | 66kV | Meshed | None | Minimum
Metro East | NORWOOD - LINDEN PARK SD1544 | Minimum Forecast | MW | 2026 | -14.2217 | 66kV | Meshed | None | Minimum
Metro South | PANORAMA - ASCOT PARK SD1587 | Minimum Forecast | MW | 2026 | -3.7 | 66kV | Meshed | None | Minimum
Metro South | PANORAMA - BLACKWOOD SD1572 | Minimum Forecast | MW | 2026 | -15.7442 | 66kV | Radial | None | Minimum
Metro South | PANORAMA - CUDMORE PARK SD1573 | Minimum Forecast | MW | 2026 | -5.1194 | 66kV | Radial | None | Minimum
Metro South | PANORAMA - LINDEN PARK TEE SD1662C | Minimum Forecast | MW | 2026 | 20.1 | 66kV | Meshed | None | Minimum
Metro South | PANORAMA - LOWER MITCHAM SD1562 | Minimum Forecast | MW | 2026 | -2.8 | 66kV | Meshed | None | Minimum
Metro South | PANORAMA - TONSLEY EAST SD2035 | Minimum Forecast | MW | 2026 | -8.5 | 66kV | Meshed | None | Minimum
Metro North | PARA - ELIZABETH HEIGHTS SD1504 | Minimum Forecast | MW | 2026 | -25.7 | 66kV | Meshed | None | Minimum
Metro North | PARA - ELIZABETH SOUTH SD1503 | Minimum Forecast | MW | 2026 | -16.7 | 66kV | Meshed | None | Minimum
Metro North | PARAFIELD GARDENS - CAVAN SD1687 | Minimum Forecast | MW | 2026 | 0 | 66kV | Meshed | None | Minimum
Metro North | PARAFIELD GARDENS - SALISBURY SD1502 | Minimum Forecast | MW | 2026 | -10.6 | 66kV | Meshed | None | Minimum
Metro North | PARAFIELD GARDENS WEST - BOLIVAR SD1683 | Minimum Forecast | MW | 2026 | -10.8 | 66kV | Radial | None | Minimum
Metro North | PARAFIELD GARDENS WEST - PARAFIELD GARDENS SD1682 | Minimum Forecast | MW | 2026 | -27.3 | 66kV | Meshed | N-1 | Minimum
Metro North | PARAFIELD GARDENS WEST - PARALOWIE SD1510 | Minimum Forecast | MW | 2026 | -10.5 | 66kV | Meshed | None | Minimum
Metro North | PENFIELD - DIREK SD1685 | Minimum Forecast | MW | 2026 | 3 | 66kV | Meshed | None | Minimum
Metro North | PENFIELD - ELIZABETH SOUTH SD1509 | Minimum Forecast | MW | 2026 | 6.5 | 66kV | Meshed | None | Minimum
Metro South | PLYMPTON - GLENELG NORTH SD1583 | Minimum Forecast | MW | 2026 | -4 | 66kV | Meshed | None | Minimum
Metro West | PORT ADELAIDE - CHELTENHAM SD1646 | Minimum Forecast | MW | 2026 | -13.5 | 66kV | Meshed | None | Minimum
Metro West | PORT ADELAIDE NORTH - ATHOL PARK TEE SD1677B | Minimum Forecast | MW | 2026 | 1.1 | 66kV | Meshed | None | Minimum
Metro South | PORT NOARLUNGA - SEAFORD SD1676A | Minimum Forecast | MW | 2026 | -24.1 | 66kV | Meshed | N-1 | Minimum
Metro South | PORT STANVAC - LONSDALE SD1673 | Minimum Forecast | MW | 2026 | -6.4 | 66kV | Meshed | None | Minimum
Metro South | PORT STANVAC - NOARLUNGA CENTRE SD1667 | Minimum Forecast | MW | 2026 | -22.7 | 66kV | Meshed | None | Minimum
Metro East | PROSPECT - CROYDON SD2024 | Minimum Forecast | MW | 2026 | 26.8 | 66kV | Meshed | None | Minimum
Metro West | QUEENSTOWN - GLANVILLE SD1526 | Minimum Forecast | MW | 2026 | 17.1 | 66kV | Meshed | None | Minimum
Metro South | SEACOMBE - OAKLANDS SD1565 | Minimum Forecast | MW | 2026 | 0.4 | 66kV | Meshed | None | Minimum
Metro South | SEACOMBE - SHEIDOW PARK SD1672 | Minimum Forecast | MW | 2026 | -23.6 | 66kV | Meshed | None | Minimum
Metro South | SEAFORD - ALDINGA SD1676B | Minimum Forecast | MW | 2026 | -14.7 | 66kV | Meshed | N-1 | Minimum
Metro South | SHEIDOW PARK - LONSDALE SD2009 | Minimum Forecast | MW | 2026 | -10.3 | 66kV | Meshed | None | Minimum
Metro North | SMITHFIELD WEST - ANGLE VALE SD1650 | Minimum Forecast | MW | 2026 | -6.5 | 66kV | Meshed | None | Minimum
Metro West | SMORGON STEEL RECYCLING - PORT ADELAIDE NORTH SD1532B | Minimum Forecast | MW | 2026 | -2.2 | 66kV | Meshed | None | Minimum
Metro North | ST KILDA - VIRGINIA SD1684 | Minimum Forecast | MW | 2026 | -5.8 | 66kV | Radial | None | Minimum
Metro East | TEA TREE GULLY - GOLDEN GROVE SD1638 | Minimum Forecast | MW | 2026 | -1.4 | 66kV | Meshed | None | Minimum
Metro West | THEBARTON - CROYDON SD1522 | Minimum Forecast | MW | 2026 | 11.1 | 66kV | Meshed | None | Minimum
Metro South | TONSLEY EAST - TONSLEY PARK SD1588 | Minimum Forecast | MW | 2026 | -8.5 | 66kV | Meshed | None | Minimum
Metro South | TONSLEY PARK - SEACOMBE SD1564 | Minimum Forecast | MW | 2026 | -2.2 | 66kV | Meshed | None | Minimum
Metro West | TORRENS ISLAND - ATHOL PARK TEE SD1677C | Minimum Forecast | MW | 2026 | -11.2 | 66kV | Meshed | None | Minimum
Metro West | TORRENS ISLAND - KILBURN SD1656 | Minimum Forecast | MW | 2026 | -3.1 | 66kV | Meshed | None | Minimum
Metro South | URAIDLA TEE - LINDEN PARK TEE SD1662D | Minimum Forecast | MW | 2026 | -20.1 | 66kV | Meshed | None | Minimum
Metro North | VIRGINIA - VIRGINIA TEE SD2022A | Minimum Forecast | MW | 2026 | -4.9328 | 66kV | Radial | None | Minimum
Metro North | VIRGINIA TEE - TWO WELLS SD2022B | Minimum Forecast | MW | 2026 | -4.9328 | 66kV | Radial | None | Minimum
Metro East | WHITMORE SQUARE - KENT TOWN TEE SD1663B | Minimum Forecast | MW | 2026 | 0 | 66kV | Meshed | None | Minimum
Metro East | WHITMORE SQUARE - WHITMORE SQUARE TEE SD1669C | Minimum Forecast | MW | 2026 | 0 | 66kV | Meshed | None | Minimum
Metro West | WOODVILLE - FINDON SD1524 | Minimum Forecast | MW | 2026 | -11.1 | 66kV | Meshed | None | Minimum
Metro West | WOODVILLE - QUEENSTOWN SD1525 | Minimum Forecast | MW | 2026 | 10.3 | 66kV | Meshed | None | Minimum
Eastern Hills | MOUNT BARKER DISTRIBUTION - MOUNT BARKER SOUTH SD2012 | Minimum Forecast | MW | 2026 | 21.94 | 66kV | Meshed | None | Minimum
Eastern Hills | MOUNT BARKER DISTRIBUTION - BALHANNAH SD1598 | Minimum Forecast | MW | 2026 | -25.3659 | 66kV | Radial | None | Minimum
Eastern Hills | BALHANNAH - URAIDLA SD1599 | Minimum Forecast | MW | 2026 | -11.894 | 66kV | Radial | None | Minimum
Eastern Hills | URAIDLA - MAGILL (METRO SOUTH TIE) SD1662E | Minimum Forecast | MW | 2026 | 0 | 66kV | Radial | None | Minimum
Eastern Hills | MOUNT BARKER DISTRIBUTION - HAHNDORF SD1596 | Minimum Forecast | MW | 2026 | -2.6116 | 66kV | Radial | None | Minimum
Eastern Hills | MOUNT BARKER SOUTH - MEADOWS SD1597 | Minimum Forecast | MW | 2026 | -5.5868 | 66kV | Radial | None | Minimum
Eastern Hills | MOUNT BARKER SOUTH - STRATHALBYN EAST TEE SD1601A | Minimum Forecast | MW | 2026 | -10.1107 | 66kV | Radial | None | Minimum
Eastern Hills | STRATHALBYN EAST TEE - STRATHALBYN SD1601B | Minimum Forecast | MW | 2026 |  | 66kV | Radial | None | Minimum
Eastern Hills | STRATHALBYN - BELVIDERE SD1602 | Minimum Forecast | MW | 2026 | -3.0773 | 66kV | Radial | None | Minimum
Eastern Hills | BELVIDERE - MILANG SD1603 | Minimum Forecast | MW | 2026 |  | 66kV | Radial | None | Minimum
Eastern Hills | BELVIDERE - LANGHORNE CREEK SD1604 | Minimum Forecast | MW | 2026 |  | 66kV | Radial | None | Minimum
Eyre Peninsula | YADNARIE - CLEVE SD1609 | Minimum Forecast | MW | 2026 | -2.0816 | 66kV | Radial | None | Minimum
Eyre Peninsula | YADNARIE - RUDALL SD1610 | Minimum Forecast | MW | 2026 | -1.2439 | 66kV | Radial | None | Minimum
Eyre Peninsula | RUDALL - DARKE PEAK SD1611 | Minimum Forecast | MW | 2026 |  | 66kV | Radial | None | Minimum
Eyre Peninsula | DARKE PEAK - CARALUE SD1612 | Minimum Forecast | MW | 2026 |  | 66kV | Radial | None | Minimum
Eyre Peninsula | RUDALL - LOCK SD1613 | Minimum Forecast | MW | 2026 |  | 66kV | Radial | None | Minimum
Eyre Peninsula | LOCK - POLDA SD1614 | Minimum Forecast | MW | 2026 |  | 66kV | Radial | None | Minimum
Eyre Peninsula | WUDINNA - POLDA SD1615 | Minimum Forecast | MW | 2026 | -0.55199 | 66kV | Radial | None | Minimum
Eyre Peninsula | WUDINNA - MOORKITABIE SD1605 | Minimum Forecast | MW | 2026 | -5.781 | 66kV | Radial | None | Minimum
Eyre Peninsula | MOORKITABIE - TARLTON SD1606 | Minimum Forecast | MW | 2026 |  | 66kV | Radial | None | Minimum
Eyre Peninsula | TARLTON - STREAKY BAY SD1607 | Minimum Forecast | MW | 2026 |  | 66kV | Radial | None | Minimum
Eyre Peninsula | TARLTON - CEDUNA SD1608 | Minimum Forecast | MW | 2026 |  | 66kV | Radial | None | Minimum
Riverland | NORTH WEST BEND - MORGAN TEE SD1616 | Minimum Forecast | MW | 2026 | -5.1536 | 66kV | Radial | None | Minimum
Riverland | MORGAN TEE - CORDOLA SD1617 | Minimum Forecast | MW | 2026 |  | 66kV | Radial | None | Minimum
Riverland | CORDOLA - ROONKA SD1618 | Minimum Forecast | MW | 2026 |  | 66kV | Radial | None | Minimum
Riverland | ROONKA - PORTEE SD1619 | Minimum Forecast | MW | 2026 |  | 66kV | Radial | None | Minimum
Riverland | PORTEE - SWAN REACH SD1620 | Minimum Forecast | MW | 2026 |  | 66kV | Radial | None | Minimum
Riverland | NORTH WEST BEND - CADELL SD1622 | Minimum Forecast | MW | 2026 | -3.476 | 66kV | Radial | None | Minimum
Riverland | CADELL - QUALCO SD1623 | Minimum Forecast | MW | 2026 |  | 66kV | Radial | None | Minimum
Riverland | QUALCO - RAMCO SD1624 | Minimum Forecast | MW | 2026 |  | 66kV | Radial | None | Minimum
Riverland | RAMCO - WAIKERIE SD1625 | Minimum Forecast | MW | 2026 |  | 66kV | Radial | None | Minimum
Riverland | BERRI - GLOSSOP SD1626 | Minimum Forecast | MW | 2026 | -2.4113 | 66kV | Radial | None | Minimum
Riverland | GLOSSOP - LOVEDAY SD1627 | Minimum Forecast | MW | 2026 |  | 66kV | Radial | None | Minimum
Riverland | LOVEDAY - WOOLPUNDA SD1628 | Minimum Forecast | MW | 2026 |  | 66kV | Radial | None | Minimum
Riverland | WOOLPUNDA - WAIKERIE SD1629 | Minimum Forecast | MW | 2026 |  | 66kV | Radial | None | Minimum
Riverland | BERRI - LOXTON SD1630 | Minimum Forecast | MW | 2026 | -3.9122 | 66kV | Radial | None | Minimum
Riverland | LOXTON - PYAP SD1631 | Minimum Forecast | MW | 2026 | -2.92 | 66kV | Radial | None | Minimum
Riverland | BERRI - RENMARK SD1632 | Minimum Forecast | MW | 2026 | -10.7218 | 66kV | Radial | None | Minimum
Riverland | RENMARK - PARINGA SD1633 | Minimum Forecast | MW | 2026 | -0.58202 | 66kV | Radial | None | Minimum
Riverland | BERRI - LYRUP SD1634 | Minimum Forecast | MW | 2026 | -1.2057 | 66kV | Radial | None | Minimum
Metro South | WILLUNGA - MYPONGA SD1568 | Minimum Forecast | MW | 2026 | -34.8519 | 66kV | Radial | None | Minimum
Metro South | MYPONGA - YANKALILLA SD1569 | Minimum Forecast | MW | 2026 |  | 66kV | Radial | None | Minimum
Metro South | YANKALILLA - CAPE JERVIS SD1689 | Minimum Forecast | MW | 2026 | -29.4382 | 66kV | Radial | None | Minimum
Metro South | WILLUNGA - SQUARE WATER HOLE SD1570 | Minimum Forecast | MW | 2026 | -28.8443 | 66kV | Radial | None | Minimum
Metro South | SQUARE WATER HOLE - VICTOR HARBOR SD1595 | Minimum Forecast | MW | 2026 | -15.3464 | 66kV | Radial | None | Minimum
Metro South | SQUARE WATER HOLE - GOOLWA SD1571 | Minimum Forecast | MW | 2026 | -11.3555 | 66kV | Radial | None | Minimum
Eastern Hills | BALHANNAH - WOODSIDE SD41100 | Minimum Forecast | MW | 2026 | -5.4526 | 33kV | Radial | None | Minimum
Eastern Hills | BALHANNAH - VERDUN TEE SD41200 | Minimum Forecast | MW | 2026 | -3.4642 | 33kV | Radial | None | Minimum
Eastern Hills | VERDUN TEE - ALDGATE TEE SD41200 | Minimum Forecast | MW | 2026 |  | 33kV | Radial | None | Minimum
Eastern Hills | VERDUN TEE - MYLOR SD41200 | Minimum Forecast | MW | 2026 |  | 33kV | Radial | None | Minimum
Eastern Hills | BALHANNAH - NAIRNE TEE SD41300 | Minimum Forecast | MW | 2026 | -5.8516 | 33kV | Radial | None | Minimum
Eastern Hills | NAIRNE TEE - NAIRNE SD41300 | Minimum Forecast | MW | 2026 |  | 33kV | Radial | None | Minimum
Eastern Hills | NAIRNE TEE - BRUKUNGA SD41300 | Minimum Forecast | MW | 2026 |  | 33kV | Radial | None | Minimum
Eastern Hills | URAIDLA - PICCADILLY TEE SD42100 | Minimum Forecast | MW | 2026 | -2.9833 | 33kV | Radial | None | Minimum
Eastern Hills | PICCADILLY TEE - PICCADILLY EOL SD42100 | Minimum Forecast | MW | 2026 |  | 33kV | Radial | None | Minimum
Eastern Hills | PICCADILLY TEE - ALDGATE TEE SD42100 | Minimum Forecast | MW | 2026 |  | 33kV | Radial | None | Minimum
Eastern Hills | ALDGATE TEE - ALDGATE SD42100 | Minimum Forecast | MW | 2026 |  | 33kV | Radial | None | Minimum
Eastern Hills | ANGAS CREEK - BIRDWOOD TEE SD38100 | Minimum Forecast | MW | 2026 | -3.9853 | 33kV | Radial | None | Minimum
Eastern Hills | BIRDWOOD TEE - GUMERACHA RURAL SD38100 | Minimum Forecast | MW | 2026 |  | 33kV | Radial | None | Minimum
Eastern Hills | BIRDWOOD TEE - BIRDWOOD SD38100 | Minimum Forecast | MW | 2026 |  | 33kV | Radial | None | Minimum
Eastern Hills | BIRDWOOD - MOUNT PLEASANT TEE SD38100 | Minimum Forecast | MW | 2026 |  | 33kV | Radial | None | Minimum
Eastern Hills | MOUNT PLEASANT TEE - PALMER RURAL SD38100 | Minimum Forecast | MW | 2026 |  | 33kV | Radial | None | Minimum
Eastern Hills | MOUNT PLEASANT TEE - MOUNT PLEASANT SD38100 | Minimum Forecast | MW | 2026 |  | 33kV | Radial | None | Minimum
Eastern Hills | ANGAS CREEK - ANGAS CREEK TEE SD38200 | Minimum Forecast | MW | 2026 | -7.2097 | 33kV | Radial | None | Minimum
Eastern Hills | ANGAS CREEK TEE - LOBETHAL SD38200 | Minimum Forecast | MW | 2026 |  | 33kV | Radial | None | Minimum
Eastern Hills | LOBETHAL - WOODSIDE SD38200 | Minimum Forecast | MW | 2026 |  | 33kV | Radial | None | Minimum
Eastern Hills | ANGAS CREEK TEE - GUMERACHA WEIR SD38200 | Minimum Forecast | MW | 2026 |  | 33kV | Radial | None | Minimum
Eastern Hills | GUMERACHA WEIR - HOUGHTON SD38200 | Minimum Forecast | MW | 2026 |  | 33kV | Radial | None | Minimum
Eastern Hills | GUMERACHA WEIR - KERSBROOK SD38200 | Minimum Forecast | MW | 2026 |  | 33kV | Radial | None | Minimum
Eastern Hills | KERSBROOK - WILLIAMSTOWN SOUTH TEE SD38200 | Minimum Forecast | MW | 2026 |  | 33kV | Radial | None | Minimum
Eastern Hills | GUMERACHA WEIR - GUMERACHA RURAL SD38200 | Minimum Forecast | MW | 2026 |  | 33kV | Radial | None | Minimum
Eyre Peninsula | WHYALLA CENTRAL - WHYALLA CITY 1 SD56101 | Minimum Forecast | MW | 2026 | -3.9841 | 33kV | Radial | None | Minimum
Eyre Peninsula | WHYALLA CENTRAL - WHYALLA CITY 2 SD56102 | Minimum Forecast | MW | 2026 | -2.3 | 33kV | Radial | None | Minimum
Eyre Peninsula | WHYALLA CENTRAL - WHYALLA STUART SD56201 | Minimum Forecast | MW | 2026 | -4.3674 | 33kV | Radial | None | Minimum
Eyre Peninsula | WHYALLA CENTRAL - WHYALLA NORTH TEE SD56301 | Minimum Forecast | MW | 2026 | -7.5 | 33kV | Radial | None | Minimum
Eyre Peninsula | WHYALLA NORTH TEE - WHYALLA TERMINAL SD56301 | Minimum Forecast | MW | 2026 |  | 33kV | Radial | None | Minimum
Eyre Peninsula | WHYALLA NORTH TEE - WHYALLA SOLAR SD56301 | Minimum Forecast | MW | 2026 |  | 33kV | Radial | None | Minimum
Eyre Peninsula | WHYALLA SOLAR - WHYALLA NORTH SD56301 | Minimum Forecast | MW | 2026 |  | 33kV | Radial | None | Minimum
Eyre Peninsula | PORT LINCOLN TERMINAL - PORT LINCOLN CITY TEE PL32 | Minimum Forecast | MW | 2026 | -2.4727 | 33kV | Radial | None | Minimum
Eyre Peninsula | PORT LINCOLN CITY TEE - PORT LINCOLN CITY PL32 | Minimum Forecast | MW | 2026 |  | 33kV | Radial | None | Minimum
Eyre Peninsula | PORT LINCOLN CITY TEE - PORT LINCOLN MARINA TEE PL32 | Minimum Forecast | MW | 2026 |  | 33kV | Radial | None | Minimum
Eyre Peninsula | PORT LINCOLN MARINA TEE - PORT LINCOLN DOCKS PL32 | Minimum Forecast | MW | 2026 |  | 33kV | Radial | None | Minimum
Eyre Peninsula | PORT LINCOLN MARINA TEE - PORT LINCOLN MARINA PL32 | Minimum Forecast | MW | 2026 |  | 33kV | Radial | None | Minimum
Eyre Peninsula | PORT LINCOLN TERMINAL - PORT LINCOLN CITY SD61101 | Minimum Forecast | MW | 2026 | -5.5062 | 33kV | Radial | None | Minimum
Eyre Peninsula | PORT LINCOLN TERMINAL - POONINDIE TEE PL34 | Minimum Forecast | MW | 2026 | -2.2417 | 33kV | Radial | None | Minimum
Eyre Peninsula | POONINDIE TEE - POONINDIE PL34 | Minimum Forecast | MW | 2026 |  | 33kV | Radial | None | Minimum
Eyre Peninsula | POONINDIE - POINT BOSTON PL34 | Minimum Forecast | MW | 2026 |  | 33kV | Radial | None | Minimum
Eyre Peninsula | POONINDIE TEE - TOD RIVER PL34 | Minimum Forecast | MW | 2026 |  | 33kV | Radial | None | Minimum
Eyre Peninsula | TOD RIVER - CUMMINS CM36 | Minimum Forecast | MW | 2026 | -0.35309 | 33kV | Radial | None | Minimum
Eyre Peninsula | TOD RIVER - TUMBY BAY CM35 | Minimum Forecast | MW | 2026 | -0.28486 | 33kV | Radial | None | Minimum
Eyre Peninsula | PORT LINCOLN TERMINAL - ULEY SOUTH TEE PL33 | Minimum Forecast | MW | 2026 | -1.366 | 33kV | Radial | None | Minimum
Eyre Peninsula | ULEY SOUTH TEE - ULEY SOUTH PL33 | Minimum Forecast | MW | 2026 |  | 33kV | Radial | None | Minimum
Eyre Peninsula | ULEY SOUTH TEE - ULEY PL33 | Minimum Forecast | MW | 2026 |  | 33kV | Radial | None | Minimum
Eyre Peninsula | ULEY - COFFIN BAY PL33 | Minimum Forecast | MW | 2026 |  | 33kV | Radial | None | Minimum
Eyre Peninsula | CLEVE - COWELL SD53100 | Minimum Forecast | MW | 2026 | -0.0056074 | 33kV | Radial | None | Minimum
Eyre Peninsula | CLEVE - BOOTHBY SD55100 | Minimum Forecast | MW | 2026 | -0.065921 | 33kV | Radial | None | Minimum
Eyre Peninsula | BOOTHBY - PUMPING STATION ROAD SD55100 | Minimum Forecast | MW | 2026 |  | 33kV | Radial | None | Minimum
Eyre Peninsula | PUMPING STATION ROAD - ARNO BAY SD55100 | Minimum Forecast | MW | 2026 |  | 33kV | Radial | None | Minimum
Mid North | BRINKWORTH - YACKA TEE SD33100 | Minimum Forecast | MW | 2026 | -0.88768 | 33kV | Radial | None | Minimum
Mid North | YACKA TEE - YACKA RURAL SD33100 | Minimum Forecast | MW | 2026 |  | 33kV | Radial | None | Minimum
Mid North | YACKA TEE - SPALDING TEE SD33100 | Minimum Forecast | MW | 2026 |  | 33kV | Radial | None | Minimum
Mid North | SPALDING TEE - GEORGETOWN SD33100 | Minimum Forecast | MW | 2026 |  | 33kV | Radial | None | Minimum
Mid North | GEORGETOWN - GLADSTONE SD33100 | Minimum Forecast | MW | 2026 |  | 33kV | Radial | None | Minimum
Mid North | SPALDING TEE - SPALDING SD33100 | Minimum Forecast | MW | 2026 |  | 33kV | Radial | None | Minimum
Mid North | BRINKWORTH - MERRITON SD33300 | Minimum Forecast | MW | 2026 | -0.60044 | 33kV | Radial | None | Minimum
Mid North | BRINKWORTH - BRINKWORTH TEE SD33200 | Minimum Forecast | MW | 2026 | -1.2929 | 33kV | Radial | None | Minimum
Mid North | BRINKWORTH TEE - YACKA RURAL SD33200 | Minimum Forecast | MW | 2026 |  | 33kV | Radial | None | Minimum
Mid North | BRINKWORTH TEE - BLYTH TOWNSHIP SD33200 | Minimum Forecast | MW | 2026 |  | 33kV | Radial | None | Minimum
Mid North | BLYTH TOWNSHIP - CLARE NORTH TEE SD33200 | Minimum Forecast | MW | 2026 |  | 33kV | Radial | None | Minimum
Mid North | BLYTH TOWNSHIP - BALAKLAVA TOWNSHIP SD33200 | Minimum Forecast | MW | 2026 |  | 33kV | Radial | None | Minimum
Mid North | WATERLOO DISTRIBUTION - RIVERTON TEE SD36400 | Minimum Forecast | MW | 2026 | -1.8389 | 33kV | Radial | N | Minimum
Mid North | RIVERTON TEE - AUBURN TEE SD36400 | Minimum Forecast | MW | 2026 |  | 33kV | Radial | None | Minimum
Mid North | AUBURN TEE - AUBURN SD36400 | Minimum Forecast | MW | 2026 |  | 33kV | Radial | None | Minimum
Mid North | RIVERTON TEE - RIVERTON SD36400 | Minimum Forecast | MW | 2026 |  | 33kV | Radial | None | Minimum
Mid North | WATERLOO DISTRIBUTION - WATERLOO RURAL SD36201 | Minimum Forecast | MW | 2026 | -0.35043 | 33kV | Radial | None | Minimum
Mid North | WATERLOO RURAL - ROBERTSTOWN SD36201 | Minimum Forecast | MW | 2026 |  | 33kV | Radial | None | Minimum
Mid North | WATERLOO DISTRIBUTION - PORTERS LAGOON SD36101 | Minimum Forecast | MW | 2026 | 0.061675 | 33kV | Radial | None | Minimum
Mid North | PORTERS LAGOON - HANSON SD36101 | Minimum Forecast | MW | 2026 |  | 33kV | Radial | None | Minimum
Mid North | WATERLOO DISTRIBUTION - WATERLOO TOWN SD36300 | Minimum Forecast | MW | 2026 | -1.3836 | 33kV | Radial | None | Minimum
Mid North | WATERLOO TOWN - EUDUNDA TEE SD36300 | Minimum Forecast | MW | 2026 |  | 33kV | Radial | None | Minimum
Mid North | EUDUNDA TEE - EUDUNDA SD36300 | Minimum Forecast | MW | 2026 |  | 33kV | Radial | None | Minimum
Mid North | EUDUNDA TEE - KAPUNDA RURAL SD36300 | Minimum Forecast | MW | 2026 |  | 33kV | Radial | None | Minimum
Mid North | TEMPLERS - WASLEYS SD37402 | Minimum Forecast | MW | 2026 | -2.2406 | 33kV | Radial | None | Minimum
Mid North | WASLEYS - MALLALA SD37402 | Minimum Forecast | MW | 2026 |  | 33kV | Radial | None | Minimum
Mid North | TEMPLERS - HAMLEY BRIDGE SD37101 | Minimum Forecast | MW | 2026 | -1.237 | 33kV | Radial | None | Minimum
Mid North | HAMLEY BRIDGE - BALAKLAVA RURAL SD37102 | Minimum Forecast | MW | 2026 | -2.1714 | 33kV | Radial | None | Minimum
Mid North | TEMPLERS - FREELING NORTH TEE SD37200 | Minimum Forecast | MW | 2026 | -5.2242 | 33kV | Radial | None | Minimum
Mid North | FREELING NORTH TEE - KAPUNDA RURAL SD37200 | Minimum Forecast | MW | 2026 |  | 33kV | Radial | N | Minimum
Mid North | TEMPLERS - DAVEYSTON TOWNSHIP SD37301 | Minimum Forecast | MW | 2026 | -0.20914 | 33kV | Radial | None | Minimum
Mid North | TEMPLERS - GAWLER BELT TEE SD37501 | Minimum Forecast | MW | 2026 | -6.0934 | 33kV | Radial | None | Minimum
Mid North | GAWLER BELT TEE - EVANSTON SD60101 | Minimum Forecast | MW | 2026 | 0 | 33kV | Radial | None | Minimum
Mid North | DORRIEN - NURIOOTPA TEE SD52100 | Minimum Forecast | MW | 2026 | -5.2357 | 33kV | Radial | N | Minimum
Mid North | NURIOOTPA TEE - NURIOOTPA SD52100 | Minimum Forecast | MW | 2026 |  | 33kV | Radial | None | Minimum
Mid North | NURIOOTPA TEE - STOCKWELL SD52100 | Minimum Forecast | MW | 2026 |  | 33kV | Radial | None | Minimum
Mid North | DORRIEN - ANGASTON NO 1 SD52201 | Minimum Forecast | MW | 2026 | -13.0577 | 33kV | Meshed | None | Minimum
Mid North | DORRIEN - ANGASTON NO 2 SD52202 | Minimum Forecast | MW | 2026 | -14.3 | 33kV | Meshed | None | Minimum
Mid North | DORRIEN - BAROSSA SOUTH SD52300 | Minimum Forecast | MW | 2026 | -5.6166 | 33kV | Radial | None | Minimum
Mid North | BAROSSA SOUTH TEE - LYNDOCH TEE SD52300 | Minimum Forecast | MW | 2026 |  | 33kV | Radial | None | Minimum
Mid North | LYNDOCH TEE - LYNDOCH SD52300 | Minimum Forecast | MW | 2026 |  | 33kV | Radial | None | Minimum
Mid North | LYNDOCH TEE - SANDY CREEK TEE SD52300 | Minimum Forecast | MW | 2026 |  | 33kV | Radial | None | Minimum
Mid North | SANDY CREEK TEE - SANDY CREEK SD52300 | Minimum Forecast | MW | 2026 |  | 33kV | Radial | None | Minimum
Mid North | SANDY CREEK TEE - EVANSTON TEE SD52300 | Minimum Forecast | MW | 2026 |  | 33kV | Radial | None | Minimum
Mid North | LYNDOCH - WILLIAMSTOWN SD52300 | Minimum Forecast | MW | 2026 |  | 33kV | Radial | None | Minimum
Mid North | WILLIAMSTOWN - WILLIAMSTOWN SOUTH TEE SD52300 | Minimum Forecast | MW | 2026 |  | 33kV | Radial | None | Minimum
Mid North | WILLIAMSTOWN SOUTH TEE - WILLIAMSTOWN SOUTH SD52300 | Minimum Forecast | MW | 2026 |  | 33kV | Radial | None | Minimum
Mid North | WILLIAMSTOWN SOUTH TEE - ANGAS CREEK TIE SD52300 | Minimum Forecast | MW | 2026 |  | 33kV | Radial | None | Minimum
Mid North | CLARE NORTH - CLARE NO 1 SD57101 | Minimum Forecast | MW | 2026 | -10.0301 | 33kV | Meshed | None | Minimum
Mid North | CLARE NORTH - CLARE NORTH TEE SD57102 | Minimum Forecast | MW | 2026 | -10.1 | 33kV | Meshed | None | Minimum
Mid North | CLARE NORTH TEE - CLARE NO 2 SD57102 | Minimum Forecast | MW | 2026 |  | 33kV | Meshed | None | Minimum
Mid North | CLARE - FARRELL FLAT SD57100 | Minimum Forecast | MW | 2026 | -0.62017 | 33kV | Radial | None | Minimum
Mid North | FARRELL FLAT - WATERLOO TIE SD57100 | Minimum Forecast | MW | 2026 |  | 33kV | Radial | None | Minimum
Mid North | FARRELL FLAT - BURRA SD57100 | Minimum Forecast | MW | 2026 |  | 33kV | Radial | None | Minimum
Murraylands | MANNUM - PALMER TEE SD39200 | Minimum Forecast | MW | 2026 | -0.79267 | 33kV | Radial | None | Minimum
Murraylands | PALMER TEE - MANNUM ROAD RANDELL ROAD INT SD39200 | Minimum Forecast | MW | 2026 |  | 33kV | Radial | None | Minimum
Murraylands | PALMER TEE - CAMBRAI TEE SD39200 | Minimum Forecast | MW | 2026 |  | 33kV | Radial | None | Minimum
Murraylands | CAMBRAI TEE - CAMBRAI SD39200 | Minimum Forecast | MW | 2026 |  | 33kV | Radial | None | Minimum
Murraylands | CAMBRAI TEE - PALMER RURAL SD39200 | Minimum Forecast | MW | 2026 |  | 33kV | Radial | None | Minimum
Murraylands | MANNUM - TEAL FLAT TEE SD39100 | Minimum Forecast | MW | 2026 | -4.152 | 33kV | Radial | None | Minimum
Murraylands | TEAL FLAT TEE - TEAL FLAT SD39100 | Minimum Forecast | MW | 2026 |  | 33kV | Radial | None | Minimum
Murraylands | TEAL FLAT TEE - SWAN REACH SD39100 | Minimum Forecast | MW | 2026 |  | 33kV | Radial | None | Minimum
Murraylands | MANNUM - CALOOTE TEE SD39300 | Minimum Forecast | MW | 2026 | -12.3333 | 33kV | Radial | None | Minimum
Murraylands | CALOOTE TEE - CALOOTE SD39300 | Minimum Forecast | MW | 2026 |  | 33kV | Radial | None | Minimum
Murraylands | CALOOTE TEE - MOBILONG TIE SD39300 | Minimum Forecast | MW | 2026 |  | 33kV | Radial | None | Minimum
Murraylands | MANNUM - MANNUM RURAL SD39300 | Minimum Forecast | MW | 2026 |  | 33kV | Radial | None | Minimum
Murraylands | MANNUM RURAL - MANNUM TOWN TEE SD39300 | Minimum Forecast | MW | 2026 |  | 33kV | Radial | None | Minimum
Murraylands | MANNUM TOWN TEE - MANNUM ROAD RANDELL ROAD INT SD39300 | Minimum Forecast | MW | 2026 |  | 33kV | Radial | None | Minimum
Murraylands | MANNUM TOWN TEE - PELLARING FLAT TEE SD39300 | Minimum Forecast | MW | 2026 |  | 33kV | Radial | None | Minimum
Murraylands | PELLARING FLAT TEE - MANNUM TOWN SD39300 | Minimum Forecast | MW | 2026 |  | 33kV | Radial | None | Minimum
Murraylands | MOBILONG DISTRIBUTION - MOBILONG SD43100 | Minimum Forecast | MW | 2026 | -9.1752 | 33kV | Radial | None | Minimum
Murraylands | MOBILONG - MOBILONG TEE SD43100 | Minimum Forecast | MW | 2026 |  | 33kV | Radial | None | Minimum
Murraylands | MOBILONG TEE - MYPOLONGA TIE SD43100 | Minimum Forecast | MW | 2026 |  | 33kV | Radial | None | Minimum
Murraylands | MOBILONG TEE - MURRAY BRIDGE NORTH TEE SD43100 | Minimum Forecast | MW | 2026 |  | 33kV | Radial | None | Minimum
Murraylands | MURRAY BRIDGE NORTH TEE - MURRAY BRIDGE NORTH SD43100 | Minimum Forecast | MW | 2026 |  | 33kV | Radial | None | Minimum
Murraylands | MURRAY BRIDGE NORTH TEE - MURRAY BRIDGE SOUTH TEE SD43100 | Minimum Forecast | MW | 2026 |  | 33kV | Radial | None | Minimum
Murraylands | MURRAY BRIDGE SOUTH TEE - MURRAY BRIDGE SOUTH SD43100 | Minimum Forecast | MW | 2026 |  | 33kV | Radial | None | Minimum
Murraylands | MURRAY BRIDGE SOUTH TEE - MURRAY BRIDGE TOWNSHIP SD43100 | Minimum Forecast | MW | 2026 |  | 33kV | Radial | None | Minimum
Murraylands | MOBILONG DISTRIBUTION - MOBILONG SD43200 | Minimum Forecast | MW | 2026 | -4.1752 | 33kV | Radial | None | Minimum
Murraylands | MOBILONG - MONARTO TEE SD43200 | Minimum Forecast | MW | 2026 |  | 33kV | Radial | None | Minimum
Murraylands | MONARTO TEE - MURRAY BRIDGE NORTH SD43200 | Minimum Forecast | MW | 2026 |  | 33kV | Radial | None | Minimum
Murraylands | MONARTO TEE - MONARTO SOUTH TEE SD43200 | Minimum Forecast | MW | 2026 |  | 33kV | Radial | None | Minimum
Murraylands | MONARTO SOUTH TEE - MONARTO SOUTH SD43200 | Minimum Forecast | MW | 2026 |  | 33kV | Radial | None | Minimum
Murraylands | MONARTO SOUTH TEE - MONARTO CENTRAL SD43200 | Minimum Forecast | MW | 2026 |  | 33kV | Radial | None | Minimum
Murraylands | MOBILONG DISTRIBUTION - MOBILONG SD43300 | Minimum Forecast | MW | 2026 | -5.1872 | 33kV | Radial | None | Minimum
Murraylands | MOBILONG - PALLAMANA TEE SD43300 | Minimum Forecast | MW | 2026 |  | 33kV | Radial | None | Minimum
Murraylands | PALLAMANA TEE - MYPOLONGA TEE SD43300 | Minimum Forecast | MW | 2026 |  | 33kV | Radial | None | Minimum
Murraylands | MYPOLONGA TEE - MYPOLONGA SD43300 | Minimum Forecast | MW | 2026 |  | 33kV | Radial | None | Minimum
Murraylands | MYPOLONGA - MYPOLONGA EOL SD43300 | Minimum Forecast | MW | 2026 |  | 33kV | Radial | None | Minimum
Murraylands | MYPOLONGA TEE - CALOOTE TEE SD43300 | Minimum Forecast | MW | 2026 |  | 33kV | Radial | None | Minimum
Murraylands | TAILEM BEND - PUMP STATION TEE SD40101 | Minimum Forecast | MW | 2026 | -5.7675 | 33kV | Radial | None | Minimum
Murraylands | PUMP STATION TEE - TAILEM BEND RURAL SD40101 | Minimum Forecast | MW | 2026 |  | 33kV | Radial | None | Minimum
Murraylands | TAILEM BEND RURAL - TAILEM BEND EOL SD40101 | Minimum Forecast | MW | 2026 |  | 33kV | Radial | None | Minimum
Murraylands | PUMP STATION TEE - TAILEM BEND TOWN TEE SD40101 | Minimum Forecast | MW | 2026 |  | 33kV | Radial | None | Minimum
Murraylands | TAILEM BEND TOWN TEE - TAILEM BEND TOWN SD40101 | Minimum Forecast | MW | 2026 |  | 33kV | Radial | None | Minimum
Murraylands | TAILEM BEND TOWN TEE - JERVOIS SD40101 | Minimum Forecast | MW | 2026 |  | 33kV | Radial | None | Minimum
Murraylands | JERVOIS - JERVOIS FLAT 1 TEE SD40102 | Minimum Forecast | MW | 2026 |  | 33kV | Radial | None | Minimum
Murraylands | JERVOIS FLAT 1 TEE - JERVOIS FLAT 2 TEE SD40102 | Minimum Forecast | MW | 2026 |  | 33kV | Radial | None | Minimum
Murraylands | JERVOIS FLAT 2 TEE - WOODS POINT SD40102 | Minimum Forecast | MW | 2026 |  | 33kV | Radial | None | Minimum
Murraylands | WOODS POINT - WHITE SANDS TEE SD40103 | Minimum Forecast | MW | 2026 |  | 33kV | Radial | None | Minimum
Murraylands | WHITE SANDS TEE - WHITE SANDS SD40103 | Minimum Forecast | MW | 2026 |  | 33kV | Radial | None | Minimum
Murraylands | WHITE SANDS TEE - MURRAY BRIDGE TOWNSHIP SD40103 | Minimum Forecast | MW | 2026 |  | 33kV | Radial | None | Minimum
Murraylands | TAILEM BEND - SUBSTATION ROAD TEE SD40200 | Minimum Forecast | MW | 2026 | -0.4897 | 33kV | Radial | None | Minimum
Murraylands | SUBSTATION ROAD TEE - SUBSTATION ROAD SD40200 | Minimum Forecast | MW | 2026 |  | 33kV | Radial | None | Minimum
Murraylands | SUBSTATION ROAD TEE - MALLEE HWY SD40200 | Minimum Forecast | MW | 2026 |  | 33kV | Radial | None | Minimum
Murraylands | MALLEE HWY - MOORLANDS SWER SD40200 | Minimum Forecast | MW | 2026 |  | 33kV | Radial | None | Minimum
Murraylands | MALLEE HWY - ELWOMPLE SD40200 | Minimum Forecast | MW | 2026 |  | 33kV | Radial | None | Minimum
Murraylands | MOORLANDS SWER - COOMANDOOK SD40200 | Minimum Forecast | MW | 2026 |  | 33kV | Radial | None | Minimum
Murraylands | COOMANDOOK - COONALPYN SD40200 | Minimum Forecast | MW | 2026 |  | 33kV | Radial | None | Minimum
Murraylands | COONALPYN - BINNIES TEE SD40300 | Minimum Forecast | MW | 2026 | -0.33021 | 33kV | Radial | N | Minimum
Murraylands | BINNIES TEE - BINNIES SD40300 | Minimum Forecast | MW | 2026 |  | 33kV | Radial | None | Minimum
Murraylands | BINNIES TEE - MENINGIE SD40300 | Minimum Forecast | MW | 2026 |  | 33kV | Radial | None | Minimum
Murraylands | MENINGIE - CAMPBELL PARK TEE SD40400 | Minimum Forecast | MW | 2026 | -0.049945 | 33kV | Radial | None | Minimum
Murraylands | CAMPBELL PARK TEE - CAMPBELL PARK SD40400 | Minimum Forecast | MW | 2026 |  | 33kV | Radial | None | Minimum
Murraylands | CAMPBELL PARK TEE - NARRUNG SD40400 | Minimum Forecast | MW | 2026 |  | 33kV | Radial | None | Minimum
Murraylands | TAILEM BEND - SHERLOCK SD40501 | Minimum Forecast | MW | 2026 | -0.29445 | 33kV | Radial | None | Minimum
Murraylands | SHERLOCK - KAROONDA SD40502 | Minimum Forecast | MW | 2026 | -0.62478 | 33kV | Radial | None | Minimum
Murraylands | SHERLOCK - GERANIUM SD40600 | Minimum Forecast | MW | 2026 | -0.16649 | 33kV | Radial | N | Minimum
Murraylands | GERANIUM - LAMEROO SD40700 | Minimum Forecast | MW | 2026 |  | 33kV | Radial | N | Minimum
Murraylands | LAMEROO - LAMEROO RURAL SD40800 | Minimum Forecast | MW | 2026 | 0.094347 | 33kV | Radial | N | Minimum
Murraylands | LAMEROO RURAL - PARILLA TEE SD40800 | Minimum Forecast | MW | 2026 |  | 33kV | Radial | N | Minimum
Murraylands | PARILLA TEE - PARILLA SD40800 | Minimum Forecast | MW | 2026 |  | 33kV | Radial | None | Minimum
Murraylands | PARILLA TEE - PINNAROO SD40800 | Minimum Forecast | MW | 2026 |  | 33kV | Radial | None | Minimum
Riverland | PARINGA - MURTHO LX21 | Minimum Forecast | MW | 2026 | 0.044053 | 33kV | Radial | N | Minimum
Riverland | MURTHO - LINDSAY PT TEE LX21 | Minimum Forecast | MW | 2026 |  | 33kV | Radial | None | Minimum
Riverland | LINDSAY PT TEE - BORDER CLIFFS LX21 | Minimum Forecast | MW | 2026 |  | 33kV | Radial | None | Minimum
Riverland | LINDSAY PT TEE - VIC BORDER LX21 | Minimum Forecast | MW | 2026 |  | 33kV | Radial | None | Minimum
Riverland | SWAN REACH - SWAN REACH FILTRATION TEE SD39400 | Minimum Forecast | MW | 2026 | -0.8155 | 33kV | Radial | None | Minimum
Riverland | SWAN REACH FILTRATION TEE - SWAN REACH TOWN SD39400 | Minimum Forecast | MW | 2026 |  | 33kV | Radial | None | Minimum
South East | KEITH - COONALPYN SD45101 | Minimum Forecast | MW | 2026 | -0.021297 | 33kV | Radial | None | Minimum
South East | KEITH - PADTHAWAY SD45300 | Minimum Forecast | MW | 2026 | -0.20083 | 33kV | Radial | None | Minimum
South East | KEITH - WIRREGA SD45201 | Minimum Forecast | MW | 2026 | -0.92724 | 33kV | Radial | N | Minimum
South East | WIRREGA - BORDERTOWN SD45202 | Minimum Forecast | MW | 2026 |  | 33kV | Radial | N | Minimum
South East | SNUGGERY RURAL - MILLICENT SD49100 | Minimum Forecast | MW | 2026 | -9.353 | 33kV | Radial | None | Minimum
South East | MILLICENT - SOUTH END TEE SD49100 | Minimum Forecast | MW | 2026 |  | 33kV | Radial | None | Minimum
South East | SOUTH END TEE - SOUTH END SD49100 | Minimum Forecast | MW | 2026 |  | 33kV | Radial | None | Minimum
South East | SOUTH END TEE - HATHERLEIGH TOWNSHIP TEE SD49100 | Minimum Forecast | MW | 2026 |  | 33kV | Radial | None | Minimum
South East | HATHERLEIGH TOWNSHIP TEE - HATHERLEIGH TOWNSHIP SD49100 | Minimum Forecast | MW | 2026 |  | 33kV | Radial | None | Minimum
South East | HATHERLEIGH TOWNSHIP TEE - HATHERLEIGH SD49100 | Minimum Forecast | MW | 2026 |  | 33kV | Radial | None | Minimum
South East | HATHERLEIGH - BEACHPORT TEE SD49200 | Minimum Forecast | MW | 2026 |  | 33kV | Radial | None | Minimum
South East | BEACHPORT TEE - BEACHPORT SD49200 | Minimum Forecast | MW | 2026 |  | 33kV | Radial | None | Minimum
South East | BEACHPORT TEE - ROBE SD49200 | Minimum Forecast | MW | 2026 |  | 33kV | Radial | N | Minimum
South East | SNUGGERY RURAL - MOUNT BURR SD49500 | Minimum Forecast | MW | 2026 | -0.41572 | 33kV | Radial | None | Minimum
South East | MOUNT BURR - KALANGADOO TEE SD49500 | Minimum Forecast | MW | 2026 |  | 33kV | Radial | None | Minimum
South East | KALANGADOO TEE - KALANGADOO SD49500 | Minimum Forecast | MW | 2026 |  | 33kV | Radial | None | Minimum
South East | KALANGADOO TEE - KALANGADOO RURAL SD49500 | Minimum Forecast | MW | 2026 |  | 33kV | Radial | None | Minimum
South East | BLANCHE - MOUNT GAMBIER WEST SD48101 | Minimum Forecast | MW | 2026 | -0.543 | 33kV | Radial | None | Minimum
South East | BLUE LAKE TEE - MOUNT GAMBIER SD48104 | Minimum Forecast | MW | 2026 | 0.021872 | 33kV | Radial | None | Minimum
South East | BLANCHE - LAKESIDE TEE SD48100 | Minimum Forecast | MW | 2026 | -1.5788 | 33kV | Radial | None | Minimum
South East | LAKESIDE TEE - GLENCOE TEE SD48100 | Minimum Forecast | MW | 2026 |  | 33kV | Radial | None | Minimum
South East | GLENCOE TEE - TANTANOOLA SD48100 | Minimum Forecast | MW | 2026 |  | 33kV | Radial | None | Minimum
South East | GLENCOE TEE - MOUNT GAMBIER SD48100 | Minimum Forecast | MW | 2026 |  | 33kV | Radial | None | Minimum
South East | BLANCHE - KONGORONG TEE SD48200 | Minimum Forecast | MW | 2026 | -0.62495 | 33kV | Radial | None | Minimum
South East | KONGORONG TEE - KONGORONG SD48200 | Minimum Forecast | MW | 2026 |  | 33kV | Radial | None | Minimum
South East | KONGORONG TEE - MOUNT SCHANK SD48200 | Minimum Forecast | MW | 2026 |  | 33kV | Radial | None | Minimum
South East | MOUNT SCHANK - ALLENDALE EAST SD48200 | Minimum Forecast | MW | 2026 |  | 33kV | Radial | None | Minimum
South East | MOUNT GAMBIER - TARPEENA SOUTH TEE SD47101 | Minimum Forecast | MW | 2026 | 0.22815 | 33kV | Radial | None | Minimum
South East | TARPEENA SOUTH TEE - MOUNT GAMBIER SD47101 | Minimum Forecast | MW | 2026 |  | 33kV | Radial | None | Minimum
South East | TARPEENA SOUTH TEE - TARPEENA SOUTH SD47101 | Minimum Forecast | MW | 2026 |  | 33kV | Radial | None | Minimum
South East | KINCRAIG - LUCINDALE SD46201 | Minimum Forecast | MW | 2026 | 0.32305 | 33kV | Radial | None | Minimum
South East | LUCINDALE - KINGSTON SE SD46201 | Minimum Forecast | MW | 2026 |  | 33kV | Radial | None | Minimum
South East | KINCRAIG - NARACOORTE SD46300 | Minimum Forecast | MW | 2026 | -5.4281 | 33kV | Radial | None | Minimum
South East | NARACOORTE - NARACOORTE EAST TEE SD46100 | Minimum Forecast | MW | 2026 | -4.4186 | 33kV | Radial | None | Minimum
South East | NARACOORTE EAST TEE - NARACOORTE EAST SD46100 | Minimum Forecast | MW | 2026 |  | 33kV | Radial | None | Minimum
South East | NARACOORTE EAST TEE - PADTHAWAY SD46100 | Minimum Forecast | MW | 2026 |  | 33kV | Radial | None | Minimum
South East | KINCRAIG - STRUAN RURAL SD46400 | Minimum Forecast | MW | 2026 | -4.8961 | 33kV | Radial | None | Minimum
South East | STRUAN RURAL - GLENROY RURAL SD46400 | Minimum Forecast | MW | 2026 |  | 33kV | Radial | None | Minimum
South East | PENOLA WEST - PENOLA TEE SD58200 | Minimum Forecast | MW | 2026 | -1.4696 | 33kV | Radial | None | Minimum
South East | PENOLA TEE - GLENROY RURAL SD58200 | Minimum Forecast | MW | 2026 |  | 33kV | Radial | N | Minimum
South East | PENOLA WEST - PENOLA TEE SD58101 | Minimum Forecast | MW | 2026 | -0.10269 | 33kV | Radial | None | Minimum
South East | PENOLA TEE - SAFRIES TEE SD58101 | Minimum Forecast | MW | 2026 |  | 33kV | Radial | None | Minimum
South East | SAFRIES TEE - KALANGADOO NANGWARRY TEE SD58101 | Minimum Forecast | MW | 2026 |  | 33kV | Radial | None | Minimum
South East | KALANGADOO NANGWARRY TEE - NANGWARRY TEE SD58101 | Minimum Forecast | MW | 2026 |  | 33kV | Radial | None | Minimum
South East | NANGWARRY TEE - NANGWARRY SD58101 | Minimum Forecast | MW | 2026 |  | 33kV | Radial | None | Minimum
South East | KALANGADOO NANGWARRY TEE - KALANGADOO RURAL SD58101 | Minimum Forecast | MW | 2026 |  | 33kV | Radial | None | Minimum
South East | NANGWARRY TEE - MOUNT GAMBIER SD58101 | Minimum Forecast | MW | 2026 |  | 33kV | Radial | None | Minimum
Metro South | WILLUNGA - MCLAREN VALE SD44400 | Minimum Forecast | MW | 2026 | -1.5125 | 33kV | Radial | None | Minimum
Metro South | YANKALILLA - HAY FLAT SD44200 | Minimum Forecast | MW | 2026 | -0.77229 | 33kV | Radial | None | Minimum
Metro South | HAY FLAT - RAPID BAY TEE SD44200 | Minimum Forecast | MW | 2026 |  | 33kV | Radial | None | Minimum
Metro South | RAPID BAY TEE - RAPID BAY SD44200 | Minimum Forecast | MW | 2026 |  | 33kV | Radial | None | Minimum
Metro South | RAPID BAY TEE - CAPE JERVIS SD44200 | Minimum Forecast | MW | 2026 |  | 33kV | Radial | None | Minimum
Metro South | CAPE JERVIS - CUTTLEFISH BAY SD44301 | Minimum Forecast | MW | 2026 | -2.33 | 33kV | Radial | None | Minimum
Metro South | FISHERY BEACH BACKUP - CUTTLEFISH BAY BACKUP SD44301 | Minimum Forecast | MW | 2026 |  | 33kV | Radial | None | Minimum
Metro South | CUTTLEFISH BAY - PENNESHAW SD44301 | Minimum Forecast | MW | 2026 |  | 33kV | Radial | None | Minimum
Metro South | PENNESHAW - AMERICAN RIVER SD44300 | Minimum Forecast | MW | 2026 |  | 33kV | Radial | None | Minimum
Metro South | AMERICAN RIVER - KINGSCOTE TEE SD44300 | Minimum Forecast | MW | 2026 |  | 33kV | Radial | N | Minimum
Metro South | KINGSCOTE TEE - MACGILLIVRAY SD44300 | Minimum Forecast | MW | 2026 |  | 33kV | Radial | None | Minimum
Metro South | KINGSCOTE TEE - KINGSCOTE SD44300 | Minimum Forecast | MW | 2026 |  | 33kV | Radial | None | Minimum
Upper North | DAVENPORT WEST - PORT AUGUSTA NO1 SD54101 | Minimum Forecast | MW | 2026 | -7.7902 | 33kV | Meshed | None | Minimum
Upper North | DAVENPORT WEST - PORT AUGUSTA TEE SD54102 | Minimum Forecast | MW | 2026 | -2.5413 | 33kV | Meshed | None | Minimum
Upper North | PORT AUGUSTA NO2 - PORT AUGUSTA TEE SD54102 | Minimum Forecast | MW | 2026 |  | 33kV | Meshed | None | Minimum
Upper North | PORT AUGUSTA TEE - PORT AUGUSTA WEST TEE SD54102 | Minimum Forecast | MW | 2026 |  | 33kV | Radial | None | Minimum
Upper North | PORT AUGUSTA WEST TEE - PORT AUGUSTA WEST SD54102 | Minimum Forecast | MW | 2026 |  | 33kV | Radial | None | Minimum
Upper North | PORT AUGUSTA WEST TEE - PANDURRA TEE SD54102 | Minimum Forecast | MW | 2026 |  | 33kV | Radial | None | Minimum
Upper North | PANDURRA TEE - BOOKALOO SD54102 | Minimum Forecast | MW | 2026 |  | 33kV | Radial | None | Minimum
Upper North | PANDURRA TEE - PANDURRA SD54102 | Minimum Forecast | MW | 2026 |  | 33kV | Radial | None | Minimum
Upper North | DAVENPORT WEST - AUGUSTA HWY SD54300 | Minimum Forecast | MW | 2026 | -6.8186 | 33kV | Radial | None | Minimum
Upper North | AUGUSTA HWY - STIRLING NORTH SD54300 | Minimum Forecast | MW | 2026 |  | 33kV | Radial | None | Minimum
Upper North | STIRLING NORTH - QUORN SD54300 | Minimum Forecast | MW | 2026 |  | 33kV | Radial | None | Minimum
Upper North | DAVENPORT WEST - PT PATERSON SD54400 | Minimum Forecast | MW | 2026 | 0.69893 | 33kV | Radial | None | Minimum
Upper North | BAROOTA - BAROOTA TOWN TEE SD31100 | Minimum Forecast | MW | 2026 | -8.9502 | 33kV | Radial | None | Minimum
Upper North | BAROOTA TOWN TEE - BAROOTA TOWN SD31100 | Minimum Forecast | MW | 2026 |  | 33kV | Radial | None | Minimum
Upper North | BAROOTA TOWN TEE - BAROOTA TEE SD31100 | Minimum Forecast | MW | 2026 |  | 33kV | Radial | None | Minimum
Upper North | BAROOTA TEE - NAPPERBY BUNGAMA SD31100 | Minimum Forecast | MW | 2026 |  | 33kV | Radial | None | Minimum
Upper North | BAROOTA TEE - MURRAYTOWN SD31100 | Minimum Forecast | MW | 2026 |  | 33kV | Radial | None | Minimum
Upper North | MURRAYTOWN - WIRRABARA FOREST TEE SD31200 | Minimum Forecast | MW | 2026 | -0.18235 | 33kV | Radial | None | Minimum
Upper North | WIRRABARA FOREST TEE - WIRRABARA FOREST SD31200 | Minimum Forecast | MW | 2026 |  | 33kV | Radial | None | Minimum
Upper North | WIRRABARA FOREST TEE - GLADSTONE SD31200 | Minimum Forecast | MW | 2026 |  | 33kV | Radial | None | Minimum
Upper North | MURRAYTOWN - ORROROO SD31300 | Minimum Forecast | MW | 2026 | -1.336 | 33kV | Radial | None | Minimum
Upper North | MURRAYTOWN - WILMINGTON SD31400 | Minimum Forecast | MW | 2026 |  | 33kV | Radial | None | Minimum
Upper North | BUNGAMA - PORT PIRIE SOUTH SD32101 | Minimum Forecast | MW | 2026 | -2.2587 | 33kV | Meshed | None | Minimum
Upper North | PORT PIRIE SOUTH - PORT PIRIE SD32102 | Minimum Forecast | MW | 2026 | -17.8488 | 33kV | Meshed | None | Minimum
Upper North | BUNGAMA - PORT PIRIE SD32103 | Minimum Forecast | MW | 2026 | 2.8969 | 33kV | Meshed | None | Minimum
Upper North | BUNGAMA - HUGHES GAP SD32301 | Minimum Forecast | MW | 2026 | -22.8097 | 33kV | Radial | Reverse N | Minimum
Upper North | HUGHES GAP - CRYSTAL BROOK TEE SD32302 | Minimum Forecast | MW | 2026 |  | 33kV | Radial | None | Minimum
Upper North | CRYSTAL BROOK TEE - GLADSTONE SD32302 | Minimum Forecast | MW | 2026 |  | 33kV | Radial | None | Minimum
Upper North | GLADSTONE - CALTOWIE TEE SD32200 | Minimum Forecast | MW | 2026 | -8.7095 | 33kV | Radial | None | Minimum
Upper North | CALTOWIE TEE - CALTOWIE SD32200 | Minimum Forecast | MW | 2026 |  | 33kV | Radial | None | Minimum
Upper North | CALTOWIE TEE - PETERBOROUGH TEE SD32200 | Minimum Forecast | MW | 2026 |  | 33kV | Radial | None | Minimum
Upper North | PETERBOROUGH TEE - JAMESTOWN SD32200 | Minimum Forecast | MW | 2026 |  | 33kV | Radial | None | Minimum
Upper North | JAMESTOWN - TEROWIE TOWNSHIP SD32200 | Minimum Forecast | MW | 2026 |  | 33kV | Radial | None | Minimum
Upper North | PETERBOROUGH TEE - PETERBOROUGH SD32200 | Minimum Forecast | MW | 2026 |  | 33kV | Radial | None | Minimum
Upper North | BUNGAMA - PORT BROUGHTON TEE SD32400 | Minimum Forecast | MW | 2026 | -13.0464 | 33kV | Radial | Reverse N | Minimum
Upper North | PORT BROUGHTON TEE - PORT BROUGHTON SD32400 | Minimum Forecast | MW | 2026 |  | 33kV | Radial | None | Minimum
Upper North | PORT BROUGHTON TEE - BRINKWORTH TIE SD32400 | Minimum Forecast | MW | 2026 |  | 33kV | Radial | None | Minimum
Upper North | PORT BROUGHTON TEE - CRYSTAL BROOK TEE SD32400 | Minimum Forecast | MW | 2026 |  | 33kV | Radial | None | Minimum
Upper North | NEUROODLA - HAWKER SD59100 | Minimum Forecast | MW | 2026 | -0.14107 | 33kV | Radial | None | Minimum
Yorke Peninsula | HUMMOCKS DISTRIBUTION - NINNES TEE SD34400 | Minimum Forecast | MW | 2026 | -5.6843 | 33kV | Radial | None | Minimum
Yorke Peninsula | NINNES TEE - LOCHIEL SD34400 | Minimum Forecast | MW | 2026 |  | 33kV | Radial | None | Minimum
Yorke Peninsula | NINNES TEE - KAINTON TEE SD34400 | Minimum Forecast | MW | 2026 |  | 33kV | Radial | None | Minimum
Yorke Peninsula | KAINTON TEE - KAINTON SD34400 | Minimum Forecast | MW | 2026 |  | 33kV | Radial | None | Minimum
Yorke Peninsula | KAINTON TEE - PASKEVILLE SD34400 | Minimum Forecast | MW | 2026 |  | 33kV | Radial | None | Minimum
Yorke Peninsula | PASKEVILLE - KADINA EAST SD34405 | Minimum Forecast | MW | 2026 |  | 33kV | Radial | None | Minimum
Yorke Peninsula | HUMMOCKS DISTRIBUTION - PORT CLINTON SD34300 | Minimum Forecast | MW | 2026 | -0.56089 | 33kV | Radial | None | Minimum
Yorke Peninsula | PORT CLINTON - ARDROSSAN SD34300 | Minimum Forecast | MW | 2026 |  | 33kV | Radial | None | Minimum
Yorke Peninsula | HUMMOCKS DISTRIBUTION - FEDERATION CORNER SD34201 | Minimum Forecast | MW | 2026 | -3.4429 | 33kV | Radial | None | Minimum
Yorke Peninsula | FEDERATION CORNER - SWAMP ROAD SD34201 | Minimum Forecast | MW | 2026 |  | 33kV | Radial | None | Minimum
Yorke Peninsula | FEDERATION CORNER - PT WAKEFIELD TEE SD34201 | Minimum Forecast | MW | 2026 |  | 33kV | Radial | None | Minimum
Yorke Peninsula | PT WAKEFIELD TEE - SWAMP ROAD SD34201 | Minimum Forecast | MW | 2026 |  | 33kV | Radial | None | Minimum
Yorke Peninsula | SWAMP ROAD - PT WAKEFIELD FAR NORTH EAST SD34201 | Minimum Forecast | MW | 2026 |  | 33kV | Radial | None | Minimum
Yorke Peninsula | PT WAKEFIELD TEE - PT WAKEFIELD RURAL SD34201 | Minimum Forecast | MW | 2026 |  | 33kV | Radial | None | Minimum
Yorke Peninsula | PT WAKEFIELD RURAL - PT WAKEFIELD TOWN TEE SD34201 | Minimum Forecast | MW | 2026 |  | 33kV | Radial | None | Minimum
Yorke Peninsula | PT WAKEFIELD TOWN TEE - PT WAKEFIELD TOWN SD34201 | Minimum Forecast | MW | 2026 |  | 33kV | Radial | None | Minimum
Yorke Peninsula | PT WAKEFIELD TOWN TEE - PROOF RANGE SD34201 | Minimum Forecast | MW | 2026 |  | 33kV | Radial | None | Minimum
Yorke Peninsula | HUMMOCKS DISTRIBUTION - BOWMANS TEE SD34102 | Minimum Forecast | MW | 2026 | -8.6392 | 33kV | Radial | None | Minimum
Yorke Peninsula | BOWMANS TEE - PT WAKEFIELD RURAL SD34102 | Minimum Forecast | MW | 2026 |  | 33kV | Radial | None | Minimum
Yorke Peninsula | BOWMANS TEE - SAINTS SD34102 | Minimum Forecast | MW | 2026 |  | 33kV | Radial | None | Minimum
Yorke Peninsula | SAINTS - BALAKLAVA SD34102 | Minimum Forecast | MW | 2026 |  | 33kV | Radial | None | Minimum
Yorke Peninsula | BALAKLAVA - BALAKLAVA RURAL SD34102 | Minimum Forecast | MW | 2026 |  | 33kV | Radial | None | Minimum
Yorke Peninsula | BALAKLAVA - BALAKLAVA TOWNSHIP SD34102 | Minimum Forecast | MW | 2026 |  | 33kV | Radial | None | Minimum
Yorke Peninsula | KADINA EAST DISTRIBUTION - KADINA SD51102 | Minimum Forecast | MW | 2026 | -13.9054 | 33kV | Radial | None | Minimum
Yorke Peninsula | KADINA EAST DISTRIBUTION - MOONTA TEE SD51200 | Minimum Forecast | MW | 2026 | -14.4184 | 33kV | Radial | None | Minimum
Yorke Peninsula | MOONTA TEE - KADINA SD51200 | Minimum Forecast | MW | 2026 |  | 33kV | Radial | None | Minimum
Yorke Peninsula | MOONTA TEE - MOONTA SD51200 | Minimum Forecast | MW | 2026 |  | 33kV | Radial | N | Minimum
Yorke Peninsula | KADINA EAST DISTRIBUTION - WALLAROO TEE SD51300 | Minimum Forecast | MW | 2026 | -12.9017 | 33kV | Radial | None | Minimum
Yorke Peninsula | WALLAROO TEE - KADINA SD51300 | Minimum Forecast | MW | 2026 |  | 33kV | Radial | None | Minimum
Yorke Peninsula | WALLAROO TEE - WALLAROO SD51300 | Minimum Forecast | MW | 2026 |  | 33kV | Radial | None | Minimum
Yorke Peninsula | ARDROSSAN WEST DISTRIBUTION - MAITLAND SD35100 | Minimum Forecast | MW | 2026 | -1.9964 | 33kV | Radial | None | Minimum
Yorke Peninsula | ARDROSSAN WEST DISTRIBUTION - ARDROSSAN SD35201 | Minimum Forecast | MW | 2026 | -2.5012 | 33kV | Radial | None | Minimum
Yorke Peninsula | ARDROSSAN WEST DISTRIBUTION - ARDROSSAN BHP SD35200 | Minimum Forecast | MW | 2026 | -2.9622 | 33kV | Radial | None | Minimum
Yorke Peninsula | ARDROSSAN - ARDROSSAN BHP SD35200 | Minimum Forecast | MW | 2026 |  | 33kV | Radial | None | Minimum
Yorke Peninsula | ARDROSSAN BHP - PORT VINCENT SD35200 | Minimum Forecast | MW | 2026 |  | 33kV | Radial | None | Minimum
Yorke Peninsula | PORT VINCENT - MINLATON TEE SD35300 | Minimum Forecast | MW | 2026 | -0.25333 | 33kV | Radial | None | Minimum
Yorke Peninsula | MINLATON TEE - CURRAMULKA TEE SD35300 | Minimum Forecast | MW | 2026 |  | 33kV | Radial | None | Minimum
Yorke Peninsula | CURRAMULKA TEE - CURRAMULKA SD35300 | Minimum Forecast | MW | 2026 |  | 33kV | Radial | None | Minimum
Yorke Peninsula | CURRAMULKA TEE - MINLATON SD35300 | Minimum Forecast | MW | 2026 |  | 33kV | Radial | None | Minimum
Yorke Peninsula | MINLATON TEE - PT VINCENT RURAL SD35300 | Minimum Forecast | MW | 2026 |  | 33kV | Radial | None | Minimum
Yorke Peninsula | DALRYMPLE - STANSBURY TEE SD35400 | Minimum Forecast | MW | 2026 | -1.9324 | 33kV | Radial | None | Minimum
Yorke Peninsula | STANSBURY TEE - PORT GILES TEE SD35400 | Minimum Forecast | MW | 2026 |  | 33kV | Radial | None | Minimum
Yorke Peninsula | PORT GILES TEE - PORT GILES SD35400 | Minimum Forecast | MW | 2026 |  | 33kV | Radial | None | Minimum
Yorke Peninsula | STANSBURY TEE - STANSBURY SD35400 | Minimum Forecast | MW | 2026 |  | 33kV | Radial | None | Minimum
Yorke Peninsula | STANSBURY - PT VINCENT RURAL SD35403 | Minimum Forecast | MW | 2026 |  | 33kV | Radial | None | Minimum
Yorke Peninsula | DALRYMPLE - WOOL BAY RURAL SD35500 | Minimum Forecast | MW | 2026 | -3.8344 | 33kV | Radial | None | Minimum
Yorke Peninsula | WOOL BAY RURAL - WOOL BAY SD35500 | Minimum Forecast | MW | 2026 |  | 33kV | Radial | None | Minimum
Yorke Peninsula | WOOL BAY RURAL - PORT GILES TEE SD35500 | Minimum Forecast | MW | 2026 |  | 33kV | Radial | None | Minimum
Yorke Peninsula | WOOL BAY - EDITHBURGH TEE SD35500 | Minimum Forecast | MW | 2026 |  | 33kV | Radial | None | Minimum
Yorke Peninsula | EDITHBURGH TEE - YORKETOWN SD35500 | Minimum Forecast | MW | 2026 |  | 33kV | Radial | None | Minimum
Yorke Peninsula | YORKETOWN - MARION BAY SD35500 | Minimum Forecast | MW | 2026 |  | 33kV | Radial | None | Minimum
Yorke Peninsula | EDITHBURGH TEE - EDITHBURGH SD35500 | Minimum Forecast | MW | 2026 |  | 33kV | Radial | None | Minimum
Metro West | ADELAIDE BRIGHTON CEMENT - PORT ADELAIDE SD1529 | Minimum Forecast | MW | 2027 | -19.0667 | 66kV | Meshed | None | Minimum
Metro South | ALDINGA - WILLUNGA SD1674 | Minimum Forecast | MW | 2027 | -7.4333 | 66kV | Meshed | None | Minimum
Metro North | ANGLE VALE - ANGLE VALE TEE SD1506A | Minimum Forecast | MW | 2027 | 4.4 | 66kV | Meshed | None | Minimum
Metro North | ANGLE VALE TEE - EVANSTON SD1506B | Minimum Forecast | MW | 2027 | 4.4 | 66kV | Meshed | None | Minimum
Metro North | ANGLE VALE TEE - VIRGINIA TEE SD2033 | Minimum Forecast | MW | 2027 | 0 | 66kV | Radial | None | Minimum
Metro West | ATHOL PARK - ATHOL PARK TEE SD1677A | Minimum Forecast | MW | 2027 | 11 | 66kV | Radial | None | Minimum
Metro West | BLACKPOOL - FULHAM GARDENS SD1639 | Minimum Forecast | MW | 2027 | -24.4 | 66kV | Meshed | None | Minimum
Metro North | BOLIVAR - ST KILDA SD2034 | Minimum Forecast | MW | 2027 | -6.1333 | 66kV | Radial | None | Minimum
Metro East | CAMPBELLTOWN - MAGILL SD1661 | Minimum Forecast | MW | 2027 | 32.1667 | 66kV | Meshed | None | Minimum
Metro West | CHELTENHAM - CROYDON PARK TEE SD1655A | Minimum Forecast | MW | 2027 | -10.7667 | 66kV | Meshed | None | Minimum
Metro South | CITY WEST - KESWICK SD2013 | Minimum Forecast | MW | 2027 | -63.2667 | 66kV | Meshed | None | Minimum
Metro East | CITY WEST - WHITMORE SQUARE SD2016 | Minimum Forecast | MW | 2027 | -15.9333 | 66kV | Meshed | None | Minimum
Metro East | COROMANDEL PLACE - WHITMORE SQUARE SD1681 | Minimum Forecast | MW | 2027 | 18.6 | 66kV | Meshed | None | Minimum
Metro East | CROYDON - HINDLEY STREET TEE SD1659B | Minimum Forecast | MW | 2027 | 28.2 | 66kV | Meshed | None | Minimum
Metro West | CROYDON - KILKENNY SD1523 | Minimum Forecast | MW | 2027 | -4.4 | 66kV | Meshed | None | Minimum
Metro West | CROYDON PARK - CROYDON PARK TEE SD1655B | Minimum Forecast | MW | 2027 | -15.4667 | 66kV | Meshed | None | Minimum
Metro West | CROYDON PARK TEE - CROYDON SD1655C | Minimum Forecast | MW | 2027 | -26.1667 | 66kV | Meshed | None | Minimum
Metro North | DIREK - PARALOWIE SD2004 | Minimum Forecast | MW | 2027 | 6.4667 | 66kV | Meshed | None | Minimum
Metro East | DRY CREEK - KILBURN SOUTH TEE SD1658A | Minimum Forecast | MW | 2027 | 14.7667 | 66kV | Meshed | None | Minimum
Metro East | EAST TERRACE - COROMANDEL PLACE SD1680 | Minimum Forecast | MW | 2027 | 33 | 66kV | Meshed | None | Minimum
Metro East | EAST TERRACE - NORTH ADELAIDE SD1560 | Minimum Forecast | MW | 2027 | -6.0667 | 66kV | Meshed | None | Minimum
Metro North | EDINBURGH - SALISBURY SD1688 | Minimum Forecast | MW | 2027 | -8.2333 | 66kV | Meshed | None | Minimum
Metro North | ELIZABETH DOWNS - PENFIELD SD1508 | Minimum Forecast | MW | 2027 | 7.2667 | 66kV | Meshed | None | Minimum
Metro North | ELIZABETH DOWNS - SMITHFIELD WEST SD1686 | Minimum Forecast | MW | 2027 | -21.7667 | 66kV | Meshed | N-1 | Minimum
Metro North | ELIZABETH HEIGHTS - ELIZABETH DOWNS SD1501 | Minimum Forecast | MW | 2027 | -20.0667 | 66kV | Meshed | None | Minimum
Metro North | ELIZABETH SOUTH - EDINBURGH SD1511 | Minimum Forecast | MW | 2027 | -9.1 | 66kV | Meshed | None | Minimum
Metro West | FINDON - FINDON TEE SD1520A | Minimum Forecast | MW | 2027 | -7.4667 | 66kV | Meshed | None | Minimum
Metro West | FINDON TEE - FLINDERS PARK SD1520B | Minimum Forecast | MW | 2027 | -6.3333 | 66kV | Meshed | None | Minimum
Metro West | FLINDERS PARK - NEW RICHMOND SD1521 | Minimum Forecast | MW | 2027 | 1.1 | 66kV | Meshed | None | Minimum
Metro West | FULHAM GARDENS - FINDON TEE SD1520C | Minimum Forecast | MW | 2027 | 1.1333 | 66kV | Meshed | None | Minimum
Metro West | FULHAM GARDENS - HENLEY SOUTH #1 SD1519 | Minimum Forecast | MW | 2027 | -5.8667 | 66kV | Meshed | None | Minimum
Metro West | FULHAM GARDENS - HENLEY SOUTH #2 SD1691 | Minimum Forecast | MW | 2027 | -5.8667 | 66kV | Meshed | None | Minimum
Metro South | GLENELG NORTH TEE - GLENELG NORTH SD1584A | Minimum Forecast | MW | 2027 | 0 | 66kV | Meshed | None | Minimum
Metro South | GLENELG NORTH TEE - PLYMPTON SD1584B | Minimum Forecast | MW | 2027 | 21.8333 | 66kV | Meshed | None | Minimum
Metro East | GOLDEN GROVE - INGLE FARM SD1647 | Minimum Forecast | MW | 2027 | 23.2 | 66kV | Meshed | None | Minimum
Metro South | HACKHAM - PORT NOARLUNGA SD1694A | Minimum Forecast | MW | 2027 | -22.1333 | 66kV | Meshed | None | Minimum
Metro South | HAPPY VALLEY - HV/SAW TEE SD1591A | Minimum Forecast | MW | 2027 | -31.0667 | 66kV | Meshed | None | Minimum
Metro South | HAPPY VALLEY - PANORAMA #1 SD1665 | Minimum Forecast | MW | 2027 | -12.3 | 66kV | Meshed | None | Minimum
Metro South | HAPPY VALLEY - PANORAMA #2 SD1666 | Minimum Forecast | MW | 2027 | -12.4 | 66kV | Meshed | None | Minimum
Metro South | HAPPY VALLEY - SEACOMBE #1 SD1566 | Minimum Forecast | MW | 2027 | -21.7667 | 66kV | Meshed | None | Minimum
Metro South | HAPPY VALLEY - SEACOMBE #2 SD1590 | Minimum Forecast | MW | 2027 | -18.6333 | 66kV | Meshed | None | Minimum
Metro East | HILLCREST - HOLDEN HILL SD1692 | Minimum Forecast | MW | 2027 | -8.7333 | 66kV | Meshed | None | Minimum
Metro East | HINDLEY STREET - WHITMORE SQUARE SD1664 | Minimum Forecast | MW | 2027 | 3.5333 | 66kV | Meshed | None | Minimum
Metro East | HINDLEY STREET TEE - HINDLEY STREET SD1659C | Minimum Forecast | MW | 2027 | 22.8333 | 66kV | Meshed | None | Minimum
Metro East | HOLDEN HILL - CAMPBELLTOWN SD1660 | Minimum Forecast | MW | 2027 | 7.1 | 66kV | Meshed | None | Minimum
Metro East | HOLDEN HILL - HOPE VALLEY SD1554A | Minimum Forecast | MW | 2027 | -26.9 | 66kV | Meshed | None | Minimum
Metro East | HOPE VALLEY - TEA TREE GULLY SD1554B | Minimum Forecast | MW | 2027 | -15.7333 | 66kV | Meshed | None | Minimum
Metro South | HV/SAW TEE - MORPHETT VALE EAST SD1591C | Minimum Forecast | MW | 2027 | 3.8 | 66kV | Meshed | None | Minimum
Metro East | KENT TOWN - KENT TOWN TEE SD1690 | Minimum Forecast | MW | 2027 | 4.6507 | 66kV | Meshed | None | Minimum
Metro South | KESWICK - CLARENCE GARDENS SD1671 | Minimum Forecast | MW | 2027 | -10.2776 | 66kV | Radial | None | Minimum
Metro South | KESWICK - NEW RICHMOND TEE SD1670A | Minimum Forecast | MW | 2027 | -33.5 | 66kV | Meshed | N-1 | Minimum
Metro South | KESWICK - WHITMORE SQUARE TEE SD1669A | Minimum Forecast | MW | 2027 | -21.7333 | 66kV | Meshed | None | Minimum
Metro West | KILBURN - CAVAN SD2014 | Minimum Forecast | MW | 2027 | 2.4 | 66kV | Meshed | None | Minimum
Metro West | KILBURN - CROYDON PARK SD1531 | Minimum Forecast | MW | 2027 | -23.0667 | 66kV | Meshed | None | Minimum
Metro East | KILBURN SOUTH TEE - KILBURN SOUTH SD1658B | Minimum Forecast | MW | 2027 | -4.5919 | 66kV | Radial | None | Minimum
Metro East | KILBURN SOUTH TEE - PROSPECT SD1658C | Minimum Forecast | MW | 2027 | 18.8 | 66kV | Meshed | None | Minimum
Metro West | KILKENNY - WOODVILLE SD1675 | Minimum Forecast | MW | 2027 | -3.4 | 66kV | Meshed | None | Minimum
Metro South | KINGSWOOD - NORTH UNLEY SD1574 | Minimum Forecast | MW | 2027 | 18.2333 | 66kV | Meshed | None | Minimum
Metro West | LARGS NORTH - ADELAIDE BRIGHTON CEMENT SD1654 | Minimum Forecast | MW | 2027 | 0.13333 | 66kV | Meshed | None | Minimum
Metro West | LEFEVRE - BLACKPOOL SD1693 | Minimum Forecast | MW | 2027 | -16.6333 | 66kV | Meshed | None | Minimum
Metro South | LINDEN PARK - LINDEN PARK TEE SD1662A | Minimum Forecast | MW | 2027 | 0 | 66kV | Meshed | None | Minimum
Metro South | LOWER MITCHAM - KINGSWOOD SD1563 | Minimum Forecast | MW | 2027 | 3.8333 | 66kV | Meshed | None | Minimum
Metro East | MAGILL - BURNSIDE SD1556 | Minimum Forecast | MW | 2027 | -5.8222 | 66kV | Radial | None | Minimum
Metro East | MAGILL - KENT TOWN TEE SD1663A | Minimum Forecast | MW | 2027 | 4.6507 | 66kV | Meshed | None | Minimum
Metro East | MAGILL - NORWOOD SD1543 | Minimum Forecast | MW | 2027 | 8.0667 | 66kV | Meshed | None | Minimum
Metro South | MAGILL - URAIDLA TEE SD1662B | Minimum Forecast | MW | 2027 | -23.0333 | 66kV | Meshed | None | Minimum
Metro East | MAGILL - WOODFORDE 2 SD1678 | Minimum Forecast | MW | 2027 | -9.2 | 66kV | Radial | None | Minimum
Metro East | MAGILL - WOODFORDE 3 SD1679 | Minimum Forecast | MW | 2027 | -9.3 | 66kV | Radial | None | Minimum
Metro South | MCLAREN FLAT - WILLUNGA SD1594A | Minimum Forecast | MW | 2027 | -36.0333 | 66kV | Meshed | N-1 | Minimum
Metro South | MORPHETT VALE EAST - CLARENDON SD1592 | Minimum Forecast | MW | 2027 | -2.3307 | 66kV | Radial | None | Minimum
Metro South | MORPHETT VALE EAST - HACKHAM SD1694B | Minimum Forecast | MW | 2027 | -32.6 | 66kV | Meshed | None | Minimum
Metro South | MORPHETT VALE EAST - MCLAREN FLAT SD1594B | Minimum Forecast | MW | 2027 | -39.4333 | 66kV | Meshed | N-1 | Minimum
Metro South | MORPHETT VALE EAST - PORT STANVAC #1 SD1593 | Minimum Forecast | MW | 2027 | -22.3667 | 66kV | Meshed | None | Minimum
Metro South | MORPHETT VALE EAST - PORT STANVAC #2 SD2010 | Minimum Forecast | MW | 2027 | -24.4667 | 66kV | Meshed | None | Minimum
Metro South | MORPHETTVILLE - ASCOT PARK SD1586 | Minimum Forecast | MW | 2027 | -4.9667 | 66kV | Meshed | None | Minimum
Metro South | MORPHETTVILLE - GLENELG NORTH TEE SD1584C | Minimum Forecast | MW | 2027 | 21.8333 | 66kV | Meshed | None | Minimum
Metro South | MORPHETTVILLE - OAKLANDS SD1585 | Minimum Forecast | MW | 2027 | -11.1 | 66kV | Meshed | None | Minimum
Metro North | MUNNO PARA - ELIZABETH DOWNS SD2023 | Minimum Forecast | MW | 2027 | -12.5333 | 66kV | Meshed | None | Minimum
Metro North | MUNNO PARA - EVANSTON SD1652 | Minimum Forecast | MW | 2027 | -24.4 | 66kV | Meshed | N-1 | Minimum
Metro West | NEW OSBORNE - BLACKPOOL SD1518 | Minimum Forecast | MW | 2027 | -15.4667 | 66kV | Meshed | None | Minimum
Metro West | NEW OSBORNE - GLANVILLE SD1527 | Minimum Forecast | MW | 2027 | -28.1333 | 66kV | Meshed | N-1 | Minimum
Metro West | NEW OSBORNE - LARGS NORTH SD1653 | Minimum Forecast | MW | 2027 | -7.3667 | 66kV | Meshed | None | Minimum
Metro West | NEW OSBORNE - SMORGON STEEL RECYCLING SD1532A | Minimum Forecast | MW | 2027 | -1.9667 | 66kV | Meshed | None | Minimum
Metro West | NEW RICHMOND - THEBARTON SD1516 | Minimum Forecast | MW | 2027 | 7.1667 | 66kV | Meshed | None | Minimum
Metro South | NEW RICHMOND TEE - NEW RICHMOND SD1670B | Minimum Forecast | MW | 2027 | 0 | 66kV | Meshed | None | Minimum
Metro South | NEW RICHMOND TEE - PLYMPTON SD1670C | Minimum Forecast | MW | 2027 | -33.5333 | 66kV | Meshed | None | Minimum
Metro South | NOARLUNGA CENTRE - PORT NOARLUNGA SD1668 | Minimum Forecast | MW | 2027 | -23 | 66kV | Meshed | None | Minimum
Metro East | NORTH ADELAIDE - HINDLEY STREET TEE SD1659A | Minimum Forecast | MW | 2027 | -5.3667 | 66kV | Meshed | None | Minimum
Metro South | NORTH UNLEY - WHITMORE SQUARE TEE SD1669B | Minimum Forecast | MW | 2027 | 21.7667 | 66kV | Meshed | N-1 | Minimum
Metro East | NORTHFIELD - CLEARVIEW SD1549 | Minimum Forecast | MW | 2027 | -15.4555 | 66kV | Radial | None | Minimum
Metro East | NORTHFIELD - DRY CREEK SD1657 | Minimum Forecast | MW | 2027 | 14.8 | 66kV | Meshed | None | Minimum
Metro East | NORTHFIELD - HARROW SD1535 | Minimum Forecast | MW | 2027 | -9.7484 | 66kV | Radial | None | Minimum
Metro East | NORTHFIELD - HILLCREST SD1534 | Minimum Forecast | MW | 2027 | -24.1 | 66kV | Meshed | None | Minimum
Metro East | NORTHFIELD - HOLDEN HILL SD1539 | Minimum Forecast | MW | 2027 | -24.6667 | 66kV | Meshed | None | Minimum
Metro East | NORTHFIELD - INGLE FARM #1 SD1548 | Minimum Forecast | MW | 2027 | -20.6667 | 66kV | Meshed | None | Minimum
Metro East | NORTHFIELD - INGLE FARM #2 SD2019 | Minimum Forecast | MW | 2027 | -21.5667 | 66kV | Meshed | None | Minimum
Metro East | NORWOOD - EAST TERRACE SD1545 | Minimum Forecast | MW | 2027 | 44.4 | 66kV | Meshed | N-1 | Minimum
Metro East | NORWOOD - KENT TOWN SD1559 | Minimum Forecast | MW | 2027 | 0 | 66kV | Meshed | None | Minimum
Metro East | NORWOOD - LINDEN PARK SD1544 | Minimum Forecast | MW | 2027 | -16.4684 | 66kV | Meshed | None | Minimum
Metro South | PANORAMA - ASCOT PARK SD1587 | Minimum Forecast | MW | 2027 | -4.3667 | 66kV | Meshed | None | Minimum
Metro South | PANORAMA - BLACKWOOD SD1572 | Minimum Forecast | MW | 2027 | -18.0356 | 66kV | Radial | None | Minimum
Metro South | PANORAMA - CUDMORE PARK SD1573 | Minimum Forecast | MW | 2027 | -5.9099 | 66kV | Radial | None | Minimum
Metro South | PANORAMA - LINDEN PARK TEE SD1662C | Minimum Forecast | MW | 2027 | 23.1 | 66kV | Meshed | None | Minimum
Metro South | PANORAMA - LOWER MITCHAM SD1562 | Minimum Forecast | MW | 2027 | -3.1667 | 66kV | Meshed | None | Minimum
Metro South | PANORAMA - TONSLEY EAST SD2035 | Minimum Forecast | MW | 2027 | -9.4333 | 66kV | Meshed | None | Minimum
Metro North | PARA - ELIZABETH HEIGHTS SD1504 | Minimum Forecast | MW | 2027 | -28.5 | 66kV | Meshed | None | Minimum
Metro North | PARA - ELIZABETH SOUTH SD1503 | Minimum Forecast | MW | 2027 | -18.5667 | 66kV | Meshed | None | Minimum
Metro North | PARAFIELD GARDENS - CAVAN SD1687 | Minimum Forecast | MW | 2027 | 0 | 66kV | Meshed | None | Minimum
Metro North | PARAFIELD GARDENS - SALISBURY SD1502 | Minimum Forecast | MW | 2027 | -13.0333 | 66kV | Meshed | None | Minimum
Metro North | PARAFIELD GARDENS WEST - BOLIVAR SD1683 | Minimum Forecast | MW | 2027 | -11.3 | 66kV | Radial | None | Minimum
Metro North | PARAFIELD GARDENS WEST - PARAFIELD GARDENS SD1682 | Minimum Forecast | MW | 2027 | -31.3667 | 66kV | Meshed | N-1 | Minimum
Metro North | PARAFIELD GARDENS WEST - PARALOWIE SD1510 | Minimum Forecast | MW | 2027 | -12.7333 | 66kV | Meshed | None | Minimum
Metro North | PENFIELD - DIREK SD1685 | Minimum Forecast | MW | 2027 | 3.5667 | 66kV | Meshed | None | Minimum
Metro North | PENFIELD - ELIZABETH SOUTH SD1509 | Minimum Forecast | MW | 2027 | 7.1 | 66kV | Meshed | None | Minimum
Metro South | PLYMPTON - GLENELG NORTH SD1583 | Minimum Forecast | MW | 2027 | -4.9 | 66kV | Meshed | None | Minimum
Metro West | PORT ADELAIDE - CHELTENHAM SD1646 | Minimum Forecast | MW | 2027 | -14.9667 | 66kV | Meshed | None | Minimum
Metro West | PORT ADELAIDE NORTH - ATHOL PARK TEE SD1677B | Minimum Forecast | MW | 2027 | 1.6333 | 66kV | Meshed | None | Minimum
Metro South | PORT NOARLUNGA - SEAFORD SD1676A | Minimum Forecast | MW | 2027 | -26.6 | 66kV | Meshed | N-1 | Minimum
Metro South | PORT STANVAC - LONSDALE SD1673 | Minimum Forecast | MW | 2027 | -6.0333 | 66kV | Meshed | None | Minimum
Metro South | PORT STANVAC - NOARLUNGA CENTRE SD1667 | Minimum Forecast | MW | 2027 | -25.4333 | 66kV | Meshed | None | Minimum
Metro East | PROSPECT - CROYDON SD2024 | Minimum Forecast | MW | 2027 | 28.2667 | 66kV | Meshed | None | Minimum
Metro West | QUEENSTOWN - GLANVILLE SD1526 | Minimum Forecast | MW | 2027 | 20.4 | 66kV | Meshed | None | Minimum
Metro South | SEACOMBE - OAKLANDS SD1565 | Minimum Forecast | MW | 2027 | -0.3 | 66kV | Meshed | None | Minimum
Metro South | SEACOMBE - SHEIDOW PARK SD1672 | Minimum Forecast | MW | 2027 | -25.5667 | 66kV | Meshed | None | Minimum
Metro South | SEAFORD - ALDINGA SD1676B | Minimum Forecast | MW | 2027 | -16.6 | 66kV | Meshed | N-1 | Minimum
Metro South | SHEIDOW PARK - LONSDALE SD2009 | Minimum Forecast | MW | 2027 | -10.6333 | 66kV | Meshed | None | Minimum
Metro North | SMITHFIELD WEST - ANGLE VALE SD1650 | Minimum Forecast | MW | 2027 | -6.9333 | 66kV | Meshed | None | Minimum
Metro West | SMORGON STEEL RECYCLING - PORT ADELAIDE NORTH SD1532B | Minimum Forecast | MW | 2027 | -1.9667 | 66kV | Meshed | None | Minimum
Metro North | ST KILDA - VIRGINIA SD1684 | Minimum Forecast | MW | 2027 | -6.3333 | 66kV | Radial | None | Minimum
Metro East | TEA TREE GULLY - GOLDEN GROVE SD1638 | Minimum Forecast | MW | 2027 | -1.1333 | 66kV | Meshed | None | Minimum
Metro West | THEBARTON - CROYDON SD1522 | Minimum Forecast | MW | 2027 | 13.2333 | 66kV | Meshed | None | Minimum
Metro South | TONSLEY EAST - TONSLEY PARK SD1588 | Minimum Forecast | MW | 2027 | -9.4333 | 66kV | Meshed | None | Minimum
Metro South | TONSLEY PARK - SEACOMBE SD1564 | Minimum Forecast | MW | 2027 | -2.4667 | 66kV | Meshed | None | Minimum
Metro West | TORRENS ISLAND - ATHOL PARK TEE SD1677C | Minimum Forecast | MW | 2027 | -12.6333 | 66kV | Meshed | None | Minimum
Metro West | TORRENS ISLAND - KILBURN SD1656 | Minimum Forecast | MW | 2027 | -3.6667 | 66kV | Meshed | None | Minimum
Metro South | URAIDLA TEE - LINDEN PARK TEE SD1662D | Minimum Forecast | MW | 2027 | -23.0667 | 66kV | Meshed | None | Minimum
Metro North | VIRGINIA - VIRGINIA TEE SD2022A | Minimum Forecast | MW | 2027 | -5.2586 | 66kV | Radial | None | Minimum
Metro North | VIRGINIA TEE - TWO WELLS SD2022B | Minimum Forecast | MW | 2027 | -5.2586 | 66kV | Radial | None | Minimum
Metro East | WHITMORE SQUARE - KENT TOWN TEE SD1663B | Minimum Forecast | MW | 2027 | 0 | 66kV | Meshed | None | Minimum
Metro East | WHITMORE SQUARE - WHITMORE SQUARE TEE SD1669C | Minimum Forecast | MW | 2027 | 0 | 66kV | Meshed | None | Minimum
Metro West | WOODVILLE - FINDON SD1524 | Minimum Forecast | MW | 2027 | -12.9667 | 66kV | Meshed | None | Minimum
Metro West | WOODVILLE - QUEENSTOWN SD1525 | Minimum Forecast | MW | 2027 | 12.6667 | 66kV | Meshed | None | Minimum
Eastern Hills | MOUNT BARKER DISTRIBUTION - MOUNT BARKER SOUTH SD2012 | Minimum Forecast | MW | 2027 | 25.13 | 66kV | Meshed | None | Minimum
Eastern Hills | MOUNT BARKER DISTRIBUTION - BALHANNAH SD1598 | Minimum Forecast | MW | 2027 | -29.2301 | 66kV | Radial | None | Minimum
Eastern Hills | BALHANNAH - URAIDLA SD1599 | Minimum Forecast | MW | 2027 | -13.9421 | 66kV | Radial | None | Minimum
Eastern Hills | URAIDLA - MAGILL (METRO SOUTH TIE) SD1662E | Minimum Forecast | MW | 2027 | 0 | 66kV | Radial | None | Minimum
Eastern Hills | MOUNT BARKER DISTRIBUTION - HAHNDORF SD1596 | Minimum Forecast | MW | 2027 | -3.0519 | 66kV | Radial | None | Minimum
Eastern Hills | MOUNT BARKER SOUTH - MEADOWS SD1597 | Minimum Forecast | MW | 2027 | -6.1503 | 66kV | Radial | None | Minimum
Eastern Hills | MOUNT BARKER SOUTH - STRATHALBYN EAST TEE SD1601A | Minimum Forecast | MW | 2027 | -11.3905 | 66kV | Radial | None | Minimum
Eastern Hills | STRATHALBYN EAST TEE - STRATHALBYN SD1601B | Minimum Forecast | MW | 2027 |  | 66kV | Radial | None | Minimum
Eastern Hills | STRATHALBYN - BELVIDERE SD1602 | Minimum Forecast | MW | 2027 | -3.5264 | 66kV | Radial | None | Minimum
Eastern Hills | BELVIDERE - MILANG SD1603 | Minimum Forecast | MW | 2027 |  | 66kV | Radial | None | Minimum
Eastern Hills | BELVIDERE - LANGHORNE CREEK SD1604 | Minimum Forecast | MW | 2027 |  | 66kV | Radial | None | Minimum
Eyre Peninsula | YADNARIE - CLEVE SD1609 | Minimum Forecast | MW | 2027 | -2.394 | 66kV | Radial | None | Minimum
Eyre Peninsula | YADNARIE - RUDALL SD1610 | Minimum Forecast | MW | 2027 | -1.5657 | 66kV | Radial | None | Minimum
Eyre Peninsula | RUDALL - DARKE PEAK SD1611 | Minimum Forecast | MW | 2027 |  | 66kV | Radial | None | Minimum
Eyre Peninsula | DARKE PEAK - CARALUE SD1612 | Minimum Forecast | MW | 2027 |  | 66kV | Radial | None | Minimum
Eyre Peninsula | RUDALL - LOCK SD1613 | Minimum Forecast | MW | 2027 |  | 66kV | Radial | None | Minimum
Eyre Peninsula | LOCK - POLDA SD1614 | Minimum Forecast | MW | 2027 |  | 66kV | Radial | None | Minimum
Eyre Peninsula | WUDINNA - POLDA SD1615 | Minimum Forecast | MW | 2027 | -0.63289 | 66kV | Radial | None | Minimum
Eyre Peninsula | WUDINNA - MOORKITABIE SD1605 | Minimum Forecast | MW | 2027 | -6.4833 | 66kV | Radial | None | Minimum
Eyre Peninsula | MOORKITABIE - TARLTON SD1606 | Minimum Forecast | MW | 2027 |  | 66kV | Radial | None | Minimum
Eyre Peninsula | TARLTON - STREAKY BAY SD1607 | Minimum Forecast | MW | 2027 |  | 66kV | Radial | None | Minimum
Eyre Peninsula | TARLTON - CEDUNA SD1608 | Minimum Forecast | MW | 2027 |  | 66kV | Radial | None | Minimum
Riverland | NORTH WEST BEND - MORGAN TEE SD1616 | Minimum Forecast | MW | 2027 | -5.409 | 66kV | Radial | None | Minimum
Riverland | MORGAN TEE - CORDOLA SD1617 | Minimum Forecast | MW | 2027 |  | 66kV | Radial | None | Minimum
Riverland | CORDOLA - ROONKA SD1618 | Minimum Forecast | MW | 2027 |  | 66kV | Radial | None | Minimum
Riverland | ROONKA - PORTEE SD1619 | Minimum Forecast | MW | 2027 |  | 66kV | Radial | None | Minimum
Riverland | PORTEE - SWAN REACH SD1620 | Minimum Forecast | MW | 2027 |  | 66kV | Radial | None | Minimum
Riverland | NORTH WEST BEND - CADELL SD1622 | Minimum Forecast | MW | 2027 | -4.0792 | 66kV | Radial | None | Minimum
Riverland | CADELL - QUALCO SD1623 | Minimum Forecast | MW | 2027 |  | 66kV | Radial | None | Minimum
Riverland | QUALCO - RAMCO SD1624 | Minimum Forecast | MW | 2027 |  | 66kV | Radial | None | Minimum
Riverland | RAMCO - WAIKERIE SD1625 | Minimum Forecast | MW | 2027 |  | 66kV | Radial | None | Minimum
Riverland | BERRI - GLOSSOP SD1626 | Minimum Forecast | MW | 2027 | -3.1056 | 66kV | Radial | None | Minimum
Riverland | GLOSSOP - LOVEDAY SD1627 | Minimum Forecast | MW | 2027 |  | 66kV | Radial | None | Minimum
Riverland | LOVEDAY - WOOLPUNDA SD1628 | Minimum Forecast | MW | 2027 |  | 66kV | Radial | None | Minimum
Riverland | WOOLPUNDA - WAIKERIE SD1629 | Minimum Forecast | MW | 2027 |  | 66kV | Radial | None | Minimum
Riverland | BERRI - LOXTON SD1630 | Minimum Forecast | MW | 2027 | -4.6488 | 66kV | Radial | None | Minimum
Riverland | LOXTON - PYAP SD1631 | Minimum Forecast | MW | 2027 | -3.2572 | 66kV | Radial | None | Minimum
Riverland | BERRI - RENMARK SD1632 | Minimum Forecast | MW | 2027 | -11.8137 | 66kV | Radial | None | Minimum
Riverland | RENMARK - PARINGA SD1633 | Minimum Forecast | MW | 2027 | -0.72341 | 66kV | Radial | None | Minimum
Riverland | BERRI - LYRUP SD1634 | Minimum Forecast | MW | 2027 | -1.2736 | 66kV | Radial | None | Minimum
Metro South | WILLUNGA - MYPONGA SD1568 | Minimum Forecast | MW | 2027 | -36.4443 | 66kV | Radial | None | Minimum
Metro South | MYPONGA - YANKALILLA SD1569 | Minimum Forecast | MW | 2027 |  | 66kV | Radial | None | Minimum
Metro South | YANKALILLA - CAPE JERVIS SD1689 | Minimum Forecast | MW | 2027 | -30.1206 | 66kV | Radial | None | Minimum
Metro South | WILLUNGA - SQUARE WATER HOLE SD1570 | Minimum Forecast | MW | 2027 | -32.1471 | 66kV | Radial | None | Minimum
Metro South | SQUARE WATER HOLE - VICTOR HARBOR SD1595 | Minimum Forecast | MW | 2027 | -17.2504 | 66kV | Radial | None | Minimum
Metro South | SQUARE WATER HOLE - GOOLWA SD1571 | Minimum Forecast | MW | 2027 | -12.3955 | 66kV | Radial | None | Minimum
Eastern Hills | BALHANNAH - WOODSIDE SD41100 | Minimum Forecast | MW | 2027 | -6.148 | 33kV | Radial | None | Minimum
Eastern Hills | BALHANNAH - VERDUN TEE SD41200 | Minimum Forecast | MW | 2027 | -3.877 | 33kV | Radial | None | Minimum
Eastern Hills | VERDUN TEE - ALDGATE TEE SD41200 | Minimum Forecast | MW | 2027 |  | 33kV | Radial | None | Minimum
Eastern Hills | VERDUN TEE - MYLOR SD41200 | Minimum Forecast | MW | 2027 |  | 33kV | Radial | None | Minimum
Eastern Hills | BALHANNAH - NAIRNE TEE SD41300 | Minimum Forecast | MW | 2027 | -6.5597 | 33kV | Radial | None | Minimum
Eastern Hills | NAIRNE TEE - NAIRNE SD41300 | Minimum Forecast | MW | 2027 |  | 33kV | Radial | None | Minimum
Eastern Hills | NAIRNE TEE - BRUKUNGA SD41300 | Minimum Forecast | MW | 2027 |  | 33kV | Radial | None | Minimum
Eastern Hills | URAIDLA - PICCADILLY TEE SD42100 | Minimum Forecast | MW | 2027 | -4.5483 | 33kV | Radial | None | Minimum
Eastern Hills | PICCADILLY TEE - PICCADILLY EOL SD42100 | Minimum Forecast | MW | 2027 |  | 33kV | Radial | None | Minimum
Eastern Hills | PICCADILLY TEE - ALDGATE TEE SD42100 | Minimum Forecast | MW | 2027 |  | 33kV | Radial | None | Minimum
Eastern Hills | ALDGATE TEE - ALDGATE SD42100 | Minimum Forecast | MW | 2027 |  | 33kV | Radial | None | Minimum
Eastern Hills | ANGAS CREEK - BIRDWOOD TEE SD38100 | Minimum Forecast | MW | 2027 | -4.5926 | 33kV | Radial | None | Minimum
Eastern Hills | BIRDWOOD TEE - GUMERACHA RURAL SD38100 | Minimum Forecast | MW | 2027 |  | 33kV | Radial | None | Minimum
Eastern Hills | BIRDWOOD TEE - BIRDWOOD SD38100 | Minimum Forecast | MW | 2027 |  | 33kV | Radial | None | Minimum
Eastern Hills | BIRDWOOD - MOUNT PLEASANT TEE SD38100 | Minimum Forecast | MW | 2027 |  | 33kV | Radial | None | Minimum
Eastern Hills | MOUNT PLEASANT TEE - PALMER RURAL SD38100 | Minimum Forecast | MW | 2027 |  | 33kV | Radial | None | Minimum
Eastern Hills | MOUNT PLEASANT TEE - MOUNT PLEASANT SD38100 | Minimum Forecast | MW | 2027 |  | 33kV | Radial | None | Minimum
Eastern Hills | ANGAS CREEK - ANGAS CREEK TEE SD38200 | Minimum Forecast | MW | 2027 | -8.1569 | 33kV | Radial | None | Minimum
Eastern Hills | ANGAS CREEK TEE - LOBETHAL SD38200 | Minimum Forecast | MW | 2027 |  | 33kV | Radial | None | Minimum
Eastern Hills | LOBETHAL - WOODSIDE SD38200 | Minimum Forecast | MW | 2027 |  | 33kV | Radial | None | Minimum
Eastern Hills | ANGAS CREEK TEE - GUMERACHA WEIR SD38200 | Minimum Forecast | MW | 2027 |  | 33kV | Radial | None | Minimum
Eastern Hills | GUMERACHA WEIR - HOUGHTON SD38200 | Minimum Forecast | MW | 2027 |  | 33kV | Radial | None | Minimum
Eastern Hills | GUMERACHA WEIR - KERSBROOK SD38200 | Minimum Forecast | MW | 2027 |  | 33kV | Radial | None | Minimum
Eastern Hills | KERSBROOK - WILLIAMSTOWN SOUTH TEE SD38200 | Minimum Forecast | MW | 2027 |  | 33kV | Radial | None | Minimum
Eastern Hills | GUMERACHA WEIR - GUMERACHA RURAL SD38200 | Minimum Forecast | MW | 2027 |  | 33kV | Radial | None | Minimum
Eyre Peninsula | WHYALLA CENTRAL - WHYALLA CITY 1 SD56101 | Minimum Forecast | MW | 2027 | -4.9311 | 33kV | Radial | None | Minimum
Eyre Peninsula | WHYALLA CENTRAL - WHYALLA CITY 2 SD56102 | Minimum Forecast | MW | 2027 | -2.3 | 33kV | Radial | None | Minimum
Eyre Peninsula | WHYALLA CENTRAL - WHYALLA STUART SD56201 | Minimum Forecast | MW | 2027 | -4.9878 | 33kV | Radial | None | Minimum
Eyre Peninsula | WHYALLA CENTRAL - WHYALLA NORTH TEE SD56301 | Minimum Forecast | MW | 2027 | -7.5 | 33kV | Radial | None | Minimum
Eyre Peninsula | WHYALLA NORTH TEE - WHYALLA TERMINAL SD56301 | Minimum Forecast | MW | 2027 |  | 33kV | Radial | None | Minimum
Eyre Peninsula | WHYALLA NORTH TEE - WHYALLA SOLAR SD56301 | Minimum Forecast | MW | 2027 |  | 33kV | Radial | None | Minimum
Eyre Peninsula | WHYALLA SOLAR - WHYALLA NORTH SD56301 | Minimum Forecast | MW | 2027 |  | 33kV | Radial | None | Minimum
Eyre Peninsula | PORT LINCOLN TERMINAL - PORT LINCOLN CITY TEE PL32 | Minimum Forecast | MW | 2027 | -3.1971 | 33kV | Radial | None | Minimum
Eyre Peninsula | PORT LINCOLN CITY TEE - PORT LINCOLN CITY PL32 | Minimum Forecast | MW | 2027 |  | 33kV | Radial | None | Minimum
Eyre Peninsula | PORT LINCOLN CITY TEE - PORT LINCOLN MARINA TEE PL32 | Minimum Forecast | MW | 2027 |  | 33kV | Radial | None | Minimum
Eyre Peninsula | PORT LINCOLN MARINA TEE - PORT LINCOLN DOCKS PL32 | Minimum Forecast | MW | 2027 |  | 33kV | Radial | None | Minimum
Eyre Peninsula | PORT LINCOLN MARINA TEE - PORT LINCOLN MARINA PL32 | Minimum Forecast | MW | 2027 |  | 33kV | Radial | None | Minimum
Eyre Peninsula | PORT LINCOLN TERMINAL - PORT LINCOLN CITY SD61101 | Minimum Forecast | MW | 2027 | -6.3644 | 33kV | Radial | None | Minimum
Eyre Peninsula | PORT LINCOLN TERMINAL - POONINDIE TEE PL34 | Minimum Forecast | MW | 2027 | -2.7388 | 33kV | Radial | None | Minimum
Eyre Peninsula | POONINDIE TEE - POONINDIE PL34 | Minimum Forecast | MW | 2027 |  | 33kV | Radial | None | Minimum
Eyre Peninsula | POONINDIE - POINT BOSTON PL34 | Minimum Forecast | MW | 2027 |  | 33kV | Radial | None | Minimum
Eyre Peninsula | POONINDIE TEE - TOD RIVER PL34 | Minimum Forecast | MW | 2027 |  | 33kV | Radial | None | Minimum
Eyre Peninsula | TOD RIVER - CUMMINS CM36 | Minimum Forecast | MW | 2027 | -0.6 | 33kV | Radial | None | Minimum
Eyre Peninsula | TOD RIVER - TUMBY BAY CM35 | Minimum Forecast | MW | 2027 | -0.46506 | 33kV | Radial | None | Minimum
Eyre Peninsula | PORT LINCOLN TERMINAL - ULEY SOUTH TEE PL33 | Minimum Forecast | MW | 2027 | -1.5552 | 33kV | Radial | None | Minimum
Eyre Peninsula | ULEY SOUTH TEE - ULEY SOUTH PL33 | Minimum Forecast | MW | 2027 |  | 33kV | Radial | None | Minimum
Eyre Peninsula | ULEY SOUTH TEE - ULEY PL33 | Minimum Forecast | MW | 2027 |  | 33kV | Radial | None | Minimum
Eyre Peninsula | ULEY - COFFIN BAY PL33 | Minimum Forecast | MW | 2027 |  | 33kV | Radial | None | Minimum
Eyre Peninsula | CLEVE - COWELL SD53100 | Minimum Forecast | MW | 2027 | -0.0056074 | 33kV | Radial | None | Minimum
Eyre Peninsula | CLEVE - BOOTHBY SD55100 | Minimum Forecast | MW | 2027 | -0.1272 | 33kV | Radial | None | Minimum
Eyre Peninsula | BOOTHBY - PUMPING STATION ROAD SD55100 | Minimum Forecast | MW | 2027 |  | 33kV | Radial | None | Minimum
Eyre Peninsula | PUMPING STATION ROAD - ARNO BAY SD55100 | Minimum Forecast | MW | 2027 |  | 33kV | Radial | None | Minimum
Mid North | BRINKWORTH - YACKA TEE SD33100 | Minimum Forecast | MW | 2027 | -1.0578 | 33kV | Radial | None | Minimum
Mid North | YACKA TEE - YACKA RURAL SD33100 | Minimum Forecast | MW | 2027 |  | 33kV | Radial | None | Minimum
Mid North | YACKA TEE - SPALDING TEE SD33100 | Minimum Forecast | MW | 2027 |  | 33kV | Radial | None | Minimum
Mid North | SPALDING TEE - GEORGETOWN SD33100 | Minimum Forecast | MW | 2027 |  | 33kV | Radial | None | Minimum
Mid North | GEORGETOWN - GLADSTONE SD33100 | Minimum Forecast | MW | 2027 |  | 33kV | Radial | None | Minimum
Mid North | SPALDING TEE - SPALDING SD33100 | Minimum Forecast | MW | 2027 |  | 33kV | Radial | None | Minimum
Mid North | BRINKWORTH - MERRITON SD33300 | Minimum Forecast | MW | 2027 | -0.64459 | 33kV | Radial | None | Minimum
Mid North | BRINKWORTH - BRINKWORTH TEE SD33200 | Minimum Forecast | MW | 2027 | -1.5167 | 33kV | Radial | None | Minimum
Mid North | BRINKWORTH TEE - YACKA RURAL SD33200 | Minimum Forecast | MW | 2027 |  | 33kV | Radial | None | Minimum
Mid North | BRINKWORTH TEE - BLYTH TOWNSHIP SD33200 | Minimum Forecast | MW | 2027 |  | 33kV | Radial | None | Minimum
Mid North | BLYTH TOWNSHIP - CLARE NORTH TEE SD33200 | Minimum Forecast | MW | 2027 |  | 33kV | Radial | None | Minimum
Mid North | BLYTH TOWNSHIP - BALAKLAVA TOWNSHIP SD33200 | Minimum Forecast | MW | 2027 |  | 33kV | Radial | None | Minimum
Mid North | WATERLOO DISTRIBUTION - RIVERTON TEE SD36400 | Minimum Forecast | MW | 2027 | -2.2263 | 33kV | Radial | N | Minimum
Mid North | RIVERTON TEE - AUBURN TEE SD36400 | Minimum Forecast | MW | 2027 |  | 33kV | Radial | None | Minimum
Mid North | AUBURN TEE - AUBURN SD36400 | Minimum Forecast | MW | 2027 |  | 33kV | Radial | None | Minimum
Mid North | RIVERTON TEE - RIVERTON SD36400 | Minimum Forecast | MW | 2027 |  | 33kV | Radial | None | Minimum
Mid North | WATERLOO DISTRIBUTION - WATERLOO RURAL SD36201 | Minimum Forecast | MW | 2027 | -0.43176 | 33kV | Radial | None | Minimum
Mid North | WATERLOO RURAL - ROBERTSTOWN SD36201 | Minimum Forecast | MW | 2027 |  | 33kV | Radial | None | Minimum
Mid North | WATERLOO DISTRIBUTION - PORTERS LAGOON SD36101 | Minimum Forecast | MW | 2027 | 0.041303 | 33kV | Radial | None | Minimum
Mid North | PORTERS LAGOON - HANSON SD36101 | Minimum Forecast | MW | 2027 |  | 33kV | Radial | None | Minimum
Mid North | WATERLOO DISTRIBUTION - WATERLOO TOWN SD36300 | Minimum Forecast | MW | 2027 | -1.6414 | 33kV | Radial | None | Minimum
Mid North | WATERLOO TOWN - EUDUNDA TEE SD36300 | Minimum Forecast | MW | 2027 |  | 33kV | Radial | None | Minimum
Mid North | EUDUNDA TEE - EUDUNDA SD36300 | Minimum Forecast | MW | 2027 |  | 33kV | Radial | None | Minimum
Mid North | EUDUNDA TEE - KAPUNDA RURAL SD36300 | Minimum Forecast | MW | 2027 |  | 33kV | Radial | None | Minimum
Mid North | TEMPLERS - WASLEYS SD37402 | Minimum Forecast | MW | 2027 | -2.6151 | 33kV | Radial | None | Minimum
Mid North | WASLEYS - MALLALA SD37402 | Minimum Forecast | MW | 2027 |  | 33kV | Radial | None | Minimum
Mid North | TEMPLERS - HAMLEY BRIDGE SD37101 | Minimum Forecast | MW | 2027 | -1.5 | 33kV | Radial | None | Minimum
Mid North | HAMLEY BRIDGE - BALAKLAVA RURAL SD37102 | Minimum Forecast | MW | 2027 | -2.2916 | 33kV | Radial | None | Minimum
Mid North | TEMPLERS - FREELING NORTH TEE SD37200 | Minimum Forecast | MW | 2027 | -5.8691 | 33kV | Radial | None | Minimum
Mid North | FREELING NORTH TEE - KAPUNDA RURAL SD37200 | Minimum Forecast | MW | 2027 |  | 33kV | Radial | N | Minimum
Mid North | TEMPLERS - DAVEYSTON TOWNSHIP SD37301 | Minimum Forecast | MW | 2027 | -0.23779 | 33kV | Radial | None | Minimum
Mid North | TEMPLERS - GAWLER BELT TEE SD37501 | Minimum Forecast | MW | 2027 | -6.626 | 33kV | Radial | None | Minimum
Mid North | GAWLER BELT TEE - EVANSTON SD60101 | Minimum Forecast | MW | 2027 | 0 | 33kV | Radial | None | Minimum
Mid North | DORRIEN - NURIOOTPA TEE SD52100 | Minimum Forecast | MW | 2027 | -5.9695 | 33kV | Radial | N | Minimum
Mid North | NURIOOTPA TEE - NURIOOTPA SD52100 | Minimum Forecast | MW | 2027 |  | 33kV | Radial | None | Minimum
Mid North | NURIOOTPA TEE - STOCKWELL SD52100 | Minimum Forecast | MW | 2027 |  | 33kV | Radial | None | Minimum
Mid North | DORRIEN - ANGASTON NO 1 SD52201 | Minimum Forecast | MW | 2027 | -13.7437 | 33kV | Meshed | None | Minimum
Mid North | DORRIEN - ANGASTON NO 2 SD52202 | Minimum Forecast | MW | 2027 | -14.3 | 33kV | Meshed | None | Minimum
Mid North | DORRIEN - BAROSSA SOUTH SD52300 | Minimum Forecast | MW | 2027 | -6.3509 | 33kV | Radial | None | Minimum
Mid North | BAROSSA SOUTH TEE - LYNDOCH TEE SD52300 | Minimum Forecast | MW | 2027 |  | 33kV | Radial | None | Minimum
Mid North | LYNDOCH TEE - LYNDOCH SD52300 | Minimum Forecast | MW | 2027 |  | 33kV | Radial | None | Minimum
Mid North | LYNDOCH TEE - SANDY CREEK TEE SD52300 | Minimum Forecast | MW | 2027 |  | 33kV | Radial | None | Minimum
Mid North | SANDY CREEK TEE - SANDY CREEK SD52300 | Minimum Forecast | MW | 2027 |  | 33kV | Radial | None | Minimum
Mid North | SANDY CREEK TEE - EVANSTON TEE SD52300 | Minimum Forecast | MW | 2027 |  | 33kV | Radial | None | Minimum
Mid North | LYNDOCH - WILLIAMSTOWN SD52300 | Minimum Forecast | MW | 2027 |  | 33kV | Radial | None | Minimum
Mid North | WILLIAMSTOWN - WILLIAMSTOWN SOUTH TEE SD52300 | Minimum Forecast | MW | 2027 |  | 33kV | Radial | None | Minimum
Mid North | WILLIAMSTOWN SOUTH TEE - WILLIAMSTOWN SOUTH SD52300 | Minimum Forecast | MW | 2027 |  | 33kV | Radial | None | Minimum
Mid North | WILLIAMSTOWN SOUTH TEE - ANGAS CREEK TIE SD52300 | Minimum Forecast | MW | 2027 |  | 33kV | Radial | None | Minimum
Mid North | CLARE NORTH - CLARE NO 1 SD57101 | Minimum Forecast | MW | 2027 | -10.9109 | 33kV | Meshed | None | Minimum
Mid North | CLARE NORTH - CLARE NORTH TEE SD57102 | Minimum Forecast | MW | 2027 | -10.1 | 33kV | Meshed | None | Minimum
Mid North | CLARE NORTH TEE - CLARE NO 2 SD57102 | Minimum Forecast | MW | 2027 |  | 33kV | Meshed | None | Minimum
Mid North | CLARE - FARRELL FLAT SD57100 | Minimum Forecast | MW | 2027 | -0.87973 | 33kV | Radial | None | Minimum
Mid North | FARRELL FLAT - WATERLOO TIE SD57100 | Minimum Forecast | MW | 2027 |  | 33kV | Radial | None | Minimum
Mid North | FARRELL FLAT - BURRA SD57100 | Minimum Forecast | MW | 2027 |  | 33kV | Radial | None | Minimum
Murraylands | MANNUM - PALMER TEE SD39200 | Minimum Forecast | MW | 2027 | -0.97318 | 33kV | Radial | None | Minimum
Murraylands | PALMER TEE - MANNUM ROAD RANDELL ROAD INT SD39200 | Minimum Forecast | MW | 2027 |  | 33kV | Radial | None | Minimum
Murraylands | PALMER TEE - CAMBRAI TEE SD39200 | Minimum Forecast | MW | 2027 |  | 33kV | Radial | None | Minimum
Murraylands | CAMBRAI TEE - CAMBRAI SD39200 | Minimum Forecast | MW | 2027 |  | 33kV | Radial | None | Minimum
Murraylands | CAMBRAI TEE - PALMER RURAL SD39200 | Minimum Forecast | MW | 2027 |  | 33kV | Radial | None | Minimum
Murraylands | MANNUM - TEAL FLAT TEE SD39100 | Minimum Forecast | MW | 2027 | -4.3465 | 33kV | Radial | None | Minimum
Murraylands | TEAL FLAT TEE - TEAL FLAT SD39100 | Minimum Forecast | MW | 2027 |  | 33kV | Radial | None | Minimum
Murraylands | TEAL FLAT TEE - SWAN REACH SD39100 | Minimum Forecast | MW | 2027 |  | 33kV | Radial | None | Minimum
Murraylands | MANNUM - CALOOTE TEE SD39300 | Minimum Forecast | MW | 2027 | -12.735 | 33kV | Radial | None | Minimum
Murraylands | CALOOTE TEE - CALOOTE SD39300 | Minimum Forecast | MW | 2027 |  | 33kV | Radial | None | Minimum
Murraylands | CALOOTE TEE - MOBILONG TIE SD39300 | Minimum Forecast | MW | 2027 |  | 33kV | Radial | None | Minimum
Murraylands | MANNUM - MANNUM RURAL SD39300 | Minimum Forecast | MW | 2027 |  | 33kV | Radial | None | Minimum
Murraylands | MANNUM RURAL - MANNUM TOWN TEE SD39300 | Minimum Forecast | MW | 2027 |  | 33kV | Radial | None | Minimum
Murraylands | MANNUM TOWN TEE - MANNUM ROAD RANDELL ROAD INT SD39300 | Minimum Forecast | MW | 2027 |  | 33kV | Radial | None | Minimum
Murraylands | MANNUM TOWN TEE - PELLARING FLAT TEE SD39300 | Minimum Forecast | MW | 2027 |  | 33kV | Radial | None | Minimum
Murraylands | PELLARING FLAT TEE - MANNUM TOWN SD39300 | Minimum Forecast | MW | 2027 |  | 33kV | Radial | None | Minimum
Murraylands | MOBILONG DISTRIBUTION - MOBILONG SD43100 | Minimum Forecast | MW | 2027 | -9.9213 | 33kV | Radial | None | Minimum
Murraylands | MOBILONG - MOBILONG TEE SD43100 | Minimum Forecast | MW | 2027 |  | 33kV | Radial | None | Minimum
Murraylands | MOBILONG TEE - MYPOLONGA TIE SD43100 | Minimum Forecast | MW | 2027 |  | 33kV | Radial | None | Minimum
Murraylands | MOBILONG TEE - MURRAY BRIDGE NORTH TEE SD43100 | Minimum Forecast | MW | 2027 |  | 33kV | Radial | None | Minimum
Murraylands | MURRAY BRIDGE NORTH TEE - MURRAY BRIDGE NORTH SD43100 | Minimum Forecast | MW | 2027 |  | 33kV | Radial | None | Minimum
Murraylands | MURRAY BRIDGE NORTH TEE - MURRAY BRIDGE SOUTH TEE SD43100 | Minimum Forecast | MW | 2027 |  | 33kV | Radial | None | Minimum
Murraylands | MURRAY BRIDGE SOUTH TEE - MURRAY BRIDGE SOUTH SD43100 | Minimum Forecast | MW | 2027 |  | 33kV | Radial | None | Minimum
Murraylands | MURRAY BRIDGE SOUTH TEE - MURRAY BRIDGE TOWNSHIP SD43100 | Minimum Forecast | MW | 2027 |  | 33kV | Radial | None | Minimum
Murraylands | MOBILONG DISTRIBUTION - MOBILONG SD43200 | Minimum Forecast | MW | 2027 | -4.9213 | 33kV | Radial | None | Minimum
Murraylands | MOBILONG - MONARTO TEE SD43200 | Minimum Forecast | MW | 2027 |  | 33kV | Radial | None | Minimum
Murraylands | MONARTO TEE - MURRAY BRIDGE NORTH SD43200 | Minimum Forecast | MW | 2027 |  | 33kV | Radial | None | Minimum
Murraylands | MONARTO TEE - MONARTO SOUTH TEE SD43200 | Minimum Forecast | MW | 2027 |  | 33kV | Radial | None | Minimum
Murraylands | MONARTO SOUTH TEE - MONARTO SOUTH SD43200 | Minimum Forecast | MW | 2027 |  | 33kV | Radial | None | Minimum
Murraylands | MONARTO SOUTH TEE - MONARTO CENTRAL SD43200 | Minimum Forecast | MW | 2027 |  | 33kV | Radial | None | Minimum
Murraylands | MOBILONG DISTRIBUTION - MOBILONG SD43300 | Minimum Forecast | MW | 2027 | -5.3841 | 33kV | Radial | None | Minimum
Murraylands | MOBILONG - PALLAMANA TEE SD43300 | Minimum Forecast | MW | 2027 |  | 33kV | Radial | None | Minimum
Murraylands | PALLAMANA TEE - MYPOLONGA TEE SD43300 | Minimum Forecast | MW | 2027 |  | 33kV | Radial | None | Minimum
Murraylands | MYPOLONGA TEE - MYPOLONGA SD43300 | Minimum Forecast | MW | 2027 |  | 33kV | Radial | None | Minimum
Murraylands | MYPOLONGA - MYPOLONGA EOL SD43300 | Minimum Forecast | MW | 2027 |  | 33kV | Radial | None | Minimum
Murraylands | MYPOLONGA TEE - CALOOTE TEE SD43300 | Minimum Forecast | MW | 2027 |  | 33kV | Radial | None | Minimum
Murraylands | TAILEM BEND - PUMP STATION TEE SD40101 | Minimum Forecast | MW | 2027 | -6.0408 | 33kV | Radial | None | Minimum
Murraylands | PUMP STATION TEE - TAILEM BEND RURAL SD40101 | Minimum Forecast | MW | 2027 |  | 33kV | Radial | None | Minimum
Murraylands | TAILEM BEND RURAL - TAILEM BEND EOL SD40101 | Minimum Forecast | MW | 2027 |  | 33kV | Radial | None | Minimum
Murraylands | PUMP STATION TEE - TAILEM BEND TOWN TEE SD40101 | Minimum Forecast | MW | 2027 |  | 33kV | Radial | None | Minimum
Murraylands | TAILEM BEND TOWN TEE - TAILEM BEND TOWN SD40101 | Minimum Forecast | MW | 2027 |  | 33kV | Radial | None | Minimum
Murraylands | TAILEM BEND TOWN TEE - JERVOIS SD40101 | Minimum Forecast | MW | 2027 |  | 33kV | Radial | None | Minimum
Murraylands | JERVOIS - JERVOIS FLAT 1 TEE SD40102 | Minimum Forecast | MW | 2027 |  | 33kV | Radial | None | Minimum
Murraylands | JERVOIS FLAT 1 TEE - JERVOIS FLAT 2 TEE SD40102 | Minimum Forecast | MW | 2027 |  | 33kV | Radial | None | Minimum
Murraylands | JERVOIS FLAT 2 TEE - WOODS POINT SD40102 | Minimum Forecast | MW | 2027 |  | 33kV | Radial | None | Minimum
Murraylands | WOODS POINT - WHITE SANDS TEE SD40103 | Minimum Forecast | MW | 2027 |  | 33kV | Radial | None | Minimum
Murraylands | WHITE SANDS TEE - WHITE SANDS SD40103 | Minimum Forecast | MW | 2027 |  | 33kV | Radial | None | Minimum
Murraylands | WHITE SANDS TEE - MURRAY BRIDGE TOWNSHIP SD40103 | Minimum Forecast | MW | 2027 |  | 33kV | Radial | None | Minimum
Murraylands | TAILEM BEND - SUBSTATION ROAD TEE SD40200 | Minimum Forecast | MW | 2027 | -0.79926 | 33kV | Radial | None | Minimum
Murraylands | SUBSTATION ROAD TEE - SUBSTATION ROAD SD40200 | Minimum Forecast | MW | 2027 |  | 33kV | Radial | None | Minimum
Murraylands | SUBSTATION ROAD TEE - MALLEE HWY SD40200 | Minimum Forecast | MW | 2027 |  | 33kV | Radial | None | Minimum
Murraylands | MALLEE HWY - MOORLANDS SWER SD40200 | Minimum Forecast | MW | 2027 |  | 33kV | Radial | None | Minimum
Murraylands | MALLEE HWY - ELWOMPLE SD40200 | Minimum Forecast | MW | 2027 |  | 33kV | Radial | None | Minimum
Murraylands | MOORLANDS SWER - COOMANDOOK SD40200 | Minimum Forecast | MW | 2027 |  | 33kV | Radial | None | Minimum
Murraylands | COOMANDOOK - COONALPYN SD40200 | Minimum Forecast | MW | 2027 |  | 33kV | Radial | None | Minimum
Murraylands | COONALPYN - BINNIES TEE SD40300 | Minimum Forecast | MW | 2027 | -0.53367 | 33kV | Radial | N | Minimum
Murraylands | BINNIES TEE - BINNIES SD40300 | Minimum Forecast | MW | 2027 |  | 33kV | Radial | None | Minimum
Murraylands | BINNIES TEE - MENINGIE SD40300 | Minimum Forecast | MW | 2027 |  | 33kV | Radial | None | Minimum
Murraylands | MENINGIE - CAMPBELL PARK TEE SD40400 | Minimum Forecast | MW | 2027 | -0.097604 | 33kV | Radial | None | Minimum
Murraylands | CAMPBELL PARK TEE - CAMPBELL PARK SD40400 | Minimum Forecast | MW | 2027 |  | 33kV | Radial | None | Minimum
Murraylands | CAMPBELL PARK TEE - NARRUNG SD40400 | Minimum Forecast | MW | 2027 |  | 33kV | Radial | None | Minimum
Murraylands | TAILEM BEND - SHERLOCK SD40501 | Minimum Forecast | MW | 2027 | -0.79888 | 33kV | Radial | None | Minimum
Murraylands | SHERLOCK - KAROONDA SD40502 | Minimum Forecast | MW | 2027 | -0.84862 | 33kV | Radial | None | Minimum
Murraylands | SHERLOCK - GERANIUM SD40600 | Minimum Forecast | MW | 2027 | -0.4418 | 33kV | Radial | N | Minimum
Murraylands | GERANIUM - LAMEROO SD40700 | Minimum Forecast | MW | 2027 |  | 33kV | Radial | N | Minimum
Murraylands | LAMEROO - LAMEROO RURAL SD40800 | Minimum Forecast | MW | 2027 | -0.033339 | 33kV | Radial | N | Minimum
Murraylands | LAMEROO RURAL - PARILLA TEE SD40800 | Minimum Forecast | MW | 2027 |  | 33kV | Radial | N | Minimum
Murraylands | PARILLA TEE - PARILLA SD40800 | Minimum Forecast | MW | 2027 |  | 33kV | Radial | None | Minimum
Murraylands | PARILLA TEE - PINNAROO SD40800 | Minimum Forecast | MW | 2027 |  | 33kV | Radial | None | Minimum
Riverland | PARINGA - MURTHO LX21 | Minimum Forecast | MW | 2027 | 0.020534 | 33kV | Radial | N | Minimum
Riverland | MURTHO - LINDSAY PT TEE LX21 | Minimum Forecast | MW | 2027 |  | 33kV | Radial | None | Minimum
Riverland | LINDSAY PT TEE - BORDER CLIFFS LX21 | Minimum Forecast | MW | 2027 |  | 33kV | Radial | None | Minimum
Riverland | LINDSAY PT TEE - VIC BORDER LX21 | Minimum Forecast | MW | 2027 |  | 33kV | Radial | None | Minimum
Riverland | SWAN REACH - SWAN REACH FILTRATION TEE SD39400 | Minimum Forecast | MW | 2027 | -0.86248 | 33kV | Radial | None | Minimum
Riverland | SWAN REACH FILTRATION TEE - SWAN REACH TOWN SD39400 | Minimum Forecast | MW | 2027 |  | 33kV | Radial | None | Minimum
South East | KEITH - COONALPYN SD45101 | Minimum Forecast | MW | 2027 | -0.12578 | 33kV | Radial | None | Minimum
South East | KEITH - PADTHAWAY SD45300 | Minimum Forecast | MW | 2027 | -0.34959 | 33kV | Radial | None | Minimum
South East | KEITH - WIRREGA SD45201 | Minimum Forecast | MW | 2027 | -1.4605 | 33kV | Radial | N | Minimum
South East | WIRREGA - BORDERTOWN SD45202 | Minimum Forecast | MW | 2027 |  | 33kV | Radial | N | Minimum
South East | SNUGGERY RURAL - MILLICENT SD49100 | Minimum Forecast | MW | 2027 | -10.3002 | 33kV | Radial | None | Minimum
South East | MILLICENT - SOUTH END TEE SD49100 | Minimum Forecast | MW | 2027 |  | 33kV | Radial | None | Minimum
South East | SOUTH END TEE - SOUTH END SD49100 | Minimum Forecast | MW | 2027 |  | 33kV | Radial | None | Minimum
South East | SOUTH END TEE - HATHERLEIGH TOWNSHIP TEE SD49100 | Minimum Forecast | MW | 2027 |  | 33kV | Radial | None | Minimum
South East | HATHERLEIGH TOWNSHIP TEE - HATHERLEIGH TOWNSHIP SD49100 | Minimum Forecast | MW | 2027 |  | 33kV | Radial | None | Minimum
South East | HATHERLEIGH TOWNSHIP TEE - HATHERLEIGH SD49100 | Minimum Forecast | MW | 2027 |  | 33kV | Radial | None | Minimum
South East | HATHERLEIGH - BEACHPORT TEE SD49200 | Minimum Forecast | MW | 2027 |  | 33kV | Radial | None | Minimum
South East | BEACHPORT TEE - BEACHPORT SD49200 | Minimum Forecast | MW | 2027 |  | 33kV | Radial | None | Minimum
South East | BEACHPORT TEE - ROBE SD49200 | Minimum Forecast | MW | 2027 |  | 33kV | Radial | N | Minimum
South East | SNUGGERY RURAL - MOUNT BURR SD49500 | Minimum Forecast | MW | 2027 | -0.53884 | 33kV | Radial | None | Minimum
South East | MOUNT BURR - KALANGADOO TEE SD49500 | Minimum Forecast | MW | 2027 |  | 33kV | Radial | None | Minimum
South East | KALANGADOO TEE - KALANGADOO SD49500 | Minimum Forecast | MW | 2027 |  | 33kV | Radial | None | Minimum
South East | KALANGADOO TEE - KALANGADOO RURAL SD49500 | Minimum Forecast | MW | 2027 |  | 33kV | Radial | None | Minimum
South East | BLANCHE - MOUNT GAMBIER WEST SD48101 | Minimum Forecast | MW | 2027 | -0.543 | 33kV | Radial | None | Minimum
South East | BLUE LAKE TEE - MOUNT GAMBIER SD48104 | Minimum Forecast | MW | 2027 | 0.021872 | 33kV | Radial | None | Minimum
South East | BLANCHE - LAKESIDE TEE SD48100 | Minimum Forecast | MW | 2027 | -2.2998 | 33kV | Radial | None | Minimum
South East | LAKESIDE TEE - GLENCOE TEE SD48100 | Minimum Forecast | MW | 2027 |  | 33kV | Radial | None | Minimum
South East | GLENCOE TEE - TANTANOOLA SD48100 | Minimum Forecast | MW | 2027 |  | 33kV | Radial | None | Minimum
South East | GLENCOE TEE - MOUNT GAMBIER SD48100 | Minimum Forecast | MW | 2027 |  | 33kV | Radial | None | Minimum
South East | BLANCHE - KONGORONG TEE SD48200 | Minimum Forecast | MW | 2027 | -1.0221 | 33kV | Radial | None | Minimum
South East | KONGORONG TEE - KONGORONG SD48200 | Minimum Forecast | MW | 2027 |  | 33kV | Radial | None | Minimum
South East | KONGORONG TEE - MOUNT SCHANK SD48200 | Minimum Forecast | MW | 2027 |  | 33kV | Radial | None | Minimum
South East | MOUNT SCHANK - ALLENDALE EAST SD48200 | Minimum Forecast | MW | 2027 |  | 33kV | Radial | None | Minimum
South East | MOUNT GAMBIER - TARPEENA SOUTH TEE SD47101 | Minimum Forecast | MW | 2027 | 0.19234 | 33kV | Radial | None | Minimum
South East | TARPEENA SOUTH TEE - MOUNT GAMBIER SD47101 | Minimum Forecast | MW | 2027 |  | 33kV | Radial | None | Minimum
South East | TARPEENA SOUTH TEE - TARPEENA SOUTH SD47101 | Minimum Forecast | MW | 2027 |  | 33kV | Radial | None | Minimum
South East | KINCRAIG - LUCINDALE SD46201 | Minimum Forecast | MW | 2027 | -0.11805 | 33kV | Radial | None | Minimum
South East | LUCINDALE - KINGSTON SE SD46201 | Minimum Forecast | MW | 2027 |  | 33kV | Radial | None | Minimum
South East | KINCRAIG - NARACOORTE SD46300 | Minimum Forecast | MW | 2027 | -6.2286 | 33kV | Radial | None | Minimum
South East | NARACOORTE - NARACOORTE EAST TEE SD46100 | Minimum Forecast | MW | 2027 | -4.5411 | 33kV | Radial | None | Minimum
South East | NARACOORTE EAST TEE - NARACOORTE EAST SD46100 | Minimum Forecast | MW | 2027 |  | 33kV | Radial | None | Minimum
South East | NARACOORTE EAST TEE - PADTHAWAY SD46100 | Minimum Forecast | MW | 2027 |  | 33kV | Radial | None | Minimum
South East | KINCRAIG - STRUAN RURAL SD46400 | Minimum Forecast | MW | 2027 | -4.8963 | 33kV | Radial | None | Minimum
South East | STRUAN RURAL - GLENROY RURAL SD46400 | Minimum Forecast | MW | 2027 |  | 33kV | Radial | None | Minimum
South East | PENOLA WEST - PENOLA TEE SD58200 | Minimum Forecast | MW | 2027 | -1.8508 | 33kV | Radial | None | Minimum
South East | PENOLA TEE - GLENROY RURAL SD58200 | Minimum Forecast | MW | 2027 |  | 33kV | Radial | N | Minimum
South East | PENOLA WEST - PENOLA TEE SD58101 | Minimum Forecast | MW | 2027 | -0.16175 | 33kV | Radial | None | Minimum
South East | PENOLA TEE - SAFRIES TEE SD58101 | Minimum Forecast | MW | 2027 |  | 33kV | Radial | None | Minimum
South East | SAFRIES TEE - KALANGADOO NANGWARRY TEE SD58101 | Minimum Forecast | MW | 2027 |  | 33kV | Radial | None | Minimum
South East | KALANGADOO NANGWARRY TEE - NANGWARRY TEE SD58101 | Minimum Forecast | MW | 2027 |  | 33kV | Radial | None | Minimum
South East | NANGWARRY TEE - NANGWARRY SD58101 | Minimum Forecast | MW | 2027 |  | 33kV | Radial | None | Minimum
South East | KALANGADOO NANGWARRY TEE - KALANGADOO RURAL SD58101 | Minimum Forecast | MW | 2027 |  | 33kV | Radial | None | Minimum
South East | NANGWARRY TEE - MOUNT GAMBIER SD58101 | Minimum Forecast | MW | 2027 |  | 33kV | Radial | None | Minimum
Metro South | WILLUNGA - MCLAREN VALE SD44400 | Minimum Forecast | MW | 2027 | -1.665 | 33kV | Radial | None | Minimum
Metro South | YANKALILLA - HAY FLAT SD44200 | Minimum Forecast | MW | 2027 | -0.85409 | 33kV | Radial | None | Minimum
Metro South | HAY FLAT - RAPID BAY TEE SD44200 | Minimum Forecast | MW | 2027 |  | 33kV | Radial | None | Minimum
Metro South | RAPID BAY TEE - RAPID BAY SD44200 | Minimum Forecast | MW | 2027 |  | 33kV | Radial | None | Minimum
Metro South | RAPID BAY TEE - CAPE JERVIS SD44200 | Minimum Forecast | MW | 2027 |  | 33kV | Radial | None | Minimum
Metro South | CAPE JERVIS - CUTTLEFISH BAY SD44301 | Minimum Forecast | MW | 2027 | -2.9614 | 33kV | Radial | None | Minimum
Metro South | FISHERY BEACH BACKUP - CUTTLEFISH BAY BACKUP SD44301 | Minimum Forecast | MW | 2027 |  | 33kV | Radial | None | Minimum
Metro South | CUTTLEFISH BAY - PENNESHAW SD44301 | Minimum Forecast | MW | 2027 |  | 33kV | Radial | None | Minimum
Metro South | PENNESHAW - AMERICAN RIVER SD44300 | Minimum Forecast | MW | 2027 |  | 33kV | Radial | None | Minimum
Metro South | AMERICAN RIVER - KINGSCOTE TEE SD44300 | Minimum Forecast | MW | 2027 |  | 33kV | Radial | N | Minimum
Metro South | KINGSCOTE TEE - MACGILLIVRAY SD44300 | Minimum Forecast | MW | 2027 |  | 33kV | Radial | None | Minimum
Metro South | KINGSCOTE TEE - KINGSCOTE SD44300 | Minimum Forecast | MW | 2027 |  | 33kV | Radial | None | Minimum
Upper North | DAVENPORT WEST - PORT AUGUSTA NO1 SD54101 | Minimum Forecast | MW | 2027 | -8.2476 | 33kV | Meshed | None | Minimum
Upper North | DAVENPORT WEST - PORT AUGUSTA TEE SD54102 | Minimum Forecast | MW | 2027 | -3.0206 | 33kV | Meshed | None | Minimum
Upper North | PORT AUGUSTA NO2 - PORT AUGUSTA TEE SD54102 | Minimum Forecast | MW | 2027 |  | 33kV | Meshed | None | Minimum
Upper North | PORT AUGUSTA TEE - PORT AUGUSTA WEST TEE SD54102 | Minimum Forecast | MW | 2027 |  | 33kV | Radial | None | Minimum
Upper North | PORT AUGUSTA WEST TEE - PORT AUGUSTA WEST SD54102 | Minimum Forecast | MW | 2027 |  | 33kV | Radial | None | Minimum
Upper North | PORT AUGUSTA WEST TEE - PANDURRA TEE SD54102 | Minimum Forecast | MW | 2027 |  | 33kV | Radial | None | Minimum
Upper North | PANDURRA TEE - BOOKALOO SD54102 | Minimum Forecast | MW | 2027 |  | 33kV | Radial | None | Minimum
Upper North | PANDURRA TEE - PANDURRA SD54102 | Minimum Forecast | MW | 2027 |  | 33kV | Radial | None | Minimum
Upper North | DAVENPORT WEST - AUGUSTA HWY SD54300 | Minimum Forecast | MW | 2027 | -7.1089 | 33kV | Radial | None | Minimum
Upper North | AUGUSTA HWY - STIRLING NORTH SD54300 | Minimum Forecast | MW | 2027 |  | 33kV | Radial | None | Minimum
Upper North | STIRLING NORTH - QUORN SD54300 | Minimum Forecast | MW | 2027 |  | 33kV | Radial | None | Minimum
Upper North | DAVENPORT WEST - PT PATERSON SD54400 | Minimum Forecast | MW | 2027 | 0.69844 | 33kV | Radial | None | Minimum
Upper North | BAROOTA - BAROOTA TOWN TEE SD31100 | Minimum Forecast | MW | 2027 | -9.5883 | 33kV | Radial | None | Minimum
Upper North | BAROOTA TOWN TEE - BAROOTA TOWN SD31100 | Minimum Forecast | MW | 2027 |  | 33kV | Radial | None | Minimum
Upper North | BAROOTA TOWN TEE - BAROOTA TEE SD31100 | Minimum Forecast | MW | 2027 |  | 33kV | Radial | None | Minimum
Upper North | BAROOTA TEE - NAPPERBY BUNGAMA SD31100 | Minimum Forecast | MW | 2027 |  | 33kV | Radial | None | Minimum
Upper North | BAROOTA TEE - MURRAYTOWN SD31100 | Minimum Forecast | MW | 2027 |  | 33kV | Radial | None | Minimum
Upper North | MURRAYTOWN - WIRRABARA FOREST TEE SD31200 | Minimum Forecast | MW | 2027 | -0.27793 | 33kV | Radial | None | Minimum
Upper North | WIRRABARA FOREST TEE - WIRRABARA FOREST SD31200 | Minimum Forecast | MW | 2027 |  | 33kV | Radial | None | Minimum
Upper North | WIRRABARA FOREST TEE - GLADSTONE SD31200 | Minimum Forecast | MW | 2027 |  | 33kV | Radial | None | Minimum
Upper North | MURRAYTOWN - ORROROO SD31300 | Minimum Forecast | MW | 2027 | -1.5501 | 33kV | Radial | None | Minimum
Upper North | MURRAYTOWN - WILMINGTON SD31400 | Minimum Forecast | MW | 2027 |  | 33kV | Radial | None | Minimum
Upper North | BUNGAMA - PORT PIRIE SOUTH SD32101 | Minimum Forecast | MW | 2027 | -3.4424 | 33kV | Meshed | None | Minimum
Upper North | PORT PIRIE SOUTH - PORT PIRIE SD32102 | Minimum Forecast | MW | 2027 | -17.8488 | 33kV | Meshed | None | Minimum
Upper North | BUNGAMA - PORT PIRIE SD32103 | Minimum Forecast | MW | 2027 | 2.8954 | 33kV | Meshed | None | Minimum
Upper North | BUNGAMA - HUGHES GAP SD32301 | Minimum Forecast | MW | 2027 | -23.5461 | 33kV | Radial | Reverse N | Minimum
Upper North | HUGHES GAP - CRYSTAL BROOK TEE SD32302 | Minimum Forecast | MW | 2027 |  | 33kV | Radial | None | Minimum
Upper North | CRYSTAL BROOK TEE - GLADSTONE SD32302 | Minimum Forecast | MW | 2027 |  | 33kV | Radial | None | Minimum
Upper North | GLADSTONE - CALTOWIE TEE SD32200 | Minimum Forecast | MW | 2027 | -9.2715 | 33kV | Radial | None | Minimum
Upper North | CALTOWIE TEE - CALTOWIE SD32200 | Minimum Forecast | MW | 2027 |  | 33kV | Radial | None | Minimum
Upper North | CALTOWIE TEE - PETERBOROUGH TEE SD32200 | Minimum Forecast | MW | 2027 |  | 33kV | Radial | None | Minimum
Upper North | PETERBOROUGH TEE - JAMESTOWN SD32200 | Minimum Forecast | MW | 2027 |  | 33kV | Radial | None | Minimum
Upper North | JAMESTOWN - TEROWIE TOWNSHIP SD32200 | Minimum Forecast | MW | 2027 |  | 33kV | Radial | None | Minimum
Upper North | PETERBOROUGH TEE - PETERBOROUGH SD32200 | Minimum Forecast | MW | 2027 |  | 33kV | Radial | None | Minimum
Upper North | BUNGAMA - PORT BROUGHTON TEE SD32400 | Minimum Forecast | MW | 2027 | -13.3679 | 33kV | Radial | Reverse N | Minimum
Upper North | PORT BROUGHTON TEE - PORT BROUGHTON SD32400 | Minimum Forecast | MW | 2027 |  | 33kV | Radial | None | Minimum
Upper North | PORT BROUGHTON TEE - BRINKWORTH TIE SD32400 | Minimum Forecast | MW | 2027 |  | 33kV | Radial | None | Minimum
Upper North | PORT BROUGHTON TEE - CRYSTAL BROOK TEE SD32400 | Minimum Forecast | MW | 2027 |  | 33kV | Radial | None | Minimum
Upper North | NEUROODLA - HAWKER SD59100 | Minimum Forecast | MW | 2027 | -0.19011 | 33kV | Radial | None | Minimum
Yorke Peninsula | HUMMOCKS DISTRIBUTION - NINNES TEE SD34400 | Minimum Forecast | MW | 2027 | -5.8265 | 33kV | Radial | None | Minimum
Yorke Peninsula | NINNES TEE - LOCHIEL SD34400 | Minimum Forecast | MW | 2027 |  | 33kV | Radial | None | Minimum
Yorke Peninsula | NINNES TEE - KAINTON TEE SD34400 | Minimum Forecast | MW | 2027 |  | 33kV | Radial | None | Minimum
Yorke Peninsula | KAINTON TEE - KAINTON SD34400 | Minimum Forecast | MW | 2027 |  | 33kV | Radial | None | Minimum
Yorke Peninsula | KAINTON TEE - PASKEVILLE SD34400 | Minimum Forecast | MW | 2027 |  | 33kV | Radial | None | Minimum
Yorke Peninsula | PASKEVILLE - KADINA EAST SD34405 | Minimum Forecast | MW | 2027 |  | 33kV | Radial | None | Minimum
Yorke Peninsula | HUMMOCKS DISTRIBUTION - PORT CLINTON SD34300 | Minimum Forecast | MW | 2027 | -0.64175 | 33kV | Radial | None | Minimum
Yorke Peninsula | PORT CLINTON - ARDROSSAN SD34300 | Minimum Forecast | MW | 2027 |  | 33kV | Radial | None | Minimum
Yorke Peninsula | HUMMOCKS DISTRIBUTION - FEDERATION CORNER SD34201 | Minimum Forecast | MW | 2027 | -3.5326 | 33kV | Radial | None | Minimum
Yorke Peninsula | FEDERATION CORNER - SWAMP ROAD SD34201 | Minimum Forecast | MW | 2027 |  | 33kV | Radial | None | Minimum
Yorke Peninsula | FEDERATION CORNER - PT WAKEFIELD TEE SD34201 | Minimum Forecast | MW | 2027 |  | 33kV | Radial | None | Minimum
Yorke Peninsula | PT WAKEFIELD TEE - SWAMP ROAD SD34201 | Minimum Forecast | MW | 2027 |  | 33kV | Radial | None | Minimum
Yorke Peninsula | SWAMP ROAD - PT WAKEFIELD FAR NORTH EAST SD34201 | Minimum Forecast | MW | 2027 |  | 33kV | Radial | None | Minimum
Yorke Peninsula | PT WAKEFIELD TEE - PT WAKEFIELD RURAL SD34201 | Minimum Forecast | MW | 2027 |  | 33kV | Radial | None | Minimum
Yorke Peninsula | PT WAKEFIELD RURAL - PT WAKEFIELD TOWN TEE SD34201 | Minimum Forecast | MW | 2027 |  | 33kV | Radial | None | Minimum
Yorke Peninsula | PT WAKEFIELD TOWN TEE - PT WAKEFIELD TOWN SD34201 | Minimum Forecast | MW | 2027 |  | 33kV | Radial | None | Minimum
Yorke Peninsula | PT WAKEFIELD TOWN TEE - PROOF RANGE SD34201 | Minimum Forecast | MW | 2027 |  | 33kV | Radial | None | Minimum
Yorke Peninsula | HUMMOCKS DISTRIBUTION - BOWMANS TEE SD34102 | Minimum Forecast | MW | 2027 | -8.9041 | 33kV | Radial | None | Minimum
Yorke Peninsula | BOWMANS TEE - PT WAKEFIELD RURAL SD34102 | Minimum Forecast | MW | 2027 |  | 33kV | Radial | None | Minimum
Yorke Peninsula | BOWMANS TEE - SAINTS SD34102 | Minimum Forecast | MW | 2027 |  | 33kV | Radial | None | Minimum
Yorke Peninsula | SAINTS - BALAKLAVA SD34102 | Minimum Forecast | MW | 2027 |  | 33kV | Radial | None | Minimum
Yorke Peninsula | BALAKLAVA - BALAKLAVA RURAL SD34102 | Minimum Forecast | MW | 2027 |  | 33kV | Radial | None | Minimum
Yorke Peninsula | BALAKLAVA - BALAKLAVA TOWNSHIP SD34102 | Minimum Forecast | MW | 2027 |  | 33kV | Radial | None | Minimum
Yorke Peninsula | KADINA EAST DISTRIBUTION - KADINA SD51102 | Minimum Forecast | MW | 2027 | -14.4511 | 33kV | Radial | None | Minimum
Yorke Peninsula | KADINA EAST DISTRIBUTION - MOONTA TEE SD51200 | Minimum Forecast | MW | 2027 | -14.882 | 33kV | Radial | None | Minimum
Yorke Peninsula | MOONTA TEE - KADINA SD51200 | Minimum Forecast | MW | 2027 |  | 33kV | Radial | None | Minimum
Yorke Peninsula | MOONTA TEE - MOONTA SD51200 | Minimum Forecast | MW | 2027 |  | 33kV | Radial | N | Minimum
Yorke Peninsula | KADINA EAST DISTRIBUTION - WALLAROO TEE SD51300 | Minimum Forecast | MW | 2027 | -13.2307 | 33kV | Radial | None | Minimum
Yorke Peninsula | WALLAROO TEE - KADINA SD51300 | Minimum Forecast | MW | 2027 |  | 33kV | Radial | None | Minimum
Yorke Peninsula | WALLAROO TEE - WALLAROO SD51300 | Minimum Forecast | MW | 2027 |  | 33kV | Radial | None | Minimum
Yorke Peninsula | ARDROSSAN WEST DISTRIBUTION - MAITLAND SD35100 | Minimum Forecast | MW | 2027 | -2.2438 | 33kV | Radial | None | Minimum
Yorke Peninsula | ARDROSSAN WEST DISTRIBUTION - ARDROSSAN SD35201 | Minimum Forecast | MW | 2027 | -2.6547 | 33kV | Radial | None | Minimum
Yorke Peninsula | ARDROSSAN WEST DISTRIBUTION - ARDROSSAN BHP SD35200 | Minimum Forecast | MW | 2027 | -3.2343 | 33kV | Radial | None | Minimum
Yorke Peninsula | ARDROSSAN - ARDROSSAN BHP SD35200 | Minimum Forecast | MW | 2027 |  | 33kV | Radial | None | Minimum
Yorke Peninsula | ARDROSSAN BHP - PORT VINCENT SD35200 | Minimum Forecast | MW | 2027 |  | 33kV | Radial | None | Minimum
Yorke Peninsula | PORT VINCENT - MINLATON TEE SD35300 | Minimum Forecast | MW | 2027 | -0.38318 | 33kV | Radial | None | Minimum
Yorke Peninsula | MINLATON TEE - CURRAMULKA TEE SD35300 | Minimum Forecast | MW | 2027 |  | 33kV | Radial | None | Minimum
Yorke Peninsula | CURRAMULKA TEE - CURRAMULKA SD35300 | Minimum Forecast | MW | 2027 |  | 33kV | Radial | None | Minimum
Yorke Peninsula | CURRAMULKA TEE - MINLATON SD35300 | Minimum Forecast | MW | 2027 |  | 33kV | Radial | None | Minimum
Yorke Peninsula | MINLATON TEE - PT VINCENT RURAL SD35300 | Minimum Forecast | MW | 2027 |  | 33kV | Radial | None | Minimum
Yorke Peninsula | DALRYMPLE - STANSBURY TEE SD35400 | Minimum Forecast | MW | 2027 | -2.0337 | 33kV | Radial | None | Minimum
Yorke Peninsula | STANSBURY TEE - PORT GILES TEE SD35400 | Minimum Forecast | MW | 2027 |  | 33kV | Radial | None | Minimum
Yorke Peninsula | PORT GILES TEE - PORT GILES SD35400 | Minimum Forecast | MW | 2027 |  | 33kV | Radial | None | Minimum
Yorke Peninsula | STANSBURY TEE - STANSBURY SD35400 | Minimum Forecast | MW | 2027 |  | 33kV | Radial | None | Minimum
Yorke Peninsula | STANSBURY - PT VINCENT RURAL SD35403 | Minimum Forecast | MW | 2027 |  | 33kV | Radial | None | Minimum
Yorke Peninsula | DALRYMPLE - WOOL BAY RURAL SD35500 | Minimum Forecast | MW | 2027 | -4.2356 | 33kV | Radial | None | Minimum
Yorke Peninsula | WOOL BAY RURAL - WOOL BAY SD35500 | Minimum Forecast | MW | 2027 |  | 33kV | Radial | None | Minimum
Yorke Peninsula | WOOL BAY RURAL - PORT GILES TEE SD35500 | Minimum Forecast | MW | 2027 |  | 33kV | Radial | None | Minimum
Yorke Peninsula | WOOL BAY - EDITHBURGH TEE SD35500 | Minimum Forecast | MW | 2027 |  | 33kV | Radial | None | Minimum
Yorke Peninsula | EDITHBURGH TEE - YORKETOWN SD35500 | Minimum Forecast | MW | 2027 |  | 33kV | Radial | None | Minimum
Yorke Peninsula | YORKETOWN - MARION BAY SD35500 | Minimum Forecast | MW | 2027 |  | 33kV | Radial | None | Minimum
Yorke Peninsula | EDITHBURGH TEE - EDITHBURGH SD35500 | Minimum Forecast | MW | 2027 |  | 33kV | Radial | None | Minimum
Metro West | ADELAIDE BRIGHTON CEMENT - PORT ADELAIDE SD1529 | Minimum Forecast | MW | 2028 | -21.2333 | 66kV | Meshed | None | Minimum
Metro South | ALDINGA - WILLUNGA SD1674 | Minimum Forecast | MW | 2028 | -8.2667 | 66kV | Meshed | None | Minimum
Metro North | ANGLE VALE - ANGLE VALE TEE SD1506A | Minimum Forecast | MW | 2028 | 4.6 | 66kV | Meshed | None | Minimum
Metro North | ANGLE VALE TEE - EVANSTON SD1506B | Minimum Forecast | MW | 2028 | 4.6 | 66kV | Meshed | None | Minimum
Metro North | ANGLE VALE TEE - VIRGINIA TEE SD2033 | Minimum Forecast | MW | 2028 | 0 | 66kV | Radial | None | Minimum
Metro West | ATHOL PARK - ATHOL PARK TEE SD1677A | Minimum Forecast | MW | 2028 | 11.9 | 66kV | Radial | None | Minimum
Metro West | BLACKPOOL - FULHAM GARDENS SD1639 | Minimum Forecast | MW | 2028 | -28.1 | 66kV | Meshed | None | Minimum
Metro North | BOLIVAR - ST KILDA SD2034 | Minimum Forecast | MW | 2028 | -6.6667 | 66kV | Radial | None | Minimum
Metro East | CAMPBELLTOWN - MAGILL SD1661 | Minimum Forecast | MW | 2028 | 34.5333 | 66kV | Meshed | None | Minimum
Metro West | CHELTENHAM - CROYDON PARK TEE SD1655A | Minimum Forecast | MW | 2028 | -11.6333 | 66kV | Meshed | None | Minimum
Metro South | CITY WEST - KESWICK SD2013 | Minimum Forecast | MW | 2028 | -74.0333 | 66kV | Meshed | None | Minimum
Metro East | CITY WEST - WHITMORE SQUARE SD2016 | Minimum Forecast | MW | 2028 | -22.0667 | 66kV | Meshed | None | Minimum
Metro East | COROMANDEL PLACE - WHITMORE SQUARE SD1681 | Minimum Forecast | MW | 2028 | 21.9 | 66kV | Meshed | None | Minimum
Metro East | CROYDON - HINDLEY STREET TEE SD1659B | Minimum Forecast | MW | 2028 | 29.7 | 66kV | Meshed | None | Minimum
Metro West | CROYDON - KILKENNY SD1523 | Minimum Forecast | MW | 2028 | -5.1 | 66kV | Meshed | None | Minimum
Metro West | CROYDON PARK - CROYDON PARK TEE SD1655B | Minimum Forecast | MW | 2028 | -18.6333 | 66kV | Meshed | None | Minimum
Metro West | CROYDON PARK TEE - CROYDON SD1655C | Minimum Forecast | MW | 2028 | -30.2333 | 66kV | Meshed | None | Minimum
Metro North | DIREK - PARALOWIE SD2004 | Minimum Forecast | MW | 2028 | 7.8333 | 66kV | Meshed | None | Minimum
Metro East | DRY CREEK - KILBURN SOUTH TEE SD1658A | Minimum Forecast | MW | 2028 | 14.2333 | 66kV | Meshed | None | Minimum
Metro East | EAST TERRACE - COROMANDEL PLACE SD1680 | Minimum Forecast | MW | 2028 | 36.1 | 66kV | Meshed | None | Minimum
Metro East | EAST TERRACE - NORTH ADELAIDE SD1560 | Minimum Forecast | MW | 2028 | -6.6333 | 66kV | Meshed | None | Minimum
Metro North | EDINBURGH - SALISBURY SD1688 | Minimum Forecast | MW | 2028 | -8.7667 | 66kV | Meshed | None | Minimum
Metro North | ELIZABETH DOWNS - PENFIELD SD1508 | Minimum Forecast | MW | 2028 | 7.8333 | 66kV | Meshed | None | Minimum
Metro North | ELIZABETH DOWNS - SMITHFIELD WEST SD1686 | Minimum Forecast | MW | 2028 | -23.3333 | 66kV | Meshed | N-1 | Minimum
Metro North | ELIZABETH HEIGHTS - ELIZABETH DOWNS SD1501 | Minimum Forecast | MW | 2028 | -21.8333 | 66kV | Meshed | None | Minimum
Metro North | ELIZABETH SOUTH - EDINBURGH SD1511 | Minimum Forecast | MW | 2028 | -10 | 66kV | Meshed | None | Minimum
Metro West | FINDON - FINDON TEE SD1520A | Minimum Forecast | MW | 2028 | -8.4333 | 66kV | Meshed | None | Minimum
Metro West | FINDON TEE - FLINDERS PARK SD1520B | Minimum Forecast | MW | 2028 | -7.4667 | 66kV | Meshed | None | Minimum
Metro West | FLINDERS PARK - NEW RICHMOND SD1521 | Minimum Forecast | MW | 2028 | 1 | 66kV | Meshed | None | Minimum
Metro West | FULHAM GARDENS - FINDON TEE SD1520C | Minimum Forecast | MW | 2028 | 0.96667 | 66kV | Meshed | None | Minimum
Metro West | FULHAM GARDENS - HENLEY SOUTH #1 SD1519 | Minimum Forecast | MW | 2028 | -6.7333 | 66kV | Meshed | None | Minimum
Metro West | FULHAM GARDENS - HENLEY SOUTH #2 SD1691 | Minimum Forecast | MW | 2028 | -6.7333 | 66kV | Meshed | None | Minimum
Metro South | GLENELG NORTH TEE - GLENELG NORTH SD1584A | Minimum Forecast | MW | 2028 | 0 | 66kV | Meshed | None | Minimum
Metro South | GLENELG NORTH TEE - PLYMPTON SD1584B | Minimum Forecast | MW | 2028 | 25.1667 | 66kV | Meshed | None | Minimum
Metro East | GOLDEN GROVE - INGLE FARM SD1647 | Minimum Forecast | MW | 2028 | 26.2 | 66kV | Meshed | None | Minimum
Metro South | HACKHAM - PORT NOARLUNGA SD1694A | Minimum Forecast | MW | 2028 | -24.2667 | 66kV | Meshed | None | Minimum
Metro South | HAPPY VALLEY - HV/SAW TEE SD1591A | Minimum Forecast | MW | 2028 | -32.8333 | 66kV | Meshed | None | Minimum
Metro South | HAPPY VALLEY - PANORAMA #1 SD1665 | Minimum Forecast | MW | 2028 | -13.8 | 66kV | Meshed | None | Minimum
Metro South | HAPPY VALLEY - PANORAMA #2 SD1666 | Minimum Forecast | MW | 2028 | -13.9 | 66kV | Meshed | None | Minimum
Metro South | HAPPY VALLEY - SEACOMBE #1 SD1566 | Minimum Forecast | MW | 2028 | -24.2333 | 66kV | Meshed | None | Minimum
Metro South | HAPPY VALLEY - SEACOMBE #2 SD1590 | Minimum Forecast | MW | 2028 | -20.7667 | 66kV | Meshed | None | Minimum
Metro East | HILLCREST - HOLDEN HILL SD1692 | Minimum Forecast | MW | 2028 | -10.4667 | 66kV | Meshed | None | Minimum
Metro East | HINDLEY STREET - WHITMORE SQUARE SD1664 | Minimum Forecast | MW | 2028 | 5.5667 | 66kV | Meshed | None | Minimum
Metro East | HINDLEY STREET TEE - HINDLEY STREET SD1659C | Minimum Forecast | MW | 2028 | 24.4667 | 66kV | Meshed | None | Minimum
Metro East | HOLDEN HILL - CAMPBELLTOWN SD1660 | Minimum Forecast | MW | 2028 | 6.4 | 66kV | Meshed | None | Minimum
Metro East | HOLDEN HILL - HOPE VALLEY SD1554A | Minimum Forecast | MW | 2028 | -30 | 66kV | Meshed | None | Minimum
Metro East | HOPE VALLEY - TEA TREE GULLY SD1554B | Minimum Forecast | MW | 2028 | -17.5667 | 66kV | Meshed | None | Minimum
Metro South | HV/SAW TEE - MORPHETT VALE EAST SD1591C | Minimum Forecast | MW | 2028 | 3.8 | 66kV | Meshed | None | Minimum
Metro East | KENT TOWN - KENT TOWN TEE SD1690 | Minimum Forecast | MW | 2028 | 5.8964 | 66kV | Meshed | None | Minimum
Metro South | KESWICK - CLARENCE GARDENS SD1671 | Minimum Forecast | MW | 2028 | -11.4713 | 66kV | Radial | None | Minimum
Metro South | KESWICK - NEW RICHMOND TEE SD1670A | Minimum Forecast | MW | 2028 | -38.8 | 66kV | Meshed | N-1 | Minimum
Metro South | KESWICK - WHITMORE SQUARE TEE SD1669A | Minimum Forecast | MW | 2028 | -25.1667 | 66kV | Meshed | None | Minimum
Metro West | KILBURN - CAVAN SD2014 | Minimum Forecast | MW | 2028 | 1.6 | 66kV | Meshed | None | Minimum
Metro West | KILBURN - CROYDON PARK SD1531 | Minimum Forecast | MW | 2028 | -26.9333 | 66kV | Meshed | None | Minimum
Metro East | KILBURN SOUTH TEE - KILBURN SOUTH SD1658B | Minimum Forecast | MW | 2028 | -5.3714 | 66kV | Radial | None | Minimum
Metro East | KILBURN SOUTH TEE - PROSPECT SD1658C | Minimum Forecast | MW | 2028 | 19 | 66kV | Meshed | None | Minimum
Metro West | KILKENNY - WOODVILLE SD1675 | Minimum Forecast | MW | 2028 | -3.4 | 66kV | Meshed | None | Minimum
Metro South | KINGSWOOD - NORTH UNLEY SD1574 | Minimum Forecast | MW | 2028 | 20.9667 | 66kV | Meshed | None | Minimum
Metro West | LARGS NORTH - ADELAIDE BRIGHTON CEMENT SD1654 | Minimum Forecast | MW | 2028 | -2.0333 | 66kV | Meshed | None | Minimum
Metro West | LEFEVRE - BLACKPOOL SD1693 | Minimum Forecast | MW | 2028 | -19.1667 | 66kV | Meshed | None | Minimum
Metro South | LINDEN PARK - LINDEN PARK TEE SD1662A | Minimum Forecast | MW | 2028 | 0 | 66kV | Meshed | None | Minimum
Metro South | LOWER MITCHAM - KINGSWOOD SD1563 | Minimum Forecast | MW | 2028 | 4.4667 | 66kV | Meshed | None | Minimum
Metro East | MAGILL - BURNSIDE SD1556 | Minimum Forecast | MW | 2028 | -6.5098 | 66kV | Radial | None | Minimum
Metro East | MAGILL - KENT TOWN TEE SD1663A | Minimum Forecast | MW | 2028 | 5.8964 | 66kV | Meshed | None | Minimum
Metro East | MAGILL - NORWOOD SD1543 | Minimum Forecast | MW | 2028 | 7.4333 | 66kV | Meshed | None | Minimum
Metro South | MAGILL - URAIDLA TEE SD1662B | Minimum Forecast | MW | 2028 | -25.9667 | 66kV | Meshed | None | Minimum
Metro East | MAGILL - WOODFORDE 2 SD1678 | Minimum Forecast | MW | 2028 | -10.1 | 66kV | Radial | None | Minimum
Metro East | MAGILL - WOODFORDE 3 SD1679 | Minimum Forecast | MW | 2028 | -10.2 | 66kV | Radial | None | Minimum
Metro South | MCLAREN FLAT - WILLUNGA SD1594A | Minimum Forecast | MW | 2028 | -39.6667 | 66kV | Meshed | N-1 | Minimum
Metro South | MORPHETT VALE EAST - CLARENDON SD1592 | Minimum Forecast | MW | 2028 | -2.5533 | 66kV | Radial | None | Minimum
Metro South | MORPHETT VALE EAST - HACKHAM SD1694B | Minimum Forecast | MW | 2028 | -35.8 | 66kV | Meshed | None | Minimum
Metro South | MORPHETT VALE EAST - MCLAREN FLAT SD1594B | Minimum Forecast | MW | 2028 | -43.4667 | 66kV | Meshed | N-1 | Minimum
Metro South | MORPHETT VALE EAST - PORT STANVAC #1 SD1593 | Minimum Forecast | MW | 2028 | -24.3333 | 66kV | Meshed | None | Minimum
Metro South | MORPHETT VALE EAST - PORT STANVAC #2 SD2010 | Minimum Forecast | MW | 2028 | -26.6333 | 66kV | Meshed | None | Minimum
Metro South | MORPHETTVILLE - ASCOT PARK SD1586 | Minimum Forecast | MW | 2028 | -5.5333 | 66kV | Meshed | None | Minimum
Metro South | MORPHETTVILLE - GLENELG NORTH TEE SD1584C | Minimum Forecast | MW | 2028 | 25.1667 | 66kV | Meshed | None | Minimum
Metro South | MORPHETTVILLE - OAKLANDS SD1585 | Minimum Forecast | MW | 2028 | -12.6 | 66kV | Meshed | None | Minimum
Metro North | MUNNO PARA - ELIZABETH DOWNS SD2023 | Minimum Forecast | MW | 2028 | -13.7667 | 66kV | Meshed | None | Minimum
Metro North | MUNNO PARA - EVANSTON SD1652 | Minimum Forecast | MW | 2028 | -26.7 | 66kV | Meshed | N-1 | Minimum
Metro West | NEW OSBORNE - BLACKPOOL SD1518 | Minimum Forecast | MW | 2028 | -17.4333 | 66kV | Meshed | None | Minimum
Metro West | NEW OSBORNE - GLANVILLE SD1527 | Minimum Forecast | MW | 2028 | -32.3667 | 66kV | Meshed | N-1 | Minimum
Metro West | NEW OSBORNE - LARGS NORTH SD1653 | Minimum Forecast | MW | 2028 | -10.4333 | 66kV | Meshed | None | Minimum
Metro West | NEW OSBORNE - SMORGON STEEL RECYCLING SD1532A | Minimum Forecast | MW | 2028 | -1.7333 | 66kV | Meshed | None | Minimum
Metro West | NEW RICHMOND - THEBARTON SD1516 | Minimum Forecast | MW | 2028 | 8.2333 | 66kV | Meshed | None | Minimum
Metro South | NEW RICHMOND TEE - NEW RICHMOND SD1670B | Minimum Forecast | MW | 2028 | 0 | 66kV | Meshed | None | Minimum
Metro South | NEW RICHMOND TEE - PLYMPTON SD1670C | Minimum Forecast | MW | 2028 | -38.8667 | 66kV | Meshed | None | Minimum
Metro South | NOARLUNGA CENTRE - PORT NOARLUNGA SD1668 | Minimum Forecast | MW | 2028 | -25.2 | 66kV | Meshed | None | Minimum
Metro East | NORTH ADELAIDE - HINDLEY STREET TEE SD1659A | Minimum Forecast | MW | 2028 | -5.2333 | 66kV | Meshed | None | Minimum
Metro South | NORTH UNLEY - WHITMORE SQUARE TEE SD1669B | Minimum Forecast | MW | 2028 | 25.2333 | 66kV | Meshed | N-1 | Minimum
Metro East | NORTHFIELD - CLEARVIEW SD1549 | Minimum Forecast | MW | 2028 | -17.0469 | 66kV | Radial | None | Minimum
Metro East | NORTHFIELD - DRY CREEK SD1657 | Minimum Forecast | MW | 2028 | 14.3 | 66kV | Meshed | None | Minimum
Metro East | NORTHFIELD - HARROW SD1535 | Minimum Forecast | MW | 2028 | -10.8984 | 66kV | Radial | None | Minimum
Metro East | NORTHFIELD - HILLCREST SD1534 | Minimum Forecast | MW | 2028 | -27.5 | 66kV | Meshed | None | Minimum
Metro East | NORTHFIELD - HOLDEN HILL SD1539 | Minimum Forecast | MW | 2028 | -28.6333 | 66kV | Meshed | None | Minimum
Metro East | NORTHFIELD - INGLE FARM #1 SD1548 | Minimum Forecast | MW | 2028 | -23.1333 | 66kV | Meshed | None | Minimum
Metro East | NORTHFIELD - INGLE FARM #2 SD2019 | Minimum Forecast | MW | 2028 | -24.1333 | 66kV | Meshed | None | Minimum
Metro East | NORWOOD - EAST TERRACE SD1545 | Minimum Forecast | MW | 2028 | 48.7 | 66kV | Meshed | N-1 | Minimum
Metro East | NORWOOD - KENT TOWN SD1559 | Minimum Forecast | MW | 2028 | 0 | 66kV | Meshed | None | Minimum
Metro East | NORWOOD - LINDEN PARK SD1544 | Minimum Forecast | MW | 2028 | -18.515 | 66kV | Meshed | None | Minimum
Metro South | PANORAMA - ASCOT PARK SD1587 | Minimum Forecast | MW | 2028 | -5.0333 | 66kV | Meshed | None | Minimum
Metro South | PANORAMA - BLACKWOOD SD1572 | Minimum Forecast | MW | 2028 | -20.1924 | 66kV | Radial | None | Minimum
Metro South | PANORAMA - CUDMORE PARK SD1573 | Minimum Forecast | MW | 2028 | -6.6404 | 66kV | Radial | None | Minimum
Metro South | PANORAMA - LINDEN PARK TEE SD1662C | Minimum Forecast | MW | 2028 | 26.1 | 66kV | Meshed | None | Minimum
Metro South | PANORAMA - LOWER MITCHAM SD1562 | Minimum Forecast | MW | 2028 | -3.5333 | 66kV | Meshed | None | Minimum
Metro South | PANORAMA - TONSLEY EAST SD2035 | Minimum Forecast | MW | 2028 | -10.3667 | 66kV | Meshed | None | Minimum
Metro North | PARA - ELIZABETH HEIGHTS SD1504 | Minimum Forecast | MW | 2028 | -31.3 | 66kV | Meshed | None | Minimum
Metro North | PARA - ELIZABETH SOUTH SD1503 | Minimum Forecast | MW | 2028 | -20.4333 | 66kV | Meshed | None | Minimum
Metro North | PARAFIELD GARDENS - CAVAN SD1687 | Minimum Forecast | MW | 2028 | 0 | 66kV | Meshed | None | Minimum
Metro North | PARAFIELD GARDENS - SALISBURY SD1502 | Minimum Forecast | MW | 2028 | -15.4667 | 66kV | Meshed | None | Minimum
Metro North | PARAFIELD GARDENS WEST - BOLIVAR SD1683 | Minimum Forecast | MW | 2028 | -11.8 | 66kV | Radial | None | Minimum
Metro North | PARAFIELD GARDENS WEST - PARAFIELD GARDENS SD1682 | Minimum Forecast | MW | 2028 | -35.4333 | 66kV | Meshed | N-1 | Minimum
Metro North | PARAFIELD GARDENS WEST - PARALOWIE SD1510 | Minimum Forecast | MW | 2028 | -14.9667 | 66kV | Meshed | None | Minimum
Metro North | PENFIELD - DIREK SD1685 | Minimum Forecast | MW | 2028 | 4.1333 | 66kV | Meshed | None | Minimum
Metro North | PENFIELD - ELIZABETH SOUTH SD1509 | Minimum Forecast | MW | 2028 | 7.7 | 66kV | Meshed | None | Minimum
Metro South | PLYMPTON - GLENELG NORTH SD1583 | Minimum Forecast | MW | 2028 | -5.8 | 66kV | Meshed | None | Minimum
Metro West | PORT ADELAIDE - CHELTENHAM SD1646 | Minimum Forecast | MW | 2028 | -16.4333 | 66kV | Meshed | None | Minimum
Metro West | PORT ADELAIDE NORTH - ATHOL PARK TEE SD1677B | Minimum Forecast | MW | 2028 | 2.1667 | 66kV | Meshed | None | Minimum
Metro South | PORT NOARLUNGA - SEAFORD SD1676A | Minimum Forecast | MW | 2028 | -29.1 | 66kV | Meshed | N-1 | Minimum
Metro South | PORT STANVAC - LONSDALE SD1673 | Minimum Forecast | MW | 2028 | -5.6667 | 66kV | Meshed | None | Minimum
Metro South | PORT STANVAC - NOARLUNGA CENTRE SD1667 | Minimum Forecast | MW | 2028 | -28.1667 | 66kV | Meshed | None | Minimum
Metro East | PROSPECT - CROYDON SD2024 | Minimum Forecast | MW | 2028 | 29.7333 | 66kV | Meshed | None | Minimum
Metro West | QUEENSTOWN - GLANVILLE SD1526 | Minimum Forecast | MW | 2028 | 23.7 | 66kV | Meshed | None | Minimum
Metro South | SEACOMBE - OAKLANDS SD1565 | Minimum Forecast | MW | 2028 | -1 | 66kV | Meshed | None | Minimum
Metro South | SEACOMBE - SHEIDOW PARK SD1672 | Minimum Forecast | MW | 2028 | -27.5333 | 66kV | Meshed | None | Minimum
Metro South | SEAFORD - ALDINGA SD1676B | Minimum Forecast | MW | 2028 | -18.5 | 66kV | Meshed | N-1 | Minimum
Metro South | SHEIDOW PARK - LONSDALE SD2009 | Minimum Forecast | MW | 2028 | -10.9667 | 66kV | Meshed | None | Minimum
Metro North | SMITHFIELD WEST - ANGLE VALE SD1650 | Minimum Forecast | MW | 2028 | -7.3667 | 66kV | Meshed | None | Minimum
Metro West | SMORGON STEEL RECYCLING - PORT ADELAIDE NORTH SD1532B | Minimum Forecast | MW | 2028 | -1.7333 | 66kV | Meshed | None | Minimum
Metro North | ST KILDA - VIRGINIA SD1684 | Minimum Forecast | MW | 2028 | -6.8667 | 66kV | Radial | None | Minimum
Metro East | TEA TREE GULLY - GOLDEN GROVE SD1638 | Minimum Forecast | MW | 2028 | -0.86667 | 66kV | Meshed | None | Minimum
Metro West | THEBARTON - CROYDON SD1522 | Minimum Forecast | MW | 2028 | 15.3667 | 66kV | Meshed | None | Minimum
Metro South | TONSLEY EAST - TONSLEY PARK SD1588 | Minimum Forecast | MW | 2028 | -10.3667 | 66kV | Meshed | None | Minimum
Metro South | TONSLEY PARK - SEACOMBE SD1564 | Minimum Forecast | MW | 2028 | -2.7333 | 66kV | Meshed | None | Minimum
Metro West | TORRENS ISLAND - ATHOL PARK TEE SD1677C | Minimum Forecast | MW | 2028 | -14.0667 | 66kV | Meshed | None | Minimum
Metro West | TORRENS ISLAND - KILBURN SD1656 | Minimum Forecast | MW | 2028 | -4.2333 | 66kV | Meshed | None | Minimum
Metro South | URAIDLA TEE - LINDEN PARK TEE SD1662D | Minimum Forecast | MW | 2028 | -26.0333 | 66kV | Meshed | None | Minimum
Metro North | VIRGINIA - VIRGINIA TEE SD2022A | Minimum Forecast | MW | 2028 | -5.5242 | 66kV | Radial | None | Minimum
Metro North | VIRGINIA TEE - TWO WELLS SD2022B | Minimum Forecast | MW | 2028 | -5.5242 | 66kV | Radial | None | Minimum
Metro East | WHITMORE SQUARE - KENT TOWN TEE SD1663B | Minimum Forecast | MW | 2028 | 0 | 66kV | Meshed | None | Minimum
Metro East | WHITMORE SQUARE - WHITMORE SQUARE TEE SD1669C | Minimum Forecast | MW | 2028 | 0 | 66kV | Meshed | None | Minimum
Metro West | WOODVILLE - FINDON SD1524 | Minimum Forecast | MW | 2028 | -14.8333 | 66kV | Meshed | None | Minimum
Metro West | WOODVILLE - QUEENSTOWN SD1525 | Minimum Forecast | MW | 2028 | 15.0333 | 66kV | Meshed | None | Minimum
Eastern Hills | MOUNT BARKER DISTRIBUTION - MOUNT BARKER SOUTH SD2012 | Minimum Forecast | MW | 2028 | 28.33 | 66kV | Meshed | None | Minimum
Eastern Hills | MOUNT BARKER DISTRIBUTION - BALHANNAH SD1598 | Minimum Forecast | MW | 2028 | -32.8308 | 66kV | Radial | None | Minimum
Eastern Hills | BALHANNAH - URAIDLA SD1599 | Minimum Forecast | MW | 2028 | -15.8704 | 66kV | Radial | None | Minimum
Eastern Hills | URAIDLA - MAGILL (METRO SOUTH TIE) SD1662E | Minimum Forecast | MW | 2028 | 0 | 66kV | Radial | None | Minimum
Eastern Hills | MOUNT BARKER DISTRIBUTION - HAHNDORF SD1596 | Minimum Forecast | MW | 2028 | -3.4586 | 66kV | Radial | None | Minimum
Eastern Hills | MOUNT BARKER SOUTH - MEADOWS SD1597 | Minimum Forecast | MW | 2028 | -6.6695 | 66kV | Radial | None | Minimum
Eastern Hills | MOUNT BARKER SOUTH - STRATHALBYN EAST TEE SD1601A | Minimum Forecast | MW | 2028 | -12.5907 | 66kV | Radial | None | Minimum
Eastern Hills | STRATHALBYN EAST TEE - STRATHALBYN SD1601B | Minimum Forecast | MW | 2028 |  | 66kV | Radial | None | Minimum
Eastern Hills | STRATHALBYN - BELVIDERE SD1602 | Minimum Forecast | MW | 2028 | -3.9615 | 66kV | Radial | None | Minimum
Eastern Hills | BELVIDERE - MILANG SD1603 | Minimum Forecast | MW | 2028 |  | 66kV | Radial | None | Minimum
Eastern Hills | BELVIDERE - LANGHORNE CREEK SD1604 | Minimum Forecast | MW | 2028 |  | 66kV | Radial | None | Minimum
Eyre Peninsula | YADNARIE - CLEVE SD1609 | Minimum Forecast | MW | 2028 | -2.6986 | 66kV | Radial | None | Minimum
Eyre Peninsula | YADNARIE - RUDALL SD1610 | Minimum Forecast | MW | 2028 | -1.8845 | 66kV | Radial | None | Minimum
Eyre Peninsula | RUDALL - DARKE PEAK SD1611 | Minimum Forecast | MW | 2028 |  | 66kV | Radial | None | Minimum
Eyre Peninsula | DARKE PEAK - CARALUE SD1612 | Minimum Forecast | MW | 2028 |  | 66kV | Radial | None | Minimum
Eyre Peninsula | RUDALL - LOCK SD1613 | Minimum Forecast | MW | 2028 |  | 66kV | Radial | None | Minimum
Eyre Peninsula | LOCK - POLDA SD1614 | Minimum Forecast | MW | 2028 |  | 66kV | Radial | None | Minimum
Eyre Peninsula | WUDINNA - POLDA SD1615 | Minimum Forecast | MW | 2028 | -0.71361 | 66kV | Radial | None | Minimum
Eyre Peninsula | WUDINNA - MOORKITABIE SD1605 | Minimum Forecast | MW | 2028 | -7.1844 | 66kV | Radial | None | Minimum
Eyre Peninsula | MOORKITABIE - TARLTON SD1606 | Minimum Forecast | MW | 2028 |  | 66kV | Radial | None | Minimum
Eyre Peninsula | TARLTON - STREAKY BAY SD1607 | Minimum Forecast | MW | 2028 |  | 66kV | Radial | None | Minimum
Eyre Peninsula | TARLTON - CEDUNA SD1608 | Minimum Forecast | MW | 2028 |  | 66kV | Radial | None | Minimum
Riverland | NORTH WEST BEND - MORGAN TEE SD1616 | Minimum Forecast | MW | 2028 | -5.6388 | 66kV | Radial | None | Minimum
Riverland | MORGAN TEE - CORDOLA SD1617 | Minimum Forecast | MW | 2028 |  | 66kV | Radial | None | Minimum
Riverland | CORDOLA - ROONKA SD1618 | Minimum Forecast | MW | 2028 |  | 66kV | Radial | None | Minimum
Riverland | ROONKA - PORTEE SD1619 | Minimum Forecast | MW | 2028 |  | 66kV | Radial | None | Minimum
Riverland | PORTEE - SWAN REACH SD1620 | Minimum Forecast | MW | 2028 |  | 66kV | Radial | None | Minimum
Riverland | NORTH WEST BEND - CADELL SD1622 | Minimum Forecast | MW | 2028 | -4.6682 | 66kV | Radial | None | Minimum
Riverland | CADELL - QUALCO SD1623 | Minimum Forecast | MW | 2028 |  | 66kV | Radial | None | Minimum
Riverland | QUALCO - RAMCO SD1624 | Minimum Forecast | MW | 2028 |  | 66kV | Radial | None | Minimum
Riverland | RAMCO - WAIKERIE SD1625 | Minimum Forecast | MW | 2028 |  | 66kV | Radial | None | Minimum
Riverland | BERRI - GLOSSOP SD1626 | Minimum Forecast | MW | 2028 | -3.7708 | 66kV | Radial | None | Minimum
Riverland | GLOSSOP - LOVEDAY SD1627 | Minimum Forecast | MW | 2028 |  | 66kV | Radial | None | Minimum
Riverland | LOVEDAY - WOOLPUNDA SD1628 | Minimum Forecast | MW | 2028 |  | 66kV | Radial | None | Minimum
Riverland | WOOLPUNDA - WAIKERIE SD1629 | Minimum Forecast | MW | 2028 |  | 66kV | Radial | None | Minimum
Riverland | BERRI - LOXTON SD1630 | Minimum Forecast | MW | 2028 | -5.3699 | 66kV | Radial | None | Minimum
Riverland | LOXTON - PYAP SD1631 | Minimum Forecast | MW | 2028 | -3.5946 | 66kV | Radial | None | Minimum
Riverland | BERRI - RENMARK SD1632 | Minimum Forecast | MW | 2028 | -12.8439 | 66kV | Radial | None | Minimum
Riverland | RENMARK - PARINGA SD1633 | Minimum Forecast | MW | 2028 | -0.86127 | 66kV | Radial | None | Minimum
Riverland | BERRI - LYRUP SD1634 | Minimum Forecast | MW | 2028 | -1.3389 | 66kV | Radial | None | Minimum
Metro South | WILLUNGA - MYPONGA SD1568 | Minimum Forecast | MW | 2028 | -37.9739 | 66kV | Radial | None | Minimum
Metro South | MYPONGA - YANKALILLA SD1569 | Minimum Forecast | MW | 2028 |  | 66kV | Radial | None | Minimum
Metro South | YANKALILLA - CAPE JERVIS SD1689 | Minimum Forecast | MW | 2028 | -30.8151 | 66kV | Radial | None | Minimum
Metro South | WILLUNGA - SQUARE WATER HOLE SD1570 | Minimum Forecast | MW | 2028 | -35.2116 | 66kV | Radial | None | Minimum
Metro South | SQUARE WATER HOLE - VICTOR HARBOR SD1595 | Minimum Forecast | MW | 2028 | -19.0454 | 66kV | Radial | None | Minimum
Metro South | SQUARE WATER HOLE - GOOLWA SD1571 | Minimum Forecast | MW | 2028 | -13.3321 | 66kV | Radial | None | Minimum
Eastern Hills | BALHANNAH - WOODSIDE SD41100 | Minimum Forecast | MW | 2028 | -6.7857 | 33kV | Radial | None | Minimum
Eastern Hills | BALHANNAH - VERDUN TEE SD41200 | Minimum Forecast | MW | 2028 | -4.254 | 33kV | Radial | None | Minimum
Eastern Hills | VERDUN TEE - ALDGATE TEE SD41200 | Minimum Forecast | MW | 2028 |  | 33kV | Radial | None | Minimum
Eastern Hills | VERDUN TEE - MYLOR SD41200 | Minimum Forecast | MW | 2028 |  | 33kV | Radial | None | Minimum
Eastern Hills | BALHANNAH - NAIRNE TEE SD41300 | Minimum Forecast | MW | 2028 | -7.2173 | 33kV | Radial | None | Minimum
Eastern Hills | NAIRNE TEE - NAIRNE SD41300 | Minimum Forecast | MW | 2028 |  | 33kV | Radial | None | Minimum
Eastern Hills | NAIRNE TEE - BRUKUNGA SD41300 | Minimum Forecast | MW | 2028 |  | 33kV | Radial | None | Minimum
Eastern Hills | URAIDLA - PICCADILLY TEE SD42100 | Minimum Forecast | MW | 2028 | -6.0321 | 33kV | Radial | None | Minimum
Eastern Hills | PICCADILLY TEE - PICCADILLY EOL SD42100 | Minimum Forecast | MW | 2028 |  | 33kV | Radial | None | Minimum
Eastern Hills | PICCADILLY TEE - ALDGATE TEE SD42100 | Minimum Forecast | MW | 2028 |  | 33kV | Radial | None | Minimum
Eastern Hills | ALDGATE TEE - ALDGATE SD42100 | Minimum Forecast | MW | 2028 |  | 33kV | Radial | None | Minimum
Eastern Hills | ANGAS CREEK - BIRDWOOD TEE SD38100 | Minimum Forecast | MW | 2028 | -5.1768 | 33kV | Radial | None | Minimum
Eastern Hills | BIRDWOOD TEE - GUMERACHA RURAL SD38100 | Minimum Forecast | MW | 2028 |  | 33kV | Radial | None | Minimum
Eastern Hills | BIRDWOOD TEE - BIRDWOOD SD38100 | Minimum Forecast | MW | 2028 |  | 33kV | Radial | None | Minimum
Eastern Hills | BIRDWOOD - MOUNT PLEASANT TEE SD38100 | Minimum Forecast | MW | 2028 |  | 33kV | Radial | None | Minimum
Eastern Hills | MOUNT PLEASANT TEE - PALMER RURAL SD38100 | Minimum Forecast | MW | 2028 |  | 33kV | Radial | None | Minimum
Eastern Hills | MOUNT PLEASANT TEE - MOUNT PLEASANT SD38100 | Minimum Forecast | MW | 2028 |  | 33kV | Radial | None | Minimum
Eastern Hills | ANGAS CREEK - ANGAS CREEK TEE SD38200 | Minimum Forecast | MW | 2028 | -9.0155 | 33kV | Radial | None | Minimum
Eastern Hills | ANGAS CREEK TEE - LOBETHAL SD38200 | Minimum Forecast | MW | 2028 |  | 33kV | Radial | None | Minimum
Eastern Hills | LOBETHAL - WOODSIDE SD38200 | Minimum Forecast | MW | 2028 |  | 33kV | Radial | None | Minimum
Eastern Hills | ANGAS CREEK TEE - GUMERACHA WEIR SD38200 | Minimum Forecast | MW | 2028 |  | 33kV | Radial | None | Minimum
Eastern Hills | GUMERACHA WEIR - HOUGHTON SD38200 | Minimum Forecast | MW | 2028 |  | 33kV | Radial | None | Minimum
Eastern Hills | GUMERACHA WEIR - KERSBROOK SD38200 | Minimum Forecast | MW | 2028 |  | 33kV | Radial | None | Minimum
Eastern Hills | KERSBROOK - WILLIAMSTOWN SOUTH TEE SD38200 | Minimum Forecast | MW | 2028 |  | 33kV | Radial | None | Minimum
Eastern Hills | GUMERACHA WEIR - GUMERACHA RURAL SD38200 | Minimum Forecast | MW | 2028 |  | 33kV | Radial | None | Minimum
Eyre Peninsula | WHYALLA CENTRAL - WHYALLA CITY 1 SD56101 | Minimum Forecast | MW | 2028 | -5.8327 | 33kV | Radial | None | Minimum
Eyre Peninsula | WHYALLA CENTRAL - WHYALLA CITY 2 SD56102 | Minimum Forecast | MW | 2028 | -2.3 | 33kV | Radial | None | Minimum
Eyre Peninsula | WHYALLA CENTRAL - WHYALLA STUART SD56201 | Minimum Forecast | MW | 2028 | -5.5692 | 33kV | Radial | None | Minimum
Eyre Peninsula | WHYALLA CENTRAL - WHYALLA NORTH TEE SD56301 | Minimum Forecast | MW | 2028 | -7.5 | 33kV | Radial | None | Minimum
Eyre Peninsula | WHYALLA NORTH TEE - WHYALLA TERMINAL SD56301 | Minimum Forecast | MW | 2028 |  | 33kV | Radial | None | Minimum
Eyre Peninsula | WHYALLA NORTH TEE - WHYALLA SOLAR SD56301 | Minimum Forecast | MW | 2028 |  | 33kV | Radial | None | Minimum
Eyre Peninsula | WHYALLA SOLAR - WHYALLA NORTH SD56301 | Minimum Forecast | MW | 2028 |  | 33kV | Radial | None | Minimum
Eyre Peninsula | PORT LINCOLN TERMINAL - PORT LINCOLN CITY TEE PL32 | Minimum Forecast | MW | 2028 | -3.9155 | 33kV | Radial | None | Minimum
Eyre Peninsula | PORT LINCOLN CITY TEE - PORT LINCOLN CITY PL32 | Minimum Forecast | MW | 2028 |  | 33kV | Radial | None | Minimum
Eyre Peninsula | PORT LINCOLN CITY TEE - PORT LINCOLN MARINA TEE PL32 | Minimum Forecast | MW | 2028 |  | 33kV | Radial | None | Minimum
Eyre Peninsula | PORT LINCOLN MARINA TEE - PORT LINCOLN DOCKS PL32 | Minimum Forecast | MW | 2028 |  | 33kV | Radial | None | Minimum
Eyre Peninsula | PORT LINCOLN MARINA TEE - PORT LINCOLN MARINA PL32 | Minimum Forecast | MW | 2028 |  | 33kV | Radial | None | Minimum
Eyre Peninsula | PORT LINCOLN TERMINAL - PORT LINCOLN CITY SD61101 | Minimum Forecast | MW | 2028 | -7.1927 | 33kV | Radial | None | Minimum
Eyre Peninsula | PORT LINCOLN TERMINAL - POONINDIE TEE PL34 | Minimum Forecast | MW | 2028 | -3.2222 | 33kV | Radial | None | Minimum
Eyre Peninsula | POONINDIE TEE - POONINDIE PL34 | Minimum Forecast | MW | 2028 |  | 33kV | Radial | None | Minimum
Eyre Peninsula | POONINDIE - POINT BOSTON PL34 | Minimum Forecast | MW | 2028 |  | 33kV | Radial | None | Minimum
Eyre Peninsula | POONINDIE TEE - TOD RIVER PL34 | Minimum Forecast | MW | 2028 |  | 33kV | Radial | None | Minimum
Eyre Peninsula | TOD RIVER - CUMMINS CM36 | Minimum Forecast | MW | 2028 | -0.84096 | 33kV | Radial | None | Minimum
Eyre Peninsula | TOD RIVER - TUMBY BAY CM35 | Minimum Forecast | MW | 2028 | -0.63819 | 33kV | Radial | None | Minimum
Eyre Peninsula | PORT LINCOLN TERMINAL - ULEY SOUTH TEE PL33 | Minimum Forecast | MW | 2028 | -1.7413 | 33kV | Radial | None | Minimum
Eyre Peninsula | ULEY SOUTH TEE - ULEY SOUTH PL33 | Minimum Forecast | MW | 2028 |  | 33kV | Radial | None | Minimum
Eyre Peninsula | ULEY SOUTH TEE - ULEY PL33 | Minimum Forecast | MW | 2028 |  | 33kV | Radial | None | Minimum
Eyre Peninsula | ULEY - COFFIN BAY PL33 | Minimum Forecast | MW | 2028 |  | 33kV | Radial | None | Minimum
Eyre Peninsula | CLEVE - COWELL SD53100 | Minimum Forecast | MW | 2028 | -0.0056074 | 33kV | Radial | None | Minimum
Eyre Peninsula | CLEVE - BOOTHBY SD55100 | Minimum Forecast | MW | 2028 | -0.18658 | 33kV | Radial | None | Minimum
Eyre Peninsula | BOOTHBY - PUMPING STATION ROAD SD55100 | Minimum Forecast | MW | 2028 |  | 33kV | Radial | None | Minimum
Eyre Peninsula | PUMPING STATION ROAD - ARNO BAY SD55100 | Minimum Forecast | MW | 2028 |  | 33kV | Radial | None | Minimum
Mid North | BRINKWORTH - YACKA TEE SD33100 | Minimum Forecast | MW | 2028 | -1.232 | 33kV | Radial | None | Minimum
Mid North | YACKA TEE - YACKA RURAL SD33100 | Minimum Forecast | MW | 2028 |  | 33kV | Radial | None | Minimum
Mid North | YACKA TEE - SPALDING TEE SD33100 | Minimum Forecast | MW | 2028 |  | 33kV | Radial | None | Minimum
Mid North | SPALDING TEE - GEORGETOWN SD33100 | Minimum Forecast | MW | 2028 |  | 33kV | Radial | None | Minimum
Mid North | GEORGETOWN - GLADSTONE SD33100 | Minimum Forecast | MW | 2028 |  | 33kV | Radial | None | Minimum
Mid North | SPALDING TEE - SPALDING SD33100 | Minimum Forecast | MW | 2028 |  | 33kV | Radial | None | Minimum
Mid North | BRINKWORTH - MERRITON SD33300 | Minimum Forecast | MW | 2028 | -0.68978 | 33kV | Radial | None | Minimum
Mid North | BRINKWORTH - BRINKWORTH TEE SD33200 | Minimum Forecast | MW | 2028 | -1.7392 | 33kV | Radial | None | Minimum
Mid North | BRINKWORTH TEE - YACKA RURAL SD33200 | Minimum Forecast | MW | 2028 |  | 33kV | Radial | None | Minimum
Mid North | BRINKWORTH TEE - BLYTH TOWNSHIP SD33200 | Minimum Forecast | MW | 2028 |  | 33kV | Radial | None | Minimum
Mid North | BLYTH TOWNSHIP - CLARE NORTH TEE SD33200 | Minimum Forecast | MW | 2028 |  | 33kV | Radial | None | Minimum
Mid North | BLYTH TOWNSHIP - BALAKLAVA TOWNSHIP SD33200 | Minimum Forecast | MW | 2028 |  | 33kV | Radial | None | Minimum
Mid North | WATERLOO DISTRIBUTION - RIVERTON TEE SD36400 | Minimum Forecast | MW | 2028 | -2.6057 | 33kV | Radial | N | Minimum
Mid North | RIVERTON TEE - AUBURN TEE SD36400 | Minimum Forecast | MW | 2028 |  | 33kV | Radial | None | Minimum
Mid North | AUBURN TEE - AUBURN SD36400 | Minimum Forecast | MW | 2028 |  | 33kV | Radial | None | Minimum
Mid North | RIVERTON TEE - RIVERTON SD36400 | Minimum Forecast | MW | 2028 |  | 33kV | Radial | None | Minimum
Mid North | WATERLOO DISTRIBUTION - WATERLOO RURAL SD36201 | Minimum Forecast | MW | 2028 | -0.5133 | 33kV | Radial | None | Minimum
Mid North | WATERLOO RURAL - ROBERTSTOWN SD36201 | Minimum Forecast | MW | 2028 |  | 33kV | Radial | None | Minimum
Mid North | WATERLOO DISTRIBUTION - PORTERS LAGOON SD36101 | Minimum Forecast | MW | 2028 | 0.021043 | 33kV | Radial | None | Minimum
Mid North | PORTERS LAGOON - HANSON SD36101 | Minimum Forecast | MW | 2028 |  | 33kV | Radial | None | Minimum
Mid North | WATERLOO DISTRIBUTION - WATERLOO TOWN SD36300 | Minimum Forecast | MW | 2028 | -1.8985 | 33kV | Radial | None | Minimum
Mid North | WATERLOO TOWN - EUDUNDA TEE SD36300 | Minimum Forecast | MW | 2028 |  | 33kV | Radial | None | Minimum
Mid North | EUDUNDA TEE - EUDUNDA SD36300 | Minimum Forecast | MW | 2028 |  | 33kV | Radial | None | Minimum
Mid North | EUDUNDA TEE - KAPUNDA RURAL SD36300 | Minimum Forecast | MW | 2028 |  | 33kV | Radial | None | Minimum
Mid North | TEMPLERS - WASLEYS SD37402 | Minimum Forecast | MW | 2028 | -2.9471 | 33kV | Radial | None | Minimum
Mid North | WASLEYS - MALLALA SD37402 | Minimum Forecast | MW | 2028 |  | 33kV | Radial | None | Minimum
Mid North | TEMPLERS - HAMLEY BRIDGE SD37101 | Minimum Forecast | MW | 2028 | -1.7497 | 33kV | Radial | None | Minimum
Mid North | HAMLEY BRIDGE - BALAKLAVA RURAL SD37102 | Minimum Forecast | MW | 2028 | -2.4012 | 33kV | Radial | None | Minimum
Mid North | TEMPLERS - FREELING NORTH TEE SD37200 | Minimum Forecast | MW | 2028 | -6.47 | 33kV | Radial | None | Minimum
Mid North | FREELING NORTH TEE - KAPUNDA RURAL SD37200 | Minimum Forecast | MW | 2028 |  | 33kV | Radial | N | Minimum
Mid North | TEMPLERS - DAVEYSTON TOWNSHIP SD37301 | Minimum Forecast | MW | 2028 | -0.26421 | 33kV | Radial | None | Minimum
Mid North | TEMPLERS - GAWLER BELT TEE SD37501 | Minimum Forecast | MW | 2028 | -7.1073 | 33kV | Radial | None | Minimum
Mid North | GAWLER BELT TEE - EVANSTON SD60101 | Minimum Forecast | MW | 2028 | 0 | 33kV | Radial | None | Minimum
Mid North | DORRIEN - NURIOOTPA TEE SD52100 | Minimum Forecast | MW | 2028 | -6.6421 | 33kV | Radial | N | Minimum
Mid North | NURIOOTPA TEE - NURIOOTPA SD52100 | Minimum Forecast | MW | 2028 |  | 33kV | Radial | None | Minimum
Mid North | NURIOOTPA TEE - STOCKWELL SD52100 | Minimum Forecast | MW | 2028 |  | 33kV | Radial | None | Minimum
Mid North | DORRIEN - ANGASTON NO 1 SD52201 | Minimum Forecast | MW | 2028 | -14.399 | 33kV | Meshed | None | Minimum
Mid North | DORRIEN - ANGASTON NO 2 SD52202 | Minimum Forecast | MW | 2028 | -14.3 | 33kV | Meshed | None | Minimum
Mid North | DORRIEN - BAROSSA SOUTH SD52300 | Minimum Forecast | MW | 2028 | -7.0353 | 33kV | Radial | None | Minimum
Mid North | BAROSSA SOUTH TEE - LYNDOCH TEE SD52300 | Minimum Forecast | MW | 2028 |  | 33kV | Radial | None | Minimum
Mid North | LYNDOCH TEE - LYNDOCH SD52300 | Minimum Forecast | MW | 2028 |  | 33kV | Radial | None | Minimum
Mid North | LYNDOCH TEE - SANDY CREEK TEE SD52300 | Minimum Forecast | MW | 2028 |  | 33kV | Radial | None | Minimum
Mid North | SANDY CREEK TEE - SANDY CREEK SD52300 | Minimum Forecast | MW | 2028 |  | 33kV | Radial | None | Minimum
Mid North | SANDY CREEK TEE - EVANSTON TEE SD52300 | Minimum Forecast | MW | 2028 |  | 33kV | Radial | None | Minimum
Mid North | LYNDOCH - WILLIAMSTOWN SD52300 | Minimum Forecast | MW | 2028 |  | 33kV | Radial | None | Minimum
Mid North | WILLIAMSTOWN - WILLIAMSTOWN SOUTH TEE SD52300 | Minimum Forecast | MW | 2028 |  | 33kV | Radial | None | Minimum
Mid North | WILLIAMSTOWN SOUTH TEE - WILLIAMSTOWN SOUTH SD52300 | Minimum Forecast | MW | 2028 |  | 33kV | Radial | None | Minimum
Mid North | WILLIAMSTOWN SOUTH TEE - ANGAS CREEK TIE SD52300 | Minimum Forecast | MW | 2028 |  | 33kV | Radial | None | Minimum
Mid North | CLARE NORTH - CLARE NO 1 SD57101 | Minimum Forecast | MW | 2028 | -11.7902 | 33kV | Meshed | None | Minimum
Mid North | CLARE NORTH - CLARE NORTH TEE SD57102 | Minimum Forecast | MW | 2028 | -10.1 | 33kV | Meshed | None | Minimum
Mid North | CLARE NORTH TEE - CLARE NO 2 SD57102 | Minimum Forecast | MW | 2028 |  | 33kV | Meshed | None | Minimum
Mid North | CLARE - FARRELL FLAT SD57100 | Minimum Forecast | MW | 2028 | -1.1565 | 33kV | Radial | None | Minimum
Mid North | FARRELL FLAT - WATERLOO TIE SD57100 | Minimum Forecast | MW | 2028 |  | 33kV | Radial | None | Minimum
Mid North | FARRELL FLAT - BURRA SD57100 | Minimum Forecast | MW | 2028 |  | 33kV | Radial | None | Minimum
Murraylands | MANNUM - PALMER TEE SD39200 | Minimum Forecast | MW | 2028 | -1.1596 | 33kV | Radial | None | Minimum
Murraylands | PALMER TEE - MANNUM ROAD RANDELL ROAD INT SD39200 | Minimum Forecast | MW | 2028 |  | 33kV | Radial | None | Minimum
Murraylands | PALMER TEE - CAMBRAI TEE SD39200 | Minimum Forecast | MW | 2028 |  | 33kV | Radial | None | Minimum
Murraylands | CAMBRAI TEE - CAMBRAI SD39200 | Minimum Forecast | MW | 2028 |  | 33kV | Radial | None | Minimum
Murraylands | CAMBRAI TEE - PALMER RURAL SD39200 | Minimum Forecast | MW | 2028 |  | 33kV | Radial | None | Minimum
Murraylands | MANNUM - TEAL FLAT TEE SD39100 | Minimum Forecast | MW | 2028 | -4.5289 | 33kV | Radial | None | Minimum
Murraylands | TEAL FLAT TEE - TEAL FLAT SD39100 | Minimum Forecast | MW | 2028 |  | 33kV | Radial | None | Minimum
Murraylands | TEAL FLAT TEE - SWAN REACH SD39100 | Minimum Forecast | MW | 2028 |  | 33kV | Radial | None | Minimum
Murraylands | MANNUM - CALOOTE TEE SD39300 | Minimum Forecast | MW | 2028 | -13.119 | 33kV | Radial | None | Minimum
Murraylands | CALOOTE TEE - CALOOTE SD39300 | Minimum Forecast | MW | 2028 |  | 33kV | Radial | None | Minimum
Murraylands | CALOOTE TEE - MOBILONG TIE SD39300 | Minimum Forecast | MW | 2028 |  | 33kV | Radial | None | Minimum
Murraylands | MANNUM - MANNUM RURAL SD39300 | Minimum Forecast | MW | 2028 |  | 33kV | Radial | None | Minimum
Murraylands | MANNUM RURAL - MANNUM TOWN TEE SD39300 | Minimum Forecast | MW | 2028 |  | 33kV | Radial | None | Minimum
Murraylands | MANNUM TOWN TEE - MANNUM ROAD RANDELL ROAD INT SD39300 | Minimum Forecast | MW | 2028 |  | 33kV | Radial | None | Minimum
Murraylands | MANNUM TOWN TEE - PELLARING FLAT TEE SD39300 | Minimum Forecast | MW | 2028 |  | 33kV | Radial | None | Minimum
Murraylands | PELLARING FLAT TEE - MANNUM TOWN SD39300 | Minimum Forecast | MW | 2028 |  | 33kV | Radial | None | Minimum
Murraylands | MOBILONG DISTRIBUTION - MOBILONG SD43100 | Minimum Forecast | MW | 2028 | -10.5999 | 33kV | Radial | None | Minimum
Murraylands | MOBILONG - MOBILONG TEE SD43100 | Minimum Forecast | MW | 2028 |  | 33kV | Radial | None | Minimum
Murraylands | MOBILONG TEE - MYPOLONGA TIE SD43100 | Minimum Forecast | MW | 2028 |  | 33kV | Radial | None | Minimum
Murraylands | MOBILONG TEE - MURRAY BRIDGE NORTH TEE SD43100 | Minimum Forecast | MW | 2028 |  | 33kV | Radial | None | Minimum
Murraylands | MURRAY BRIDGE NORTH TEE - MURRAY BRIDGE NORTH SD43100 | Minimum Forecast | MW | 2028 |  | 33kV | Radial | None | Minimum
Murraylands | MURRAY BRIDGE NORTH TEE - MURRAY BRIDGE SOUTH TEE SD43100 | Minimum Forecast | MW | 2028 |  | 33kV | Radial | None | Minimum
Murraylands | MURRAY BRIDGE SOUTH TEE - MURRAY BRIDGE SOUTH SD43100 | Minimum Forecast | MW | 2028 |  | 33kV | Radial | None | Minimum
Murraylands | MURRAY BRIDGE SOUTH TEE - MURRAY BRIDGE TOWNSHIP SD43100 | Minimum Forecast | MW | 2028 |  | 33kV | Radial | None | Minimum
Murraylands | MOBILONG DISTRIBUTION - MOBILONG SD43200 | Minimum Forecast | MW | 2028 | -5.5999 | 33kV | Radial | None | Minimum
Murraylands | MOBILONG - MONARTO TEE SD43200 | Minimum Forecast | MW | 2028 |  | 33kV | Radial | None | Minimum
Murraylands | MONARTO TEE - MURRAY BRIDGE NORTH SD43200 | Minimum Forecast | MW | 2028 |  | 33kV | Radial | None | Minimum
Murraylands | MONARTO TEE - MONARTO SOUTH TEE SD43200 | Minimum Forecast | MW | 2028 |  | 33kV | Radial | None | Minimum
Murraylands | MONARTO SOUTH TEE - MONARTO SOUTH SD43200 | Minimum Forecast | MW | 2028 |  | 33kV | Radial | None | Minimum
Murraylands | MONARTO SOUTH TEE - MONARTO CENTRAL SD43200 | Minimum Forecast | MW | 2028 |  | 33kV | Radial | None | Minimum
Murraylands | MOBILONG DISTRIBUTION - MOBILONG SD43300 | Minimum Forecast | MW | 2028 | -5.5728 | 33kV | Radial | None | Minimum
Murraylands | MOBILONG - PALLAMANA TEE SD43300 | Minimum Forecast | MW | 2028 |  | 33kV | Radial | None | Minimum
Murraylands | PALLAMANA TEE - MYPOLONGA TEE SD43300 | Minimum Forecast | MW | 2028 |  | 33kV | Radial | None | Minimum
Murraylands | MYPOLONGA TEE - MYPOLONGA SD43300 | Minimum Forecast | MW | 2028 |  | 33kV | Radial | None | Minimum
Murraylands | MYPOLONGA - MYPOLONGA EOL SD43300 | Minimum Forecast | MW | 2028 |  | 33kV | Radial | None | Minimum
Murraylands | MYPOLONGA TEE - CALOOTE TEE SD43300 | Minimum Forecast | MW | 2028 |  | 33kV | Radial | None | Minimum
Murraylands | TAILEM BEND - PUMP STATION TEE SD40101 | Minimum Forecast | MW | 2028 | -6.3124 | 33kV | Radial | None | Minimum
Murraylands | PUMP STATION TEE - TAILEM BEND RURAL SD40101 | Minimum Forecast | MW | 2028 |  | 33kV | Radial | None | Minimum
Murraylands | TAILEM BEND RURAL - TAILEM BEND EOL SD40101 | Minimum Forecast | MW | 2028 |  | 33kV | Radial | None | Minimum
Murraylands | PUMP STATION TEE - TAILEM BEND TOWN TEE SD40101 | Minimum Forecast | MW | 2028 |  | 33kV | Radial | None | Minimum
Murraylands | TAILEM BEND TOWN TEE - TAILEM BEND TOWN SD40101 | Minimum Forecast | MW | 2028 |  | 33kV | Radial | None | Minimum
Murraylands | TAILEM BEND TOWN TEE - JERVOIS SD40101 | Minimum Forecast | MW | 2028 |  | 33kV | Radial | None | Minimum
Murraylands | JERVOIS - JERVOIS FLAT 1 TEE SD40102 | Minimum Forecast | MW | 2028 |  | 33kV | Radial | None | Minimum
Murraylands | JERVOIS FLAT 1 TEE - JERVOIS FLAT 2 TEE SD40102 | Minimum Forecast | MW | 2028 |  | 33kV | Radial | None | Minimum
Murraylands | JERVOIS FLAT 2 TEE - WOODS POINT SD40102 | Minimum Forecast | MW | 2028 |  | 33kV | Radial | None | Minimum
Murraylands | WOODS POINT - WHITE SANDS TEE SD40103 | Minimum Forecast | MW | 2028 |  | 33kV | Radial | None | Minimum
Murraylands | WHITE SANDS TEE - WHITE SANDS SD40103 | Minimum Forecast | MW | 2028 |  | 33kV | Radial | None | Minimum
Murraylands | WHITE SANDS TEE - MURRAY BRIDGE TOWNSHIP SD40103 | Minimum Forecast | MW | 2028 |  | 33kV | Radial | None | Minimum
Murraylands | TAILEM BEND - SUBSTATION ROAD TEE SD40200 | Minimum Forecast | MW | 2028 | -1.1122 | 33kV | Radial | None | Minimum
Murraylands | SUBSTATION ROAD TEE - SUBSTATION ROAD SD40200 | Minimum Forecast | MW | 2028 |  | 33kV | Radial | None | Minimum
Murraylands | SUBSTATION ROAD TEE - MALLEE HWY SD40200 | Minimum Forecast | MW | 2028 |  | 33kV | Radial | None | Minimum
Murraylands | MALLEE HWY - MOORLANDS SWER SD40200 | Minimum Forecast | MW | 2028 |  | 33kV | Radial | None | Minimum
Murraylands | MALLEE HWY - ELWOMPLE SD40200 | Minimum Forecast | MW | 2028 |  | 33kV | Radial | None | Minimum
Murraylands | MOORLANDS SWER - COOMANDOOK SD40200 | Minimum Forecast | MW | 2028 |  | 33kV | Radial | None | Minimum
Murraylands | COOMANDOOK - COONALPYN SD40200 | Minimum Forecast | MW | 2028 |  | 33kV | Radial | None | Minimum
Murraylands | COONALPYN - BINNIES TEE SD40300 | Minimum Forecast | MW | 2028 | -0.73667 | 33kV | Radial | N | Minimum
Murraylands | BINNIES TEE - BINNIES SD40300 | Minimum Forecast | MW | 2028 |  | 33kV | Radial | None | Minimum
Murraylands | BINNIES TEE - MENINGIE SD40300 | Minimum Forecast | MW | 2028 |  | 33kV | Radial | None | Minimum
Murraylands | MENINGIE - CAMPBELL PARK TEE SD40400 | Minimum Forecast | MW | 2028 | -0.14618 | 33kV | Radial | None | Minimum
Murraylands | CAMPBELL PARK TEE - CAMPBELL PARK SD40400 | Minimum Forecast | MW | 2028 |  | 33kV | Radial | None | Minimum
Murraylands | CAMPBELL PARK TEE - NARRUNG SD40400 | Minimum Forecast | MW | 2028 |  | 33kV | Radial | None | Minimum
Murraylands | TAILEM BEND - SHERLOCK SD40501 | Minimum Forecast | MW | 2028 | -1.3319 | 33kV | Radial | None | Minimum
Murraylands | SHERLOCK - KAROONDA SD40502 | Minimum Forecast | MW | 2028 | -1.091 | 33kV | Radial | None | Minimum
Murraylands | SHERLOCK - GERANIUM SD40600 | Minimum Forecast | MW | 2028 | -0.72716 | 33kV | Radial | N | Minimum
Murraylands | GERANIUM - LAMEROO SD40700 | Minimum Forecast | MW | 2028 |  | 33kV | Radial | N | Minimum
Murraylands | LAMEROO - LAMEROO RURAL SD40800 | Minimum Forecast | MW | 2028 | -0.16841 | 33kV | Radial | N | Minimum
Murraylands | LAMEROO RURAL - PARILLA TEE SD40800 | Minimum Forecast | MW | 2028 |  | 33kV | Radial | N | Minimum
Murraylands | PARILLA TEE - PARILLA SD40800 | Minimum Forecast | MW | 2028 |  | 33kV | Radial | None | Minimum
Murraylands | PARILLA TEE - PINNAROO SD40800 | Minimum Forecast | MW | 2028 |  | 33kV | Radial | None | Minimum
Riverland | PARINGA - MURTHO LX21 | Minimum Forecast | MW | 2028 | -0.0013182 | 33kV | Radial | N | Minimum
Riverland | MURTHO - LINDSAY PT TEE LX21 | Minimum Forecast | MW | 2028 |  | 33kV | Radial | None | Minimum
Riverland | LINDSAY PT TEE - BORDER CLIFFS LX21 | Minimum Forecast | MW | 2028 |  | 33kV | Radial | None | Minimum
Riverland | LINDSAY PT TEE - VIC BORDER LX21 | Minimum Forecast | MW | 2028 |  | 33kV | Radial | None | Minimum
Riverland | SWAN REACH - SWAN REACH FILTRATION TEE SD39400 | Minimum Forecast | MW | 2028 | -0.90652 | 33kV | Radial | None | Minimum
Riverland | SWAN REACH FILTRATION TEE - SWAN REACH TOWN SD39400 | Minimum Forecast | MW | 2028 |  | 33kV | Radial | None | Minimum
South East | KEITH - COONALPYN SD45101 | Minimum Forecast | MW | 2028 | -0.23241 | 33kV | Radial | None | Minimum
South East | KEITH - PADTHAWAY SD45300 | Minimum Forecast | MW | 2028 | -0.50406 | 33kV | Radial | None | Minimum
South East | KEITH - WIRREGA SD45201 | Minimum Forecast | MW | 2028 | -1.9975 | 33kV | Radial | N | Minimum
South East | WIRREGA - BORDERTOWN SD45202 | Minimum Forecast | MW | 2028 |  | 33kV | Radial | N | Minimum
South East | SNUGGERY RURAL - MILLICENT SD49100 | Minimum Forecast | MW | 2028 | -11.2371 | 33kV | Radial | None | Minimum
South East | MILLICENT - SOUTH END TEE SD49100 | Minimum Forecast | MW | 2028 |  | 33kV | Radial | None | Minimum
South East | SOUTH END TEE - SOUTH END SD49100 | Minimum Forecast | MW | 2028 |  | 33kV | Radial | None | Minimum
South East | SOUTH END TEE - HATHERLEIGH TOWNSHIP TEE SD49100 | Minimum Forecast | MW | 2028 |  | 33kV | Radial | None | Minimum
South East | HATHERLEIGH TOWNSHIP TEE - HATHERLEIGH TOWNSHIP SD49100 | Minimum Forecast | MW | 2028 |  | 33kV | Radial | None | Minimum
South East | HATHERLEIGH TOWNSHIP TEE - HATHERLEIGH SD49100 | Minimum Forecast | MW | 2028 |  | 33kV | Radial | None | Minimum
South East | HATHERLEIGH - BEACHPORT TEE SD49200 | Minimum Forecast | MW | 2028 |  | 33kV | Radial | None | Minimum
South East | BEACHPORT TEE - BEACHPORT SD49200 | Minimum Forecast | MW | 2028 |  | 33kV | Radial | None | Minimum
South East | BEACHPORT TEE - ROBE SD49200 | Minimum Forecast | MW | 2028 |  | 33kV | Radial | N | Minimum
South East | SNUGGERY RURAL - MOUNT BURR SD49500 | Minimum Forecast | MW | 2028 | -0.66794 | 33kV | Radial | None | Minimum
South East | MOUNT BURR - KALANGADOO TEE SD49500 | Minimum Forecast | MW | 2028 |  | 33kV | Radial | None | Minimum
South East | KALANGADOO TEE - KALANGADOO SD49500 | Minimum Forecast | MW | 2028 |  | 33kV | Radial | None | Minimum
South East | KALANGADOO TEE - KALANGADOO RURAL SD49500 | Minimum Forecast | MW | 2028 |  | 33kV | Radial | None | Minimum
South East | BLANCHE - MOUNT GAMBIER WEST SD48101 | Minimum Forecast | MW | 2028 | -0.543 | 33kV | Radial | None | Minimum
South East | BLUE LAKE TEE - MOUNT GAMBIER SD48104 | Minimum Forecast | MW | 2028 | 0.021872 | 33kV | Radial | None | Minimum
South East | BLANCHE - LAKESIDE TEE SD48100 | Minimum Forecast | MW | 2028 | -3.0244 | 33kV | Radial | None | Minimum
South East | LAKESIDE TEE - GLENCOE TEE SD48100 | Minimum Forecast | MW | 2028 |  | 33kV | Radial | None | Minimum
South East | GLENCOE TEE - TANTANOOLA SD48100 | Minimum Forecast | MW | 2028 |  | 33kV | Radial | None | Minimum
South East | GLENCOE TEE - MOUNT GAMBIER SD48100 | Minimum Forecast | MW | 2028 |  | 33kV | Radial | None | Minimum
South East | BLANCHE - KONGORONG TEE SD48200 | Minimum Forecast | MW | 2028 | -1.4214 | 33kV | Radial | None | Minimum
South East | KONGORONG TEE - KONGORONG SD48200 | Minimum Forecast | MW | 2028 |  | 33kV | Radial | None | Minimum
South East | KONGORONG TEE - MOUNT SCHANK SD48200 | Minimum Forecast | MW | 2028 |  | 33kV | Radial | None | Minimum
South East | MOUNT SCHANK - ALLENDALE EAST SD48200 | Minimum Forecast | MW | 2028 |  | 33kV | Radial | None | Minimum
South East | MOUNT GAMBIER - TARPEENA SOUTH TEE SD47101 | Minimum Forecast | MW | 2028 | 0.1573 | 33kV | Radial | None | Minimum
South East | TARPEENA SOUTH TEE - MOUNT GAMBIER SD47101 | Minimum Forecast | MW | 2028 |  | 33kV | Radial | None | Minimum
South East | TARPEENA SOUTH TEE - TARPEENA SOUTH SD47101 | Minimum Forecast | MW | 2028 |  | 33kV | Radial | None | Minimum
South East | KINCRAIG - LUCINDALE SD46201 | Minimum Forecast | MW | 2028 | -0.58376 | 33kV | Radial | None | Minimum
South East | LUCINDALE - KINGSTON SE SD46201 | Minimum Forecast | MW | 2028 |  | 33kV | Radial | None | Minimum
South East | KINCRAIG - NARACOORTE SD46300 | Minimum Forecast | MW | 2028 | -7.025 | 33kV | Radial | None | Minimum
South East | NARACOORTE - NARACOORTE EAST TEE SD46100 | Minimum Forecast | MW | 2028 | -4.6694 | 33kV | Radial | None | Minimum
South East | NARACOORTE EAST TEE - NARACOORTE EAST SD46100 | Minimum Forecast | MW | 2028 |  | 33kV | Radial | None | Minimum
South East | NARACOORTE EAST TEE - PADTHAWAY SD46100 | Minimum Forecast | MW | 2028 |  | 33kV | Radial | None | Minimum
South East | KINCRAIG - STRUAN RURAL SD46400 | Minimum Forecast | MW | 2028 | -4.8966 | 33kV | Radial | None | Minimum
South East | STRUAN RURAL - GLENROY RURAL SD46400 | Minimum Forecast | MW | 2028 |  | 33kV | Radial | None | Minimum
South East | PENOLA WEST - PENOLA TEE SD58200 | Minimum Forecast | MW | 2028 | -2.2421 | 33kV | Radial | None | Minimum
South East | PENOLA TEE - GLENROY RURAL SD58200 | Minimum Forecast | MW | 2028 |  | 33kV | Radial | N | Minimum
South East | PENOLA WEST - PENOLA TEE SD58101 | Minimum Forecast | MW | 2028 | -0.2217 | 33kV | Radial | None | Minimum
South East | PENOLA TEE - SAFRIES TEE SD58101 | Minimum Forecast | MW | 2028 |  | 33kV | Radial | None | Minimum
South East | SAFRIES TEE - KALANGADOO NANGWARRY TEE SD58101 | Minimum Forecast | MW | 2028 |  | 33kV | Radial | None | Minimum
South East | KALANGADOO NANGWARRY TEE - NANGWARRY TEE SD58101 | Minimum Forecast | MW | 2028 |  | 33kV | Radial | None | Minimum
South East | NANGWARRY TEE - NANGWARRY SD58101 | Minimum Forecast | MW | 2028 |  | 33kV | Radial | None | Minimum
South East | KALANGADOO NANGWARRY TEE - KALANGADOO RURAL SD58101 | Minimum Forecast | MW | 2028 |  | 33kV | Radial | None | Minimum
South East | NANGWARRY TEE - MOUNT GAMBIER SD58101 | Minimum Forecast | MW | 2028 |  | 33kV | Radial | None | Minimum
Metro South | WILLUNGA - MCLAREN VALE SD44400 | Minimum Forecast | MW | 2028 | -1.8045 | 33kV | Radial | None | Minimum
Metro South | YANKALILLA - HAY FLAT SD44200 | Minimum Forecast | MW | 2028 | -0.92941 | 33kV | Radial | None | Minimum
Metro South | HAY FLAT - RAPID BAY TEE SD44200 | Minimum Forecast | MW | 2028 |  | 33kV | Radial | None | Minimum
Metro South | RAPID BAY TEE - RAPID BAY SD44200 | Minimum Forecast | MW | 2028 |  | 33kV | Radial | None | Minimum
Metro South | RAPID BAY TEE - CAPE JERVIS SD44200 | Minimum Forecast | MW | 2028 |  | 33kV | Radial | None | Minimum
Metro South | CAPE JERVIS - CUTTLEFISH BAY SD44301 | Minimum Forecast | MW | 2028 | -3.6103 | 33kV | Radial | None | Minimum
Metro South | FISHERY BEACH BACKUP - CUTTLEFISH BAY BACKUP SD44301 | Minimum Forecast | MW | 2028 |  | 33kV | Radial | None | Minimum
Metro South | CUTTLEFISH BAY - PENNESHAW SD44301 | Minimum Forecast | MW | 2028 |  | 33kV | Radial | None | Minimum
Metro South | PENNESHAW - AMERICAN RIVER SD44300 | Minimum Forecast | MW | 2028 |  | 33kV | Radial | None | Minimum
Metro South | AMERICAN RIVER - KINGSCOTE TEE SD44300 | Minimum Forecast | MW | 2028 |  | 33kV | Radial | N | Minimum
Metro South | KINGSCOTE TEE - MACGILLIVRAY SD44300 | Minimum Forecast | MW | 2028 |  | 33kV | Radial | None | Minimum
Metro South | KINGSCOTE TEE - KINGSCOTE SD44300 | Minimum Forecast | MW | 2028 |  | 33kV | Radial | None | Minimum
Upper North | DAVENPORT WEST - PORT AUGUSTA NO1 SD54101 | Minimum Forecast | MW | 2028 | -8.6722 | 33kV | Meshed | None | Minimum
Upper North | DAVENPORT WEST - PORT AUGUSTA TEE SD54102 | Minimum Forecast | MW | 2028 | -3.4699 | 33kV | Meshed | None | Minimum
Upper North | PORT AUGUSTA NO2 - PORT AUGUSTA TEE SD54102 | Minimum Forecast | MW | 2028 |  | 33kV | Meshed | None | Minimum
Upper North | PORT AUGUSTA TEE - PORT AUGUSTA WEST TEE SD54102 | Minimum Forecast | MW | 2028 |  | 33kV | Radial | None | Minimum
Upper North | PORT AUGUSTA WEST TEE - PORT AUGUSTA WEST SD54102 | Minimum Forecast | MW | 2028 |  | 33kV | Radial | None | Minimum
Upper North | PORT AUGUSTA WEST TEE - PANDURRA TEE SD54102 | Minimum Forecast | MW | 2028 |  | 33kV | Radial | None | Minimum
Upper North | PANDURRA TEE - BOOKALOO SD54102 | Minimum Forecast | MW | 2028 |  | 33kV | Radial | None | Minimum
Upper North | PANDURRA TEE - PANDURRA SD54102 | Minimum Forecast | MW | 2028 |  | 33kV | Radial | None | Minimum
Upper North | DAVENPORT WEST - AUGUSTA HWY SD54300 | Minimum Forecast | MW | 2028 | -7.3755 | 33kV | Radial | None | Minimum
Upper North | AUGUSTA HWY - STIRLING NORTH SD54300 | Minimum Forecast | MW | 2028 |  | 33kV | Radial | None | Minimum
Upper North | STIRLING NORTH - QUORN SD54300 | Minimum Forecast | MW | 2028 |  | 33kV | Radial | None | Minimum
Upper North | DAVENPORT WEST - PT PATERSON SD54400 | Minimum Forecast | MW | 2028 | 0.69799 | 33kV | Radial | None | Minimum
Upper North | BAROOTA - BAROOTA TOWN TEE SD31100 | Minimum Forecast | MW | 2028 | -10.2067 | 33kV | Radial | None | Minimum
Upper North | BAROOTA TOWN TEE - BAROOTA TOWN SD31100 | Minimum Forecast | MW | 2028 |  | 33kV | Radial | None | Minimum
Upper North | BAROOTA TOWN TEE - BAROOTA TEE SD31100 | Minimum Forecast | MW | 2028 |  | 33kV | Radial | None | Minimum
Upper North | BAROOTA TEE - NAPPERBY BUNGAMA SD31100 | Minimum Forecast | MW | 2028 |  | 33kV | Radial | None | Minimum
Upper North | BAROOTA TEE - MURRAYTOWN SD31100 | Minimum Forecast | MW | 2028 |  | 33kV | Radial | None | Minimum
Upper North | MURRAYTOWN - WIRRABARA FOREST TEE SD31200 | Minimum Forecast | MW | 2028 | -0.3706 | 33kV | Radial | None | Minimum
Upper North | WIRRABARA FOREST TEE - WIRRABARA FOREST SD31200 | Minimum Forecast | MW | 2028 |  | 33kV | Radial | None | Minimum
Upper North | WIRRABARA FOREST TEE - GLADSTONE SD31200 | Minimum Forecast | MW | 2028 |  | 33kV | Radial | None | Minimum
Upper North | MURRAYTOWN - ORROROO SD31300 | Minimum Forecast | MW | 2028 | -1.7622 | 33kV | Radial | None | Minimum
Upper North | MURRAYTOWN - WILMINGTON SD31400 | Minimum Forecast | MW | 2028 |  | 33kV | Radial | None | Minimum
Upper North | BUNGAMA - PORT PIRIE SOUTH SD32101 | Minimum Forecast | MW | 2028 | -4.5706 | 33kV | Meshed | None | Minimum
Upper North | PORT PIRIE SOUTH - PORT PIRIE SD32102 | Minimum Forecast | MW | 2028 | -17.8488 | 33kV | Meshed | None | Minimum
Upper North | BUNGAMA - PORT PIRIE SD32103 | Minimum Forecast | MW | 2028 | 2.894 | 33kV | Meshed | None | Minimum
Upper North | BUNGAMA - HUGHES GAP SD32301 | Minimum Forecast | MW | 2028 | -24.2697 | 33kV | Radial | Reverse N | Minimum
Upper North | HUGHES GAP - CRYSTAL BROOK TEE SD32302 | Minimum Forecast | MW | 2028 |  | 33kV | Radial | None | Minimum
Upper North | CRYSTAL BROOK TEE - GLADSTONE SD32302 | Minimum Forecast | MW | 2028 |  | 33kV | Radial | None | Minimum
Upper North | GLADSTONE - CALTOWIE TEE SD32200 | Minimum Forecast | MW | 2028 | -9.8255 | 33kV | Radial | None | Minimum
Upper North | CALTOWIE TEE - CALTOWIE SD32200 | Minimum Forecast | MW | 2028 |  | 33kV | Radial | None | Minimum
Upper North | CALTOWIE TEE - PETERBOROUGH TEE SD32200 | Minimum Forecast | MW | 2028 |  | 33kV | Radial | None | Minimum
Upper North | PETERBOROUGH TEE - JAMESTOWN SD32200 | Minimum Forecast | MW | 2028 |  | 33kV | Radial | None | Minimum
Upper North | JAMESTOWN - TEROWIE TOWNSHIP SD32200 | Minimum Forecast | MW | 2028 |  | 33kV | Radial | None | Minimum
Upper North | PETERBOROUGH TEE - PETERBOROUGH SD32200 | Minimum Forecast | MW | 2028 |  | 33kV | Radial | None | Minimum
Upper North | BUNGAMA - PORT BROUGHTON TEE SD32400 | Minimum Forecast | MW | 2028 | -13.6752 | 33kV | Radial | Reverse N | Minimum
Upper North | PORT BROUGHTON TEE - PORT BROUGHTON SD32400 | Minimum Forecast | MW | 2028 |  | 33kV | Radial | None | Minimum
Upper North | PORT BROUGHTON TEE - BRINKWORTH TIE SD32400 | Minimum Forecast | MW | 2028 |  | 33kV | Radial | None | Minimum
Upper North | PORT BROUGHTON TEE - CRYSTAL BROOK TEE SD32400 | Minimum Forecast | MW | 2028 |  | 33kV | Radial | None | Minimum
Upper North | NEUROODLA - HAWKER SD59100 | Minimum Forecast | MW | 2028 | -0.24115 | 33kV | Radial | None | Minimum
Yorke Peninsula | HUMMOCKS DISTRIBUTION - NINNES TEE SD34400 | Minimum Forecast | MW | 2028 | -5.9625 | 33kV | Radial | None | Minimum
Yorke Peninsula | NINNES TEE - LOCHIEL SD34400 | Minimum Forecast | MW | 2028 |  | 33kV | Radial | None | Minimum
Yorke Peninsula | NINNES TEE - KAINTON TEE SD34400 | Minimum Forecast | MW | 2028 |  | 33kV | Radial | None | Minimum
Yorke Peninsula | KAINTON TEE - KAINTON SD34400 | Minimum Forecast | MW | 2028 |  | 33kV | Radial | None | Minimum
Yorke Peninsula | KAINTON TEE - PASKEVILLE SD34400 | Minimum Forecast | MW | 2028 |  | 33kV | Radial | None | Minimum
Yorke Peninsula | PASKEVILLE - KADINA EAST SD34405 | Minimum Forecast | MW | 2028 |  | 33kV | Radial | None | Minimum
Yorke Peninsula | HUMMOCKS DISTRIBUTION - PORT CLINTON SD34300 | Minimum Forecast | MW | 2028 | -0.71881 | 33kV | Radial | None | Minimum
Yorke Peninsula | PORT CLINTON - ARDROSSAN SD34300 | Minimum Forecast | MW | 2028 |  | 33kV | Radial | None | Minimum
Yorke Peninsula | HUMMOCKS DISTRIBUTION - FEDERATION CORNER SD34201 | Minimum Forecast | MW | 2028 | -3.6041 | 33kV | Radial | None | Minimum
Yorke Peninsula | FEDERATION CORNER - SWAMP ROAD SD34201 | Minimum Forecast | MW | 2028 |  | 33kV | Radial | None | Minimum
Yorke Peninsula | FEDERATION CORNER - PT WAKEFIELD TEE SD34201 | Minimum Forecast | MW | 2028 |  | 33kV | Radial | None | Minimum
Yorke Peninsula | PT WAKEFIELD TEE - SWAMP ROAD SD34201 | Minimum Forecast | MW | 2028 |  | 33kV | Radial | None | Minimum
Yorke Peninsula | SWAMP ROAD - PT WAKEFIELD FAR NORTH EAST SD34201 | Minimum Forecast | MW | 2028 |  | 33kV | Radial | None | Minimum
Yorke Peninsula | PT WAKEFIELD TEE - PT WAKEFIELD RURAL SD34201 | Minimum Forecast | MW | 2028 |  | 33kV | Radial | None | Minimum
Yorke Peninsula | PT WAKEFIELD RURAL - PT WAKEFIELD TOWN TEE SD34201 | Minimum Forecast | MW | 2028 |  | 33kV | Radial | None | Minimum
Yorke Peninsula | PT WAKEFIELD TOWN TEE - PT WAKEFIELD TOWN SD34201 | Minimum Forecast | MW | 2028 |  | 33kV | Radial | None | Minimum
Yorke Peninsula | PT WAKEFIELD TOWN TEE - PROOF RANGE SD34201 | Minimum Forecast | MW | 2028 |  | 33kV | Radial | None | Minimum
Yorke Peninsula | HUMMOCKS DISTRIBUTION - BOWMANS TEE SD34102 | Minimum Forecast | MW | 2028 | -9.1522 | 33kV | Radial | None | Minimum
Yorke Peninsula | BOWMANS TEE - PT WAKEFIELD RURAL SD34102 | Minimum Forecast | MW | 2028 |  | 33kV | Radial | None | Minimum
Yorke Peninsula | BOWMANS TEE - SAINTS SD34102 | Minimum Forecast | MW | 2028 |  | 33kV | Radial | None | Minimum
Yorke Peninsula | SAINTS - BALAKLAVA SD34102 | Minimum Forecast | MW | 2028 |  | 33kV | Radial | None | Minimum
Yorke Peninsula | BALAKLAVA - BALAKLAVA RURAL SD34102 | Minimum Forecast | MW | 2028 |  | 33kV | Radial | None | Minimum
Yorke Peninsula | BALAKLAVA - BALAKLAVA TOWNSHIP SD34102 | Minimum Forecast | MW | 2028 |  | 33kV | Radial | None | Minimum
Yorke Peninsula | KADINA EAST DISTRIBUTION - KADINA SD51102 | Minimum Forecast | MW | 2028 | -14.965 | 33kV | Radial | None | Minimum
Yorke Peninsula | KADINA EAST DISTRIBUTION - MOONTA TEE SD51200 | Minimum Forecast | MW | 2028 | -15.299 | 33kV | Radial | None | Minimum
Yorke Peninsula | MOONTA TEE - KADINA SD51200 | Minimum Forecast | MW | 2028 |  | 33kV | Radial | None | Minimum
Yorke Peninsula | MOONTA TEE - MOONTA SD51200 | Minimum Forecast | MW | 2028 |  | 33kV | Radial | N | Minimum
Yorke Peninsula | KADINA EAST DISTRIBUTION - WALLAROO TEE SD51300 | Minimum Forecast | MW | 2028 | -13.5227 | 33kV | Radial | None | Minimum
Yorke Peninsula | WALLAROO TEE - KADINA SD51300 | Minimum Forecast | MW | 2028 |  | 33kV | Radial | None | Minimum
Yorke Peninsula | WALLAROO TEE - WALLAROO SD51300 | Minimum Forecast | MW | 2028 |  | 33kV | Radial | None | Minimum
Yorke Peninsula | ARDROSSAN WEST DISTRIBUTION - MAITLAND SD35100 | Minimum Forecast | MW | 2028 | -2.4814 | 33kV | Radial | None | Minimum
Yorke Peninsula | ARDROSSAN WEST DISTRIBUTION - ARDROSSAN SD35201 | Minimum Forecast | MW | 2028 | -2.8036 | 33kV | Radial | None | Minimum
Yorke Peninsula | ARDROSSAN WEST DISTRIBUTION - ARDROSSAN BHP SD35200 | Minimum Forecast | MW | 2028 | -3.4921 | 33kV | Radial | None | Minimum
Yorke Peninsula | ARDROSSAN - ARDROSSAN BHP SD35200 | Minimum Forecast | MW | 2028 |  | 33kV | Radial | None | Minimum
Yorke Peninsula | ARDROSSAN BHP - PORT VINCENT SD35200 | Minimum Forecast | MW | 2028 |  | 33kV | Radial | None | Minimum
Yorke Peninsula | PORT VINCENT - MINLATON TEE SD35300 | Minimum Forecast | MW | 2028 | -0.5084 | 33kV | Radial | None | Minimum
Yorke Peninsula | MINLATON TEE - CURRAMULKA TEE SD35300 | Minimum Forecast | MW | 2028 |  | 33kV | Radial | None | Minimum
Yorke Peninsula | CURRAMULKA TEE - CURRAMULKA SD35300 | Minimum Forecast | MW | 2028 |  | 33kV | Radial | None | Minimum
Yorke Peninsula | CURRAMULKA TEE - MINLATON SD35300 | Minimum Forecast | MW | 2028 |  | 33kV | Radial | None | Minimum
Yorke Peninsula | MINLATON TEE - PT VINCENT RURAL SD35300 | Minimum Forecast | MW | 2028 |  | 33kV | Radial | None | Minimum
Yorke Peninsula | DALRYMPLE - STANSBURY TEE SD35400 | Minimum Forecast | MW | 2028 | -2.1254 | 33kV | Radial | None | Minimum
Yorke Peninsula | STANSBURY TEE - PORT GILES TEE SD35400 | Minimum Forecast | MW | 2028 |  | 33kV | Radial | None | Minimum
Yorke Peninsula | PORT GILES TEE - PORT GILES SD35400 | Minimum Forecast | MW | 2028 |  | 33kV | Radial | None | Minimum
Yorke Peninsula | STANSBURY TEE - STANSBURY SD35400 | Minimum Forecast | MW | 2028 |  | 33kV | Radial | None | Minimum
Yorke Peninsula | STANSBURY - PT VINCENT RURAL SD35403 | Minimum Forecast | MW | 2028 |  | 33kV | Radial | None | Minimum
Yorke Peninsula | DALRYMPLE - WOOL BAY RURAL SD35500 | Minimum Forecast | MW | 2028 | -4.616 | 33kV | Radial | None | Minimum
Yorke Peninsula | WOOL BAY RURAL - WOOL BAY SD35500 | Minimum Forecast | MW | 2028 |  | 33kV | Radial | None | Minimum
Yorke Peninsula | WOOL BAY RURAL - PORT GILES TEE SD35500 | Minimum Forecast | MW | 2028 |  | 33kV | Radial | None | Minimum
Yorke Peninsula | WOOL BAY - EDITHBURGH TEE SD35500 | Minimum Forecast | MW | 2028 |  | 33kV | Radial | None | Minimum
Yorke Peninsula | EDITHBURGH TEE - YORKETOWN SD35500 | Minimum Forecast | MW | 2028 |  | 33kV | Radial | None | Minimum
Yorke Peninsula | YORKETOWN - MARION BAY SD35500 | Minimum Forecast | MW | 2028 |  | 33kV | Radial | None | Minimum
Yorke Peninsula | EDITHBURGH TEE - EDITHBURGH SD35500 | Minimum Forecast | MW | 2028 |  | 33kV | Radial | None | Minimum
Metro West | ADELAIDE BRIGHTON CEMENT - PORT ADELAIDE SD1529 | Minimum Forecast | MW | 2029 | -23.4 | 66kV | Meshed | None | Minimum
Metro South | ALDINGA - WILLUNGA SD1674 | Minimum Forecast | MW | 2029 | -9.1 | 66kV | Meshed | None | Minimum
Metro North | ANGLE VALE - ANGLE VALE TEE SD1506A | Minimum Forecast | MW | 2029 | 4.8 | 66kV | Meshed | None | Minimum
Metro North | ANGLE VALE TEE - EVANSTON SD1506B | Minimum Forecast | MW | 2029 | 4.8 | 66kV | Meshed | None | Minimum
Metro North | ANGLE VALE TEE - VIRGINIA TEE SD2033 | Minimum Forecast | MW | 2029 | 0 | 66kV | Radial | None | Minimum
Metro West | ATHOL PARK - ATHOL PARK TEE SD1677A | Minimum Forecast | MW | 2029 | 12.8 | 66kV | Radial | None | Minimum
Metro West | BLACKPOOL - FULHAM GARDENS SD1639 | Minimum Forecast | MW | 2029 | -31.8 | 66kV | Meshed | None | Minimum
Metro North | BOLIVAR - ST KILDA SD2034 | Minimum Forecast | MW | 2029 | -7.2 | 66kV | Radial | None | Minimum
Metro East | CAMPBELLTOWN - MAGILL SD1661 | Minimum Forecast | MW | 2029 | 36.9 | 66kV | Meshed | None | Minimum
Metro West | CHELTENHAM - CROYDON PARK TEE SD1655A | Minimum Forecast | MW | 2029 | -12.5 | 66kV | Meshed | None | Minimum
Metro South | CITY WEST - KESWICK SD2013 | Minimum Forecast | MW | 2029 | -84.8 | 66kV | Meshed | None | Minimum
Metro East | CITY WEST - WHITMORE SQUARE SD2016 | Minimum Forecast | MW | 2029 | -28.2 | 66kV | Meshed | None | Minimum
Metro East | COROMANDEL PLACE - WHITMORE SQUARE SD1681 | Minimum Forecast | MW | 2029 | 25.2 | 66kV | Meshed | None | Minimum
Metro East | CROYDON - HINDLEY STREET TEE SD1659B | Minimum Forecast | MW | 2029 | 31.2 | 66kV | Meshed | None | Minimum
Metro West | CROYDON - KILKENNY SD1523 | Minimum Forecast | MW | 2029 | -5.8 | 66kV | Meshed | None | Minimum
Metro West | CROYDON PARK - CROYDON PARK TEE SD1655B | Minimum Forecast | MW | 2029 | -21.8 | 66kV | Meshed | None | Minimum
Metro West | CROYDON PARK TEE - CROYDON SD1655C | Minimum Forecast | MW | 2029 | -34.3 | 66kV | Meshed | None | Minimum
Metro North | DIREK - PARALOWIE SD2004 | Minimum Forecast | MW | 2029 | 9.2 | 66kV | Meshed | None | Minimum
Metro East | DRY CREEK - KILBURN SOUTH TEE SD1658A | Minimum Forecast | MW | 2029 | 13.7 | 66kV | Meshed | None | Minimum
Metro East | EAST TERRACE - COROMANDEL PLACE SD1680 | Minimum Forecast | MW | 2029 | 39.2 | 66kV | Meshed | None | Minimum
Metro East | EAST TERRACE - NORTH ADELAIDE SD1560 | Minimum Forecast | MW | 2029 | -7.2 | 66kV | Meshed | None | Minimum
Metro North | EDINBURGH - SALISBURY SD1688 | Minimum Forecast | MW | 2029 | -9.3 | 66kV | Meshed | None | Minimum
Metro North | ELIZABETH DOWNS - PENFIELD SD1508 | Minimum Forecast | MW | 2029 | 8.4 | 66kV | Meshed | None | Minimum
Metro North | ELIZABETH DOWNS - SMITHFIELD WEST SD1686 | Minimum Forecast | MW | 2029 | -24.9 | 66kV | Meshed | N-1 | Minimum
Metro North | ELIZABETH HEIGHTS - ELIZABETH DOWNS SD1501 | Minimum Forecast | MW | 2029 | -23.6 | 66kV | Meshed | None | Minimum
Metro North | ELIZABETH SOUTH - EDINBURGH SD1511 | Minimum Forecast | MW | 2029 | -10.9 | 66kV | Meshed | None | Minimum
Metro West | FINDON - FINDON TEE SD1520A | Minimum Forecast | MW | 2029 | -9.4 | 66kV | Meshed | None | Minimum
Metro West | FINDON TEE - FLINDERS PARK SD1520B | Minimum Forecast | MW | 2029 | -8.6 | 66kV | Meshed | None | Minimum
Metro West | FLINDERS PARK - NEW RICHMOND SD1521 | Minimum Forecast | MW | 2029 | 0.9 | 66kV | Meshed | None | Minimum
Metro West | FULHAM GARDENS - FINDON TEE SD1520C | Minimum Forecast | MW | 2029 | 0.8 | 66kV | Meshed | None | Minimum
Metro West | FULHAM GARDENS - HENLEY SOUTH #1 SD1519 | Minimum Forecast | MW | 2029 | -7.6 | 66kV | Meshed | None | Minimum
Metro West | FULHAM GARDENS - HENLEY SOUTH #2 SD1691 | Minimum Forecast | MW | 2029 | -7.6 | 66kV | Meshed | None | Minimum
Metro South | GLENELG NORTH TEE - GLENELG NORTH SD1584A | Minimum Forecast | MW | 2029 | 0 | 66kV | Meshed | None | Minimum
Metro South | GLENELG NORTH TEE - PLYMPTON SD1584B | Minimum Forecast | MW | 2029 | 28.5 | 66kV | Meshed | None | Minimum
Metro East | GOLDEN GROVE - INGLE FARM SD1647 | Minimum Forecast | MW | 2029 | 29.2 | 66kV | Meshed | None | Minimum
Metro South | HACKHAM - PORT NOARLUNGA SD1694A | Minimum Forecast | MW | 2029 | -26.4 | 66kV | Meshed | None | Minimum
Metro South | HAPPY VALLEY - HV/SAW TEE SD1591A | Minimum Forecast | MW | 2029 | -34.6 | 66kV | Meshed | None | Minimum
Metro South | HAPPY VALLEY - PANORAMA #1 SD1665 | Minimum Forecast | MW | 2029 | -15.3 | 66kV | Meshed | None | Minimum
Metro South | HAPPY VALLEY - PANORAMA #2 SD1666 | Minimum Forecast | MW | 2029 | -15.4 | 66kV | Meshed | None | Minimum
Metro South | HAPPY VALLEY - SEACOMBE #1 SD1566 | Minimum Forecast | MW | 2029 | -26.7 | 66kV | Meshed | None | Minimum
Metro South | HAPPY VALLEY - SEACOMBE #2 SD1590 | Minimum Forecast | MW | 2029 | -22.9 | 66kV | Meshed | None | Minimum
Metro East | HILLCREST - HOLDEN HILL SD1692 | Minimum Forecast | MW | 2029 | -12.2 | 66kV | Meshed | None | Minimum
Metro East | HINDLEY STREET - WHITMORE SQUARE SD1664 | Minimum Forecast | MW | 2029 | 7.6 | 66kV | Meshed | None | Minimum
Metro East | HINDLEY STREET TEE - HINDLEY STREET SD1659C | Minimum Forecast | MW | 2029 | 26.1 | 66kV | Meshed | None | Minimum
Metro East | HOLDEN HILL - CAMPBELLTOWN SD1660 | Minimum Forecast | MW | 2029 | 5.7 | 66kV | Meshed | None | Minimum
Metro East | HOLDEN HILL - HOPE VALLEY SD1554A | Minimum Forecast | MW | 2029 | -33.1 | 66kV | Meshed | None | Minimum
Metro East | HOPE VALLEY - TEA TREE GULLY SD1554B | Minimum Forecast | MW | 2029 | -19.4 | 66kV | Meshed | None | Minimum
Metro South | HV/SAW TEE - MORPHETT VALE EAST SD1591C | Minimum Forecast | MW | 2029 | 3.8 | 66kV | Meshed | None | Minimum
Metro East | KENT TOWN - KENT TOWN TEE SD1690 | Minimum Forecast | MW | 2029 | 6.7642 | 66kV | Meshed | None | Minimum
Metro South | KESWICK - CLARENCE GARDENS SD1671 | Minimum Forecast | MW | 2029 | -12.2778 | 66kV | Radial | None | Minimum
Metro South | KESWICK - NEW RICHMOND TEE SD1670A | Minimum Forecast | MW | 2029 | -44.1 | 66kV | Meshed | N-1 | Minimum
Metro South | KESWICK - WHITMORE SQUARE TEE SD1669A | Minimum Forecast | MW | 2029 | -28.6 | 66kV | Meshed | None | Minimum
Metro West | KILBURN - CAVAN SD2014 | Minimum Forecast | MW | 2029 | 0.8 | 66kV | Meshed | None | Minimum
Metro West | KILBURN - CROYDON PARK SD1531 | Minimum Forecast | MW | 2029 | -30.8 | 66kV | Meshed | None | Minimum
Metro East | KILBURN SOUTH TEE - KILBURN SOUTH SD1658B | Minimum Forecast | MW | 2029 | -5.886 | 66kV | Radial | None | Minimum
Metro East | KILBURN SOUTH TEE - PROSPECT SD1658C | Minimum Forecast | MW | 2029 | 19.2 | 66kV | Meshed | None | Minimum
Metro West | KILKENNY - WOODVILLE SD1675 | Minimum Forecast | MW | 2029 | -3.4 | 66kV | Meshed | None | Minimum
Metro South | KINGSWOOD - NORTH UNLEY SD1574 | Minimum Forecast | MW | 2029 | 23.7 | 66kV | Meshed | None | Minimum
Metro West | LARGS NORTH - ADELAIDE BRIGHTON CEMENT SD1654 | Minimum Forecast | MW | 2029 | -4.2 | 66kV | Meshed | None | Minimum
Metro West | LEFEVRE - BLACKPOOL SD1693 | Minimum Forecast | MW | 2029 | -21.7 | 66kV | Meshed | None | Minimum
Metro South | LINDEN PARK - LINDEN PARK TEE SD1662A | Minimum Forecast | MW | 2029 | 0 | 66kV | Meshed | None | Minimum
Metro South | LOWER MITCHAM - KINGSWOOD SD1563 | Minimum Forecast | MW | 2029 | 5.1 | 66kV | Meshed | None | Minimum
Metro East | MAGILL - BURNSIDE SD1556 | Minimum Forecast | MW | 2029 | -6.9483 | 66kV | Radial | None | Minimum
Metro East | MAGILL - KENT TOWN TEE SD1663A | Minimum Forecast | MW | 2029 | 6.7642 | 66kV | Meshed | None | Minimum
Metro East | MAGILL - NORWOOD SD1543 | Minimum Forecast | MW | 2029 | 6.8 | 66kV | Meshed | None | Minimum
Metro South | MAGILL - URAIDLA TEE SD1662B | Minimum Forecast | MW | 2029 | -28.9 | 66kV | Meshed | None | Minimum
Metro East | MAGILL - WOODFORDE 2 SD1678 | Minimum Forecast | MW | 2029 | -11 | 66kV | Radial | None | Minimum
Metro East | MAGILL - WOODFORDE 3 SD1679 | Minimum Forecast | MW | 2029 | -11.1 | 66kV | Radial | None | Minimum
Metro South | MCLAREN FLAT - WILLUNGA SD1594A | Minimum Forecast | MW | 2029 | -43.3 | 66kV | Meshed | N-1 | Minimum
Metro South | MORPHETT VALE EAST - CLARENDON SD1592 | Minimum Forecast | MW | 2029 | -2.7039 | 66kV | Radial | None | Minimum
Metro South | MORPHETT VALE EAST - HACKHAM SD1694B | Minimum Forecast | MW | 2029 | -39 | 66kV | Meshed | None | Minimum
Metro South | MORPHETT VALE EAST - MCLAREN FLAT SD1594B | Minimum Forecast | MW | 2029 | -47.5 | 66kV | Meshed | N-1 | Minimum
Metro South | MORPHETT VALE EAST - PORT STANVAC #1 SD1593 | Minimum Forecast | MW | 2029 | -26.3 | 66kV | Meshed | None | Minimum
Metro South | MORPHETT VALE EAST - PORT STANVAC #2 SD2010 | Minimum Forecast | MW | 2029 | -28.8 | 66kV | Meshed | None | Minimum
Metro South | MORPHETTVILLE - ASCOT PARK SD1586 | Minimum Forecast | MW | 2029 | -6.1 | 66kV | Meshed | None | Minimum
Metro South | MORPHETTVILLE - GLENELG NORTH TEE SD1584C | Minimum Forecast | MW | 2029 | 28.5 | 66kV | Meshed | None | Minimum
Metro South | MORPHETTVILLE - OAKLANDS SD1585 | Minimum Forecast | MW | 2029 | -14.1 | 66kV | Meshed | None | Minimum
Metro North | MUNNO PARA - ELIZABETH DOWNS SD2023 | Minimum Forecast | MW | 2029 | -15 | 66kV | Meshed | None | Minimum
Metro North | MUNNO PARA - EVANSTON SD1652 | Minimum Forecast | MW | 2029 | -29 | 66kV | Meshed | N-1 | Minimum
Metro West | NEW OSBORNE - BLACKPOOL SD1518 | Minimum Forecast | MW | 2029 | -19.4 | 66kV | Meshed | None | Minimum
Metro West | NEW OSBORNE - GLANVILLE SD1527 | Minimum Forecast | MW | 2029 | -36.6 | 66kV | Meshed | N-1 | Minimum
Metro West | NEW OSBORNE - LARGS NORTH SD1653 | Minimum Forecast | MW | 2029 | -13.5 | 66kV | Meshed | None | Minimum
Metro West | NEW OSBORNE - SMORGON STEEL RECYCLING SD1532A | Minimum Forecast | MW | 2029 | -1.5 | 66kV | Meshed | None | Minimum
Metro West | NEW RICHMOND - THEBARTON SD1516 | Minimum Forecast | MW | 2029 | 9.3 | 66kV | Meshed | None | Minimum
Metro South | NEW RICHMOND TEE - NEW RICHMOND SD1670B | Minimum Forecast | MW | 2029 | 0 | 66kV | Meshed | None | Minimum
Metro South | NEW RICHMOND TEE - PLYMPTON SD1670C | Minimum Forecast | MW | 2029 | -44.2 | 66kV | Meshed | None | Minimum
Metro South | NOARLUNGA CENTRE - PORT NOARLUNGA SD1668 | Minimum Forecast | MW | 2029 | -27.4 | 66kV | Meshed | None | Minimum
Metro East | NORTH ADELAIDE - HINDLEY STREET TEE SD1659A | Minimum Forecast | MW | 2029 | -5.1 | 66kV | Meshed | None | Minimum
Metro South | NORTH UNLEY - WHITMORE SQUARE TEE SD1669B | Minimum Forecast | MW | 2029 | 28.7 | 66kV | Meshed | N-1 | Minimum
Metro East | NORTHFIELD - CLEARVIEW SD1549 | Minimum Forecast | MW | 2029 | -18.0763 | 66kV | Radial | None | Minimum
Metro East | NORTHFIELD - DRY CREEK SD1657 | Minimum Forecast | MW | 2029 | 13.8 | 66kV | Meshed | None | Minimum
Metro East | NORTHFIELD - HARROW SD1535 | Minimum Forecast | MW | 2029 | -11.6551 | 66kV | Radial | None | Minimum
Metro East | NORTHFIELD - HILLCREST SD1534 | Minimum Forecast | MW | 2029 | -30.9 | 66kV | Meshed | None | Minimum
Metro East | NORTHFIELD - HOLDEN HILL SD1539 | Minimum Forecast | MW | 2029 | -32.6 | 66kV | Meshed | None | Minimum
Metro East | NORTHFIELD - INGLE FARM #1 SD1548 | Minimum Forecast | MW | 2029 | -25.6 | 66kV | Meshed | None | Minimum
Metro East | NORTHFIELD - INGLE FARM #2 SD2019 | Minimum Forecast | MW | 2029 | -26.7 | 66kV | Meshed | None | Minimum
Metro East | NORWOOD - EAST TERRACE SD1545 | Minimum Forecast | MW | 2029 | 53 | 66kV | Meshed | N-1 | Minimum
Metro East | NORWOOD - KENT TOWN SD1559 | Minimum Forecast | MW | 2029 | 0 | 66kV | Meshed | None | Minimum
Metro East | NORWOOD - LINDEN PARK SD1544 | Minimum Forecast | MW | 2029 | -19.8381 | 66kV | Meshed | None | Minimum
Metro South | PANORAMA - ASCOT PARK SD1587 | Minimum Forecast | MW | 2029 | -5.7 | 66kV | Meshed | None | Minimum
Metro South | PANORAMA - BLACKWOOD SD1572 | Minimum Forecast | MW | 2029 | -21.634 | 66kV | Radial | None | Minimum
Metro South | PANORAMA - CUDMORE PARK SD1573 | Minimum Forecast | MW | 2029 | -7.1181 | 66kV | Radial | None | Minimum
Metro South | PANORAMA - LINDEN PARK TEE SD1662C | Minimum Forecast | MW | 2029 | 29.1 | 66kV | Meshed | None | Minimum
Metro South | PANORAMA - LOWER MITCHAM SD1562 | Minimum Forecast | MW | 2029 | -3.9 | 66kV | Meshed | None | Minimum
Metro South | PANORAMA - TONSLEY EAST SD2035 | Minimum Forecast | MW | 2029 | -11.3 | 66kV | Meshed | None | Minimum
Metro North | PARA - ELIZABETH HEIGHTS SD1504 | Minimum Forecast | MW | 2029 | -34.1 | 66kV | Meshed | None | Minimum
Metro North | PARA - ELIZABETH SOUTH SD1503 | Minimum Forecast | MW | 2029 | -22.3 | 66kV | Meshed | None | Minimum
Metro North | PARAFIELD GARDENS - CAVAN SD1687 | Minimum Forecast | MW | 2029 | 0 | 66kV | Meshed | None | Minimum
Metro North | PARAFIELD GARDENS - SALISBURY SD1502 | Minimum Forecast | MW | 2029 | -17.9 | 66kV | Meshed | None | Minimum
Metro North | PARAFIELD GARDENS WEST - BOLIVAR SD1683 | Minimum Forecast | MW | 2029 | -12.3 | 66kV | Radial | None | Minimum
Metro North | PARAFIELD GARDENS WEST - PARAFIELD GARDENS SD1682 | Minimum Forecast | MW | 2029 | -39.5 | 66kV | Meshed | N-1 | Minimum
Metro North | PARAFIELD GARDENS WEST - PARALOWIE SD1510 | Minimum Forecast | MW | 2029 | -17.2 | 66kV | Meshed | None | Minimum
Metro North | PENFIELD - DIREK SD1685 | Minimum Forecast | MW | 2029 | 4.7 | 66kV | Meshed | None | Minimum
Metro North | PENFIELD - ELIZABETH SOUTH SD1509 | Minimum Forecast | MW | 2029 | 8.3 | 66kV | Meshed | None | Minimum
Metro South | PLYMPTON - GLENELG NORTH SD1583 | Minimum Forecast | MW | 2029 | -6.7 | 66kV | Meshed | None | Minimum
Metro West | PORT ADELAIDE - CHELTENHAM SD1646 | Minimum Forecast | MW | 2029 | -17.9 | 66kV | Meshed | None | Minimum
Metro West | PORT ADELAIDE NORTH - ATHOL PARK TEE SD1677B | Minimum Forecast | MW | 2029 | 2.7 | 66kV | Meshed | None | Minimum
Metro South | PORT NOARLUNGA - SEAFORD SD1676A | Minimum Forecast | MW | 2029 | -31.6 | 66kV | Meshed | N-1 | Minimum
Metro South | PORT STANVAC - LONSDALE SD1673 | Minimum Forecast | MW | 2029 | -5.3 | 66kV | Meshed | None | Minimum
Metro South | PORT STANVAC - NOARLUNGA CENTRE SD1667 | Minimum Forecast | MW | 2029 | -30.9 | 66kV | Meshed | None | Minimum
Metro East | PROSPECT - CROYDON SD2024 | Minimum Forecast | MW | 2029 | 31.2 | 66kV | Meshed | None | Minimum
Metro West | QUEENSTOWN - GLANVILLE SD1526 | Minimum Forecast | MW | 2029 | 27 | 66kV | Meshed | None | Minimum
Metro South | SEACOMBE - OAKLANDS SD1565 | Minimum Forecast | MW | 2029 | -1.7 | 66kV | Meshed | None | Minimum
Metro South | SEACOMBE - SHEIDOW PARK SD1672 | Minimum Forecast | MW | 2029 | -29.5 | 66kV | Meshed | None | Minimum
Metro South | SEAFORD - ALDINGA SD1676B | Minimum Forecast | MW | 2029 | -20.4 | 66kV | Meshed | N-1 | Minimum
Metro South | SHEIDOW PARK - LONSDALE SD2009 | Minimum Forecast | MW | 2029 | -11.3 | 66kV | Meshed | None | Minimum
Metro North | SMITHFIELD WEST - ANGLE VALE SD1650 | Minimum Forecast | MW | 2029 | -7.8 | 66kV | Meshed | None | Minimum
Metro West | SMORGON STEEL RECYCLING - PORT ADELAIDE NORTH SD1532B | Minimum Forecast | MW | 2029 | -1.5 | 66kV | Meshed | None | Minimum
Metro North | ST KILDA - VIRGINIA SD1684 | Minimum Forecast | MW | 2029 | -7.4 | 66kV | Radial | None | Minimum
Metro East | TEA TREE GULLY - GOLDEN GROVE SD1638 | Minimum Forecast | MW | 2029 | -0.6 | 66kV | Meshed | None | Minimum
Metro West | THEBARTON - CROYDON SD1522 | Minimum Forecast | MW | 2029 | 17.5 | 66kV | Meshed | None | Minimum
Metro South | TONSLEY EAST - TONSLEY PARK SD1588 | Minimum Forecast | MW | 2029 | -11.3 | 66kV | Meshed | None | Minimum
Metro South | TONSLEY PARK - SEACOMBE SD1564 | Minimum Forecast | MW | 2029 | -3 | 66kV | Meshed | None | Minimum
Metro West | TORRENS ISLAND - ATHOL PARK TEE SD1677C | Minimum Forecast | MW | 2029 | -15.5 | 66kV | Meshed | None | Minimum
Metro West | TORRENS ISLAND - KILBURN SD1656 | Minimum Forecast | MW | 2029 | -4.8 | 66kV | Meshed | None | Minimum
Metro South | URAIDLA TEE - LINDEN PARK TEE SD1662D | Minimum Forecast | MW | 2029 | -29 | 66kV | Meshed | None | Minimum
Metro North | VIRGINIA - VIRGINIA TEE SD2022A | Minimum Forecast | MW | 2029 | -5.6784 | 66kV | Radial | None | Minimum
Metro North | VIRGINIA TEE - TWO WELLS SD2022B | Minimum Forecast | MW | 2029 | -5.6784 | 66kV | Radial | None | Minimum
Metro East | WHITMORE SQUARE - KENT TOWN TEE SD1663B | Minimum Forecast | MW | 2029 | 0 | 66kV | Meshed | None | Minimum
Metro East | WHITMORE SQUARE - WHITMORE SQUARE TEE SD1669C | Minimum Forecast | MW | 2029 | 0 | 66kV | Meshed | None | Minimum
Metro West | WOODVILLE - FINDON SD1524 | Minimum Forecast | MW | 2029 | -16.7 | 66kV | Meshed | None | Minimum
Metro West | WOODVILLE - QUEENSTOWN SD1525 | Minimum Forecast | MW | 2029 | 17.4 | 66kV | Meshed | None | Minimum
Eastern Hills | MOUNT BARKER DISTRIBUTION - MOUNT BARKER SOUTH SD2012 | Minimum Forecast | MW | 2029 | 31.52 | 66kV | Meshed | None | Minimum
Eastern Hills | MOUNT BARKER DISTRIBUTION - BALHANNAH SD1598 | Minimum Forecast | MW | 2029 | -35.2192 | 66kV | Radial | None | Minimum
Eastern Hills | BALHANNAH - URAIDLA SD1599 | Minimum Forecast | MW | 2029 | -17.1617 | 66kV | Radial | None | Minimum
Eastern Hills | URAIDLA - MAGILL (METRO SOUTH TIE) SD1662E | Minimum Forecast | MW | 2029 | 0 | 66kV | Radial | None | Minimum
Eastern Hills | MOUNT BARKER DISTRIBUTION - HAHNDORF SD1596 | Minimum Forecast | MW | 2029 | -3.7269 | 66kV | Radial | None | Minimum
Eastern Hills | MOUNT BARKER SOUTH - MEADOWS SD1597 | Minimum Forecast | MW | 2029 | -7.0134 | 66kV | Radial | None | Minimum
Eastern Hills | MOUNT BARKER SOUTH - STRATHALBYN EAST TEE SD1601A | Minimum Forecast | MW | 2029 | -13.3971 | 66kV | Radial | None | Minimum
Eastern Hills | STRATHALBYN EAST TEE - STRATHALBYN SD1601B | Minimum Forecast | MW | 2029 |  | 66kV | Radial | None | Minimum
Eastern Hills | STRATHALBYN - BELVIDERE SD1602 | Minimum Forecast | MW | 2029 | -4.264 | 66kV | Radial | None | Minimum
Eastern Hills | BELVIDERE - MILANG SD1603 | Minimum Forecast | MW | 2029 |  | 66kV | Radial | None | Minimum
Eastern Hills | BELVIDERE - LANGHORNE CREEK SD1604 | Minimum Forecast | MW | 2029 |  | 66kV | Radial | None | Minimum
Eyre Peninsula | YADNARIE - CLEVE SD1609 | Minimum Forecast | MW | 2029 | -2.9129 | 66kV | Radial | None | Minimum
Eyre Peninsula | YADNARIE - RUDALL SD1610 | Minimum Forecast | MW | 2029 | -2.1079 | 66kV | Radial | None | Minimum
Eyre Peninsula | RUDALL - DARKE PEAK SD1611 | Minimum Forecast | MW | 2029 |  | 66kV | Radial | None | Minimum
Eyre Peninsula | DARKE PEAK - CARALUE SD1612 | Minimum Forecast | MW | 2029 |  | 66kV | Radial | None | Minimum
Eyre Peninsula | RUDALL - LOCK SD1613 | Minimum Forecast | MW | 2029 |  | 66kV | Radial | None | Minimum
Eyre Peninsula | LOCK - POLDA SD1614 | Minimum Forecast | MW | 2029 |  | 66kV | Radial | None | Minimum
Eyre Peninsula | WUDINNA - POLDA SD1615 | Minimum Forecast | MW | 2029 | -0.77156 | 66kV | Radial | None | Minimum
Eyre Peninsula | WUDINNA - MOORKITABIE SD1605 | Minimum Forecast | MW | 2029 | -7.6648 | 66kV | Radial | None | Minimum
Eyre Peninsula | MOORKITABIE - TARLTON SD1606 | Minimum Forecast | MW | 2029 |  | 66kV | Radial | None | Minimum
Eyre Peninsula | TARLTON - STREAKY BAY SD1607 | Minimum Forecast | MW | 2029 |  | 66kV | Radial | None | Minimum
Eyre Peninsula | TARLTON - CEDUNA SD1608 | Minimum Forecast | MW | 2029 |  | 66kV | Radial | None | Minimum
Riverland | NORTH WEST BEND - MORGAN TEE SD1616 | Minimum Forecast | MW | 2029 | -5.7867 | 66kV | Radial | None | Minimum
Riverland | MORGAN TEE - CORDOLA SD1617 | Minimum Forecast | MW | 2029 |  | 66kV | Radial | None | Minimum
Riverland | CORDOLA - ROONKA SD1618 | Minimum Forecast | MW | 2029 |  | 66kV | Radial | None | Minimum
Riverland | ROONKA - PORTEE SD1619 | Minimum Forecast | MW | 2029 |  | 66kV | Radial | None | Minimum
Riverland | PORTEE - SWAN REACH SD1620 | Minimum Forecast | MW | 2029 |  | 66kV | Radial | None | Minimum
Riverland | NORTH WEST BEND - CADELL SD1622 | Minimum Forecast | MW | 2029 | -5.082 | 66kV | Radial | None | Minimum
Riverland | CADELL - QUALCO SD1623 | Minimum Forecast | MW | 2029 |  | 66kV | Radial | None | Minimum
Riverland | QUALCO - RAMCO SD1624 | Minimum Forecast | MW | 2029 |  | 66kV | Radial | None | Minimum
Riverland | RAMCO - WAIKERIE SD1625 | Minimum Forecast | MW | 2029 |  | 66kV | Radial | None | Minimum
Riverland | BERRI - GLOSSOP SD1626 | Minimum Forecast | MW | 2029 | -4.2319 | 66kV | Radial | None | Minimum
Riverland | GLOSSOP - LOVEDAY SD1627 | Minimum Forecast | MW | 2029 |  | 66kV | Radial | None | Minimum
Riverland | LOVEDAY - WOOLPUNDA SD1628 | Minimum Forecast | MW | 2029 |  | 66kV | Radial | None | Minimum
Riverland | WOOLPUNDA - WAIKERIE SD1629 | Minimum Forecast | MW | 2029 |  | 66kV | Radial | None | Minimum
Riverland | BERRI - LOXTON SD1630 | Minimum Forecast | MW | 2029 | -5.8619 | 66kV | Radial | None | Minimum
Riverland | LOXTON - PYAP SD1631 | Minimum Forecast | MW | 2029 | -3.8225 | 66kV | Radial | None | Minimum
Riverland | BERRI - RENMARK SD1632 | Minimum Forecast | MW | 2029 | -13.5414 | 66kV | Radial | None | Minimum
Riverland | RENMARK - PARINGA SD1633 | Minimum Forecast | MW | 2029 | -0.9592 | 66kV | Radial | None | Minimum
Riverland | BERRI - LYRUP SD1634 | Minimum Forecast | MW | 2029 | -1.3841 | 66kV | Radial | None | Minimum
Metro South | WILLUNGA - MYPONGA SD1568 | Minimum Forecast | MW | 2029 | -38.983 | 66kV | Radial | None | Minimum
Metro South | MYPONGA - YANKALILLA SD1569 | Minimum Forecast | MW | 2029 |  | 66kV | Radial | None | Minimum
Metro South | YANKALILLA - CAPE JERVIS SD1689 | Minimum Forecast | MW | 2029 | -31.2764 | 66kV | Radial | None | Minimum
Metro South | WILLUNGA - SQUARE WATER HOLE SD1570 | Minimum Forecast | MW | 2029 | -37.2462 | 66kV | Radial | None | Minimum
Metro South | SQUARE WATER HOLE - VICTOR HARBOR SD1595 | Minimum Forecast | MW | 2029 | -20.2545 | 66kV | Radial | None | Minimum
Metro South | SQUARE WATER HOLE - GOOLWA SD1571 | Minimum Forecast | MW | 2029 | -13.9367 | 66kV | Radial | None | Minimum
Eastern Hills | BALHANNAH - WOODSIDE SD41100 | Minimum Forecast | MW | 2029 | -7.203 | 33kV | Radial | None | Minimum
Eastern Hills | BALHANNAH - VERDUN TEE SD41200 | Minimum Forecast | MW | 2029 | -4.4993 | 33kV | Radial | None | Minimum
Eastern Hills | VERDUN TEE - ALDGATE TEE SD41200 | Minimum Forecast | MW | 2029 |  | 33kV | Radial | None | Minimum
Eastern Hills | VERDUN TEE - MYLOR SD41200 | Minimum Forecast | MW | 2029 |  | 33kV | Radial | None | Minimum
Eastern Hills | BALHANNAH - NAIRNE TEE SD41300 | Minimum Forecast | MW | 2029 | -7.6518 | 33kV | Radial | None | Minimum
Eastern Hills | NAIRNE TEE - NAIRNE SD41300 | Minimum Forecast | MW | 2029 |  | 33kV | Radial | None | Minimum
Eastern Hills | NAIRNE TEE - BRUKUNGA SD41300 | Minimum Forecast | MW | 2029 |  | 33kV | Radial | None | Minimum
Eastern Hills | URAIDLA - PICCADILLY TEE SD42100 | Minimum Forecast | MW | 2029 | -7.0318 | 33kV | Radial | None | Minimum
Eastern Hills | PICCADILLY TEE - PICCADILLY EOL SD42100 | Minimum Forecast | MW | 2029 |  | 33kV | Radial | None | Minimum
Eastern Hills | PICCADILLY TEE - ALDGATE TEE SD42100 | Minimum Forecast | MW | 2029 |  | 33kV | Radial | None | Minimum
Eastern Hills | ALDGATE TEE - ALDGATE SD42100 | Minimum Forecast | MW | 2029 |  | 33kV | Radial | None | Minimum
Eastern Hills | ANGAS CREEK - BIRDWOOD TEE SD38100 | Minimum Forecast | MW | 2029 | -5.576 | 33kV | Radial | None | Minimum
Eastern Hills | BIRDWOOD TEE - GUMERACHA RURAL SD38100 | Minimum Forecast | MW | 2029 |  | 33kV | Radial | None | Minimum
Eastern Hills | BIRDWOOD TEE - BIRDWOOD SD38100 | Minimum Forecast | MW | 2029 |  | 33kV | Radial | None | Minimum
Eastern Hills | BIRDWOOD - MOUNT PLEASANT TEE SD38100 | Minimum Forecast | MW | 2029 |  | 33kV | Radial | None | Minimum
Eastern Hills | MOUNT PLEASANT TEE - PALMER RURAL SD38100 | Minimum Forecast | MW | 2029 |  | 33kV | Radial | None | Minimum
Eastern Hills | MOUNT PLEASANT TEE - MOUNT PLEASANT SD38100 | Minimum Forecast | MW | 2029 |  | 33kV | Radial | None | Minimum
Eastern Hills | ANGAS CREEK - ANGAS CREEK TEE SD38200 | Minimum Forecast | MW | 2029 | -9.57 | 33kV | Radial | None | Minimum
Eastern Hills | ANGAS CREEK TEE - LOBETHAL SD38200 | Minimum Forecast | MW | 2029 |  | 33kV | Radial | None | Minimum
Eastern Hills | LOBETHAL - WOODSIDE SD38200 | Minimum Forecast | MW | 2029 |  | 33kV | Radial | None | Minimum
Eastern Hills | ANGAS CREEK TEE - GUMERACHA WEIR SD38200 | Minimum Forecast | MW | 2029 |  | 33kV | Radial | None | Minimum
Eastern Hills | GUMERACHA WEIR - HOUGHTON SD38200 | Minimum Forecast | MW | 2029 |  | 33kV | Radial | None | Minimum
Eastern Hills | GUMERACHA WEIR - KERSBROOK SD38200 | Minimum Forecast | MW | 2029 |  | 33kV | Radial | None | Minimum
Eastern Hills | KERSBROOK - WILLIAMSTOWN SOUTH TEE SD38200 | Minimum Forecast | MW | 2029 |  | 33kV | Radial | None | Minimum
Eastern Hills | GUMERACHA WEIR - GUMERACHA RURAL SD38200 | Minimum Forecast | MW | 2029 |  | 33kV | Radial | None | Minimum
Eyre Peninsula | WHYALLA CENTRAL - WHYALLA CITY 1 SD56101 | Minimum Forecast | MW | 2029 | -6.4453 | 33kV | Radial | None | Minimum
Eyre Peninsula | WHYALLA CENTRAL - WHYALLA CITY 2 SD56102 | Minimum Forecast | MW | 2029 | -2.3 | 33kV | Radial | None | Minimum
Eyre Peninsula | WHYALLA CENTRAL - WHYALLA STUART SD56201 | Minimum Forecast | MW | 2029 | -5.959 | 33kV | Radial | None | Minimum
Eyre Peninsula | WHYALLA CENTRAL - WHYALLA NORTH TEE SD56301 | Minimum Forecast | MW | 2029 | -7.5 | 33kV | Radial | None | Minimum
Eyre Peninsula | WHYALLA NORTH TEE - WHYALLA TERMINAL SD56301 | Minimum Forecast | MW | 2029 |  | 33kV | Radial | None | Minimum
Eyre Peninsula | WHYALLA NORTH TEE - WHYALLA SOLAR SD56301 | Minimum Forecast | MW | 2029 |  | 33kV | Radial | None | Minimum
Eyre Peninsula | WHYALLA SOLAR - WHYALLA NORTH SD56301 | Minimum Forecast | MW | 2029 |  | 33kV | Radial | None | Minimum
Eyre Peninsula | PORT LINCOLN TERMINAL - PORT LINCOLN CITY TEE PL32 | Minimum Forecast | MW | 2029 | -4.4231 | 33kV | Radial | None | Minimum
Eyre Peninsula | PORT LINCOLN CITY TEE - PORT LINCOLN CITY PL32 | Minimum Forecast | MW | 2029 |  | 33kV | Radial | None | Minimum
Eyre Peninsula | PORT LINCOLN CITY TEE - PORT LINCOLN MARINA TEE PL32 | Minimum Forecast | MW | 2029 |  | 33kV | Radial | None | Minimum
Eyre Peninsula | PORT LINCOLN MARINA TEE - PORT LINCOLN DOCKS PL32 | Minimum Forecast | MW | 2029 |  | 33kV | Radial | None | Minimum
Eyre Peninsula | PORT LINCOLN MARINA TEE - PORT LINCOLN MARINA PL32 | Minimum Forecast | MW | 2029 |  | 33kV | Radial | None | Minimum
Eyre Peninsula | PORT LINCOLN TERMINAL - PORT LINCOLN CITY SD61101 | Minimum Forecast | MW | 2029 | -7.7642 | 33kV | Radial | None | Minimum
Eyre Peninsula | PORT LINCOLN TERMINAL - POONINDIE TEE PL34 | Minimum Forecast | MW | 2029 | -3.5606 | 33kV | Radial | None | Minimum
Eyre Peninsula | POONINDIE TEE - POONINDIE PL34 | Minimum Forecast | MW | 2029 |  | 33kV | Radial | None | Minimum
Eyre Peninsula | POONINDIE - POINT BOSTON PL34 | Minimum Forecast | MW | 2029 |  | 33kV | Radial | None | Minimum
Eyre Peninsula | POONINDIE TEE - TOD RIVER PL34 | Minimum Forecast | MW | 2029 |  | 33kV | Radial | None | Minimum
Eyre Peninsula | TOD RIVER - CUMMINS CM36 | Minimum Forecast | MW | 2029 | -1.0102 | 33kV | Radial | None | Minimum
Eyre Peninsula | TOD RIVER - TUMBY BAY CM35 | Minimum Forecast | MW | 2029 | -0.75766 | 33kV | Radial | None | Minimum
Eyre Peninsula | PORT LINCOLN TERMINAL - ULEY SOUTH TEE PL33 | Minimum Forecast | MW | 2029 | -1.8738 | 33kV | Radial | None | Minimum
Eyre Peninsula | ULEY SOUTH TEE - ULEY SOUTH PL33 | Minimum Forecast | MW | 2029 |  | 33kV | Radial | None | Minimum
Eyre Peninsula | ULEY SOUTH TEE - ULEY PL33 | Minimum Forecast | MW | 2029 |  | 33kV | Radial | None | Minimum
Eyre Peninsula | ULEY - COFFIN BAY PL33 | Minimum Forecast | MW | 2029 |  | 33kV | Radial | None | Minimum
Eyre Peninsula | CLEVE - COWELL SD53100 | Minimum Forecast | MW | 2029 | -0.0056074 | 33kV | Radial | None | Minimum
Eyre Peninsula | CLEVE - BOOTHBY SD55100 | Minimum Forecast | MW | 2029 | -0.22791 | 33kV | Radial | None | Minimum
Eyre Peninsula | BOOTHBY - PUMPING STATION ROAD SD55100 | Minimum Forecast | MW | 2029 |  | 33kV | Radial | None | Minimum
Eyre Peninsula | PUMPING STATION ROAD - ARNO BAY SD55100 | Minimum Forecast | MW | 2029 |  | 33kV | Radial | None | Minimum
Mid North | BRINKWORTH - YACKA TEE SD33100 | Minimum Forecast | MW | 2029 | -1.3601 | 33kV | Radial | None | Minimum
Mid North | YACKA TEE - YACKA RURAL SD33100 | Minimum Forecast | MW | 2029 |  | 33kV | Radial | None | Minimum
Mid North | YACKA TEE - SPALDING TEE SD33100 | Minimum Forecast | MW | 2029 |  | 33kV | Radial | None | Minimum
Mid North | SPALDING TEE - GEORGETOWN SD33100 | Minimum Forecast | MW | 2029 |  | 33kV | Radial | None | Minimum
Mid North | GEORGETOWN - GLADSTONE SD33100 | Minimum Forecast | MW | 2029 |  | 33kV | Radial | None | Minimum
Mid North | SPALDING TEE - SPALDING SD33100 | Minimum Forecast | MW | 2029 |  | 33kV | Radial | None | Minimum
Mid North | BRINKWORTH - MERRITON SD33300 | Minimum Forecast | MW | 2029 | -0.72313 | 33kV | Radial | None | Minimum
Mid North | BRINKWORTH - BRINKWORTH TEE SD33200 | Minimum Forecast | MW | 2029 | -1.8985 | 33kV | Radial | None | Minimum
Mid North | BRINKWORTH TEE - YACKA RURAL SD33200 | Minimum Forecast | MW | 2029 |  | 33kV | Radial | None | Minimum
Mid North | BRINKWORTH TEE - BLYTH TOWNSHIP SD33200 | Minimum Forecast | MW | 2029 |  | 33kV | Radial | None | Minimum
Mid North | BLYTH TOWNSHIP - CLARE NORTH TEE SD33200 | Minimum Forecast | MW | 2029 |  | 33kV | Radial | None | Minimum
Mid North | BLYTH TOWNSHIP - BALAKLAVA TOWNSHIP SD33200 | Minimum Forecast | MW | 2029 |  | 33kV | Radial | None | Minimum
Mid North | WATERLOO DISTRIBUTION - RIVERTON TEE SD36400 | Minimum Forecast | MW | 2029 | -2.8707 | 33kV | Radial | N | Minimum
Mid North | RIVERTON TEE - AUBURN TEE SD36400 | Minimum Forecast | MW | 2029 |  | 33kV | Radial | None | Minimum
Mid North | AUBURN TEE - AUBURN SD36400 | Minimum Forecast | MW | 2029 |  | 33kV | Radial | None | Minimum
Mid North | RIVERTON TEE - RIVERTON SD36400 | Minimum Forecast | MW | 2029 |  | 33kV | Radial | None | Minimum
Mid North | WATERLOO DISTRIBUTION - WATERLOO RURAL SD36201 | Minimum Forecast | MW | 2029 | -0.57174 | 33kV | Radial | None | Minimum
Mid North | WATERLOO RURAL - ROBERTSTOWN SD36201 | Minimum Forecast | MW | 2029 |  | 33kV | Radial | None | Minimum
Mid North | WATERLOO DISTRIBUTION - PORTERS LAGOON SD36101 | Minimum Forecast | MW | 2029 | 0.0065871 | 33kV | Radial | None | Minimum
Mid North | PORTERS LAGOON - HANSON SD36101 | Minimum Forecast | MW | 2029 |  | 33kV | Radial | None | Minimum
Mid North | WATERLOO DISTRIBUTION - WATERLOO TOWN SD36300 | Minimum Forecast | MW | 2029 | -2.0829 | 33kV | Radial | None | Minimum
Mid North | WATERLOO TOWN - EUDUNDA TEE SD36300 | Minimum Forecast | MW | 2029 |  | 33kV | Radial | None | Minimum
Mid North | EUDUNDA TEE - EUDUNDA SD36300 | Minimum Forecast | MW | 2029 |  | 33kV | Radial | None | Minimum
Mid North | EUDUNDA TEE - KAPUNDA RURAL SD36300 | Minimum Forecast | MW | 2029 |  | 33kV | Radial | None | Minimum
Mid North | TEMPLERS - WASLEYS SD37402 | Minimum Forecast | MW | 2029 | -3.157 | 33kV | Radial | None | Minimum
Mid North | WASLEYS - MALLALA SD37402 | Minimum Forecast | MW | 2029 |  | 33kV | Radial | None | Minimum
Mid North | TEMPLERS - HAMLEY BRIDGE SD37101 | Minimum Forecast | MW | 2029 | -1.9195 | 33kV | Radial | None | Minimum
Mid North | HAMLEY BRIDGE - BALAKLAVA RURAL SD37102 | Minimum Forecast | MW | 2029 | -2.4724 | 33kV | Radial | None | Minimum
Mid North | TEMPLERS - FREELING NORTH TEE SD37200 | Minimum Forecast | MW | 2029 | -6.8707 | 33kV | Radial | None | Minimum
Mid North | FREELING NORTH TEE - KAPUNDA RURAL SD37200 | Minimum Forecast | MW | 2029 |  | 33kV | Radial | N | Minimum
Mid North | TEMPLERS - DAVEYSTON TOWNSHIP SD37301 | Minimum Forecast | MW | 2029 | -0.28154 | 33kV | Radial | None | Minimum
Mid North | TEMPLERS - GAWLER BELT TEE SD37501 | Minimum Forecast | MW | 2029 | -7.4169 | 33kV | Radial | None | Minimum
Mid North | GAWLER BELT TEE - EVANSTON SD60101 | Minimum Forecast | MW | 2029 | 0 | 33kV | Radial | None | Minimum
Mid North | DORRIEN - NURIOOTPA TEE SD52100 | Minimum Forecast | MW | 2029 | -7.0818 | 33kV | Radial | N | Minimum
Mid North | NURIOOTPA TEE - NURIOOTPA SD52100 | Minimum Forecast | MW | 2029 |  | 33kV | Radial | None | Minimum
Mid North | NURIOOTPA TEE - STOCKWELL SD52100 | Minimum Forecast | MW | 2029 |  | 33kV | Radial | None | Minimum
Mid North | DORRIEN - ANGASTON NO 1 SD52201 | Minimum Forecast | MW | 2029 | -14.8464 | 33kV | Meshed | None | Minimum
Mid North | DORRIEN - ANGASTON NO 2 SD52202 | Minimum Forecast | MW | 2029 | -14.3 | 33kV | Meshed | None | Minimum
Mid North | DORRIEN - BAROSSA SOUTH SD52300 | Minimum Forecast | MW | 2029 | -7.4929 | 33kV | Radial | None | Minimum
Mid North | BAROSSA SOUTH TEE - LYNDOCH TEE SD52300 | Minimum Forecast | MW | 2029 |  | 33kV | Radial | None | Minimum
Mid North | LYNDOCH TEE - LYNDOCH SD52300 | Minimum Forecast | MW | 2029 |  | 33kV | Radial | None | Minimum
Mid North | LYNDOCH TEE - SANDY CREEK TEE SD52300 | Minimum Forecast | MW | 2029 |  | 33kV | Radial | None | Minimum
Mid North | SANDY CREEK TEE - SANDY CREEK SD52300 | Minimum Forecast | MW | 2029 |  | 33kV | Radial | None | Minimum
Mid North | SANDY CREEK TEE - EVANSTON TEE SD52300 | Minimum Forecast | MW | 2029 |  | 33kV | Radial | None | Minimum
Mid North | LYNDOCH - WILLIAMSTOWN SD52300 | Minimum Forecast | MW | 2029 |  | 33kV | Radial | None | Minimum
Mid North | WILLIAMSTOWN - WILLIAMSTOWN SOUTH TEE SD52300 | Minimum Forecast | MW | 2029 |  | 33kV | Radial | None | Minimum
Mid North | WILLIAMSTOWN SOUTH TEE - WILLIAMSTOWN SOUTH SD52300 | Minimum Forecast | MW | 2029 |  | 33kV | Radial | None | Minimum
Mid North | WILLIAMSTOWN SOUTH TEE - ANGAS CREEK TIE SD52300 | Minimum Forecast | MW | 2029 |  | 33kV | Radial | None | Minimum
Mid North | CLARE NORTH - CLARE NO 1 SD57101 | Minimum Forecast | MW | 2029 | -12.4054 | 33kV | Meshed | None | Minimum
Mid North | CLARE NORTH - CLARE NORTH TEE SD57102 | Minimum Forecast | MW | 2029 | -10.1 | 33kV | Meshed | None | Minimum
Mid North | CLARE NORTH TEE - CLARE NO 2 SD57102 | Minimum Forecast | MW | 2029 |  | 33kV | Meshed | None | Minimum
Mid North | CLARE - FARRELL FLAT SD57100 | Minimum Forecast | MW | 2029 | -1.3528 | 33kV | Radial | None | Minimum
Mid North | FARRELL FLAT - WATERLOO TIE SD57100 | Minimum Forecast | MW | 2029 |  | 33kV | Radial | None | Minimum
Mid North | FARRELL FLAT - BURRA SD57100 | Minimum Forecast | MW | 2029 |  | 33kV | Radial | None | Minimum
Murraylands | MANNUM - PALMER TEE SD39200 | Minimum Forecast | MW | 2029 | -1.2807 | 33kV | Radial | None | Minimum
Murraylands | PALMER TEE - MANNUM ROAD RANDELL ROAD INT SD39200 | Minimum Forecast | MW | 2029 |  | 33kV | Radial | None | Minimum
Murraylands | PALMER TEE - CAMBRAI TEE SD39200 | Minimum Forecast | MW | 2029 |  | 33kV | Radial | None | Minimum
Murraylands | CAMBRAI TEE - CAMBRAI SD39200 | Minimum Forecast | MW | 2029 |  | 33kV | Radial | None | Minimum
Murraylands | CAMBRAI TEE - PALMER RURAL SD39200 | Minimum Forecast | MW | 2029 |  | 33kV | Radial | None | Minimum
Murraylands | MANNUM - TEAL FLAT TEE SD39100 | Minimum Forecast | MW | 2029 | -4.6524 | 33kV | Radial | None | Minimum
Murraylands | TEAL FLAT TEE - TEAL FLAT SD39100 | Minimum Forecast | MW | 2029 |  | 33kV | Radial | None | Minimum
Murraylands | TEAL FLAT TEE - SWAN REACH SD39100 | Minimum Forecast | MW | 2029 |  | 33kV | Radial | None | Minimum
Murraylands | MANNUM - CALOOTE TEE SD39300 | Minimum Forecast | MW | 2029 | -13.375 | 33kV | Radial | None | Minimum
Murraylands | CALOOTE TEE - CALOOTE SD39300 | Minimum Forecast | MW | 2029 |  | 33kV | Radial | None | Minimum
Murraylands | CALOOTE TEE - MOBILONG TIE SD39300 | Minimum Forecast | MW | 2029 |  | 33kV | Radial | None | Minimum
Murraylands | MANNUM - MANNUM RURAL SD39300 | Minimum Forecast | MW | 2029 |  | 33kV | Radial | None | Minimum
Murraylands | MANNUM RURAL - MANNUM TOWN TEE SD39300 | Minimum Forecast | MW | 2029 |  | 33kV | Radial | None | Minimum
Murraylands | MANNUM TOWN TEE - MANNUM ROAD RANDELL ROAD INT SD39300 | Minimum Forecast | MW | 2029 |  | 33kV | Radial | None | Minimum
Murraylands | MANNUM TOWN TEE - PELLARING FLAT TEE SD39300 | Minimum Forecast | MW | 2029 |  | 33kV | Radial | None | Minimum
Murraylands | PELLARING FLAT TEE - MANNUM TOWN SD39300 | Minimum Forecast | MW | 2029 |  | 33kV | Radial | None | Minimum
Murraylands | MOBILONG DISTRIBUTION - MOBILONG SD43100 | Minimum Forecast | MW | 2029 | -11.0403 | 33kV | Radial | None | Minimum
Murraylands | MOBILONG - MOBILONG TEE SD43100 | Minimum Forecast | MW | 2029 |  | 33kV | Radial | None | Minimum
Murraylands | MOBILONG TEE - MYPOLONGA TIE SD43100 | Minimum Forecast | MW | 2029 |  | 33kV | Radial | None | Minimum
Murraylands | MOBILONG TEE - MURRAY BRIDGE NORTH TEE SD43100 | Minimum Forecast | MW | 2029 |  | 33kV | Radial | None | Minimum
Murraylands | MURRAY BRIDGE NORTH TEE - MURRAY BRIDGE NORTH SD43100 | Minimum Forecast | MW | 2029 |  | 33kV | Radial | None | Minimum
Murraylands | MURRAY BRIDGE NORTH TEE - MURRAY BRIDGE SOUTH TEE SD43100 | Minimum Forecast | MW | 2029 |  | 33kV | Radial | None | Minimum
Murraylands | MURRAY BRIDGE SOUTH TEE - MURRAY BRIDGE SOUTH SD43100 | Minimum Forecast | MW | 2029 |  | 33kV | Radial | None | Minimum
Murraylands | MURRAY BRIDGE SOUTH TEE - MURRAY BRIDGE TOWNSHIP SD43100 | Minimum Forecast | MW | 2029 |  | 33kV | Radial | None | Minimum
Murraylands | MOBILONG DISTRIBUTION - MOBILONG SD43200 | Minimum Forecast | MW | 2029 | -6.0403 | 33kV | Radial | None | Minimum
Murraylands | MOBILONG - MONARTO TEE SD43200 | Minimum Forecast | MW | 2029 |  | 33kV | Radial | None | Minimum
Murraylands | MONARTO TEE - MURRAY BRIDGE NORTH SD43200 | Minimum Forecast | MW | 2029 |  | 33kV | Radial | None | Minimum
Murraylands | MONARTO TEE - MONARTO SOUTH TEE SD43200 | Minimum Forecast | MW | 2029 |  | 33kV | Radial | None | Minimum
Murraylands | MONARTO SOUTH TEE - MONARTO SOUTH SD43200 | Minimum Forecast | MW | 2029 |  | 33kV | Radial | None | Minimum
Murraylands | MONARTO SOUTH TEE - MONARTO CENTRAL SD43200 | Minimum Forecast | MW | 2029 |  | 33kV | Radial | None | Minimum
Murraylands | MOBILONG DISTRIBUTION - MOBILONG SD43300 | Minimum Forecast | MW | 2029 | -5.7019 | 33kV | Radial | None | Minimum
Murraylands | MOBILONG - PALLAMANA TEE SD43300 | Minimum Forecast | MW | 2029 |  | 33kV | Radial | None | Minimum
Murraylands | PALLAMANA TEE - MYPOLONGA TEE SD43300 | Minimum Forecast | MW | 2029 |  | 33kV | Radial | None | Minimum
Murraylands | MYPOLONGA TEE - MYPOLONGA SD43300 | Minimum Forecast | MW | 2029 |  | 33kV | Radial | None | Minimum
Murraylands | MYPOLONGA - MYPOLONGA EOL SD43300 | Minimum Forecast | MW | 2029 |  | 33kV | Radial | None | Minimum
Murraylands | MYPOLONGA TEE - CALOOTE TEE SD43300 | Minimum Forecast | MW | 2029 |  | 33kV | Radial | None | Minimum
Murraylands | TAILEM BEND - PUMP STATION TEE SD40101 | Minimum Forecast | MW | 2029 | -6.5063 | 33kV | Radial | None | Minimum
Murraylands | PUMP STATION TEE - TAILEM BEND RURAL SD40101 | Minimum Forecast | MW | 2029 |  | 33kV | Radial | None | Minimum
Murraylands | TAILEM BEND RURAL - TAILEM BEND EOL SD40101 | Minimum Forecast | MW | 2029 |  | 33kV | Radial | None | Minimum
Murraylands | PUMP STATION TEE - TAILEM BEND TOWN TEE SD40101 | Minimum Forecast | MW | 2029 |  | 33kV | Radial | None | Minimum
Murraylands | TAILEM BEND TOWN TEE - TAILEM BEND TOWN SD40101 | Minimum Forecast | MW | 2029 |  | 33kV | Radial | None | Minimum
Murraylands | TAILEM BEND TOWN TEE - JERVOIS SD40101 | Minimum Forecast | MW | 2029 |  | 33kV | Radial | None | Minimum
Murraylands | JERVOIS - JERVOIS FLAT 1 TEE SD40102 | Minimum Forecast | MW | 2029 |  | 33kV | Radial | None | Minimum
Murraylands | JERVOIS FLAT 1 TEE - JERVOIS FLAT 2 TEE SD40102 | Minimum Forecast | MW | 2029 |  | 33kV | Radial | None | Minimum
Murraylands | JERVOIS FLAT 2 TEE - WOODS POINT SD40102 | Minimum Forecast | MW | 2029 |  | 33kV | Radial | None | Minimum
Murraylands | WOODS POINT - WHITE SANDS TEE SD40103 | Minimum Forecast | MW | 2029 |  | 33kV | Radial | None | Minimum
Murraylands | WHITE SANDS TEE - WHITE SANDS SD40103 | Minimum Forecast | MW | 2029 |  | 33kV | Radial | None | Minimum
Murraylands | WHITE SANDS TEE - MURRAY BRIDGE TOWNSHIP SD40103 | Minimum Forecast | MW | 2029 |  | 33kV | Radial | None | Minimum
Murraylands | TAILEM BEND - SUBSTATION ROAD TEE SD40200 | Minimum Forecast | MW | 2029 | -1.3407 | 33kV | Radial | None | Minimum
Murraylands | SUBSTATION ROAD TEE - SUBSTATION ROAD SD40200 | Minimum Forecast | MW | 2029 |  | 33kV | Radial | None | Minimum
Murraylands | SUBSTATION ROAD TEE - MALLEE HWY SD40200 | Minimum Forecast | MW | 2029 |  | 33kV | Radial | None | Minimum
Murraylands | MALLEE HWY - MOORLANDS SWER SD40200 | Minimum Forecast | MW | 2029 |  | 33kV | Radial | None | Minimum
Murraylands | MALLEE HWY - ELWOMPLE SD40200 | Minimum Forecast | MW | 2029 |  | 33kV | Radial | None | Minimum
Murraylands | MOORLANDS SWER - COOMANDOOK SD40200 | Minimum Forecast | MW | 2029 |  | 33kV | Radial | None | Minimum
Murraylands | COOMANDOOK - COONALPYN SD40200 | Minimum Forecast | MW | 2029 |  | 33kV | Radial | None | Minimum
Murraylands | COONALPYN - BINNIES TEE SD40300 | Minimum Forecast | MW | 2029 | -0.88266 | 33kV | Radial | N | Minimum
Murraylands | BINNIES TEE - BINNIES SD40300 | Minimum Forecast | MW | 2029 |  | 33kV | Radial | None | Minimum
Murraylands | BINNIES TEE - MENINGIE SD40300 | Minimum Forecast | MW | 2029 |  | 33kV | Radial | None | Minimum
Murraylands | MENINGIE - CAMPBELL PARK TEE SD40400 | Minimum Forecast | MW | 2029 | -0.18159 | 33kV | Radial | None | Minimum
Murraylands | CAMPBELL PARK TEE - CAMPBELL PARK SD40400 | Minimum Forecast | MW | 2029 |  | 33kV | Radial | None | Minimum
Murraylands | CAMPBELL PARK TEE - NARRUNG SD40400 | Minimum Forecast | MW | 2029 |  | 33kV | Radial | None | Minimum
Murraylands | TAILEM BEND - SHERLOCK SD40501 | Minimum Forecast | MW | 2029 | -1.7055 | 33kV | Radial | None | Minimum
Murraylands | SHERLOCK - KAROONDA SD40502 | Minimum Forecast | MW | 2029 | -1.247 | 33kV | Radial | None | Minimum
Murraylands | SHERLOCK - GERANIUM SD40600 | Minimum Forecast | MW | 2029 | -0.94088 | 33kV | Radial | N | Minimum
Murraylands | GERANIUM - LAMEROO SD40700 | Minimum Forecast | MW | 2029 |  | 33kV | Radial | N | Minimum
Murraylands | LAMEROO - LAMEROO RURAL SD40800 | Minimum Forecast | MW | 2029 | -0.27149 | 33kV | Radial | N | Minimum
Murraylands | LAMEROO RURAL - PARILLA TEE SD40800 | Minimum Forecast | MW | 2029 |  | 33kV | Radial | N | Minimum
Murraylands | PARILLA TEE - PARILLA SD40800 | Minimum Forecast | MW | 2029 |  | 33kV | Radial | None | Minimum
Murraylands | PARILLA TEE - PINNAROO SD40800 | Minimum Forecast | MW | 2029 |  | 33kV | Radial | None | Minimum
Riverland | PARINGA - MURTHO LX21 | Minimum Forecast | MW | 2029 | -0.016089 | 33kV | Radial | N | Minimum
Riverland | MURTHO - LINDSAY PT TEE LX21 | Minimum Forecast | MW | 2029 |  | 33kV | Radial | None | Minimum
Riverland | LINDSAY PT TEE - BORDER CLIFFS LX21 | Minimum Forecast | MW | 2029 |  | 33kV | Radial | None | Minimum
Riverland | LINDSAY PT TEE - VIC BORDER LX21 | Minimum Forecast | MW | 2029 |  | 33kV | Radial | None | Minimum
Riverland | SWAN REACH - SWAN REACH FILTRATION TEE SD39400 | Minimum Forecast | MW | 2029 | -0.93616 | 33kV | Radial | None | Minimum
Riverland | SWAN REACH FILTRATION TEE - SWAN REACH TOWN SD39400 | Minimum Forecast | MW | 2029 |  | 33kV | Radial | None | Minimum
South East | KEITH - COONALPYN SD45101 | Minimum Forecast | MW | 2029 | -0.31115 | 33kV | Radial | None | Minimum
South East | KEITH - PADTHAWAY SD45300 | Minimum Forecast | MW | 2029 | -0.61968 | 33kV | Radial | None | Minimum
South East | KEITH - WIRREGA SD45201 | Minimum Forecast | MW | 2029 | -2.3867 | 33kV | Radial | N | Minimum
South East | WIRREGA - BORDERTOWN SD45202 | Minimum Forecast | MW | 2029 |  | 33kV | Radial | N | Minimum
South East | SNUGGERY RURAL - MILLICENT SD49100 | Minimum Forecast | MW | 2029 | -11.9034 | 33kV | Radial | None | Minimum
South East | MILLICENT - SOUTH END TEE SD49100 | Minimum Forecast | MW | 2029 |  | 33kV | Radial | None | Minimum
South East | SOUTH END TEE - SOUTH END SD49100 | Minimum Forecast | MW | 2029 |  | 33kV | Radial | None | Minimum
South East | SOUTH END TEE - HATHERLEIGH TOWNSHIP TEE SD49100 | Minimum Forecast | MW | 2029 |  | 33kV | Radial | None | Minimum
South East | HATHERLEIGH TOWNSHIP TEE - HATHERLEIGH TOWNSHIP SD49100 | Minimum Forecast | MW | 2029 |  | 33kV | Radial | None | Minimum
South East | HATHERLEIGH TOWNSHIP TEE - HATHERLEIGH SD49100 | Minimum Forecast | MW | 2029 |  | 33kV | Radial | None | Minimum
South East | HATHERLEIGH - BEACHPORT TEE SD49200 | Minimum Forecast | MW | 2029 |  | 33kV | Radial | None | Minimum
South East | BEACHPORT TEE - BEACHPORT SD49200 | Minimum Forecast | MW | 2029 |  | 33kV | Radial | None | Minimum
South East | BEACHPORT TEE - ROBE SD49200 | Minimum Forecast | MW | 2029 |  | 33kV | Radial | N | Minimum
South East | SNUGGERY RURAL - MOUNT BURR SD49500 | Minimum Forecast | MW | 2029 | -0.76537 | 33kV | Radial | None | Minimum
South East | MOUNT BURR - KALANGADOO TEE SD49500 | Minimum Forecast | MW | 2029 |  | 33kV | Radial | None | Minimum
South East | KALANGADOO TEE - KALANGADOO SD49500 | Minimum Forecast | MW | 2029 |  | 33kV | Radial | None | Minimum
South East | KALANGADOO TEE - KALANGADOO RURAL SD49500 | Minimum Forecast | MW | 2029 |  | 33kV | Radial | None | Minimum
South East | BLANCHE - MOUNT GAMBIER WEST SD48101 | Minimum Forecast | MW | 2029 | -0.543 | 33kV | Radial | None | Minimum
South East | BLUE LAKE TEE - MOUNT GAMBIER SD48104 | Minimum Forecast | MW | 2029 | 0.021872 | 33kV | Radial | None | Minimum
South East | BLANCHE - LAKESIDE TEE SD48100 | Minimum Forecast | MW | 2029 | -3.5438 | 33kV | Radial | None | Minimum
South East | LAKESIDE TEE - GLENCOE TEE SD48100 | Minimum Forecast | MW | 2029 |  | 33kV | Radial | None | Minimum
South East | GLENCOE TEE - TANTANOOLA SD48100 | Minimum Forecast | MW | 2029 |  | 33kV | Radial | None | Minimum
South East | GLENCOE TEE - MOUNT GAMBIER SD48100 | Minimum Forecast | MW | 2029 |  | 33kV | Radial | None | Minimum
South East | BLANCHE - KONGORONG TEE SD48200 | Minimum Forecast | MW | 2029 | -1.7084 | 33kV | Radial | None | Minimum
South East | KONGORONG TEE - KONGORONG SD48200 | Minimum Forecast | MW | 2029 |  | 33kV | Radial | None | Minimum
South East | KONGORONG TEE - MOUNT SCHANK SD48200 | Minimum Forecast | MW | 2029 |  | 33kV | Radial | None | Minimum
South East | MOUNT SCHANK - ALLENDALE EAST SD48200 | Minimum Forecast | MW | 2029 |  | 33kV | Radial | None | Minimum
South East | MOUNT GAMBIER - TARPEENA SOUTH TEE SD47101 | Minimum Forecast | MW | 2029 | 0.13282 | 33kV | Radial | None | Minimum
South East | TARPEENA SOUTH TEE - MOUNT GAMBIER SD47101 | Minimum Forecast | MW | 2029 |  | 33kV | Radial | None | Minimum
South East | TARPEENA SOUTH TEE - TARPEENA SOUTH SD47101 | Minimum Forecast | MW | 2029 |  | 33kV | Radial | None | Minimum
South East | KINCRAIG - LUCINDALE SD46201 | Minimum Forecast | MW | 2029 | -0.91193 | 33kV | Radial | None | Minimum
South East | LUCINDALE - KINGSTON SE SD46201 | Minimum Forecast | MW | 2029 |  | 33kV | Radial | None | Minimum
South East | KINCRAIG - NARACOORTE SD46300 | Minimum Forecast | MW | 2029 | -7.5957 | 33kV | Radial | None | Minimum
South East | NARACOORTE - NARACOORTE EAST TEE SD46100 | Minimum Forecast | MW | 2029 | -4.7663 | 33kV | Radial | None | Minimum
South East | NARACOORTE EAST TEE - NARACOORTE EAST SD46100 | Minimum Forecast | MW | 2029 |  | 33kV | Radial | None | Minimum
South East | NARACOORTE EAST TEE - PADTHAWAY SD46100 | Minimum Forecast | MW | 2029 |  | 33kV | Radial | None | Minimum
South East | KINCRAIG - STRUAN RURAL SD46400 | Minimum Forecast | MW | 2029 | -4.8968 | 33kV | Radial | None | Minimum
South East | STRUAN RURAL - GLENROY RURAL SD46400 | Minimum Forecast | MW | 2029 |  | 33kV | Radial | None | Minimum
South East | PENOLA WEST - PENOLA TEE SD58200 | Minimum Forecast | MW | 2029 | -2.5297 | 33kV | Radial | None | Minimum
South East | PENOLA TEE - GLENROY RURAL SD58200 | Minimum Forecast | MW | 2029 |  | 33kV | Radial | N | Minimum
South East | PENOLA WEST - PENOLA TEE SD58101 | Minimum Forecast | MW | 2029 | -0.26525 | 33kV | Radial | None | Minimum
South East | PENOLA TEE - SAFRIES TEE SD58101 | Minimum Forecast | MW | 2029 |  | 33kV | Radial | None | Minimum
South East | SAFRIES TEE - KALANGADOO NANGWARRY TEE SD58101 | Minimum Forecast | MW | 2029 |  | 33kV | Radial | None | Minimum
South East | KALANGADOO NANGWARRY TEE - NANGWARRY TEE SD58101 | Minimum Forecast | MW | 2029 |  | 33kV | Radial | None | Minimum
South East | NANGWARRY TEE - NANGWARRY SD58101 | Minimum Forecast | MW | 2029 |  | 33kV | Radial | None | Minimum
South East | KALANGADOO NANGWARRY TEE - KALANGADOO RURAL SD58101 | Minimum Forecast | MW | 2029 |  | 33kV | Radial | None | Minimum
South East | NANGWARRY TEE - MOUNT GAMBIER SD58101 | Minimum Forecast | MW | 2029 |  | 33kV | Radial | None | Minimum
Metro South | WILLUNGA - MCLAREN VALE SD44400 | Minimum Forecast | MW | 2029 | -1.8957 | 33kV | Radial | None | Minimum
Metro South | YANKALILLA - HAY FLAT SD44200 | Minimum Forecast | MW | 2029 | -0.97904 | 33kV | Radial | None | Minimum
Metro South | HAY FLAT - RAPID BAY TEE SD44200 | Minimum Forecast | MW | 2029 |  | 33kV | Radial | None | Minimum
Metro South | RAPID BAY TEE - RAPID BAY SD44200 | Minimum Forecast | MW | 2029 |  | 33kV | Radial | None | Minimum
Metro South | RAPID BAY TEE - CAPE JERVIS SD44200 | Minimum Forecast | MW | 2029 |  | 33kV | Radial | None | Minimum
Metro South | CAPE JERVIS - CUTTLEFISH BAY SD44301 | Minimum Forecast | MW | 2029 | -4.0423 | 33kV | Radial | None | Minimum
Metro South | FISHERY BEACH BACKUP - CUTTLEFISH BAY BACKUP SD44301 | Minimum Forecast | MW | 2029 |  | 33kV | Radial | None | Minimum
Metro South | CUTTLEFISH BAY - PENNESHAW SD44301 | Minimum Forecast | MW | 2029 |  | 33kV | Radial | None | Minimum
Metro South | PENNESHAW - AMERICAN RIVER SD44300 | Minimum Forecast | MW | 2029 |  | 33kV | Radial | None | Minimum
Metro South | AMERICAN RIVER - KINGSCOTE TEE SD44300 | Minimum Forecast | MW | 2029 |  | 33kV | Radial | N | Minimum
Metro South | KINGSCOTE TEE - MACGILLIVRAY SD44300 | Minimum Forecast | MW | 2029 |  | 33kV | Radial | None | Minimum
Metro South | KINGSCOTE TEE - KINGSCOTE SD44300 | Minimum Forecast | MW | 2029 |  | 33kV | Radial | None | Minimum
Upper North | DAVENPORT WEST - PORT AUGUSTA NO1 SD54101 | Minimum Forecast | MW | 2029 | -8.953 | 33kV | Meshed | None | Minimum
Upper North | DAVENPORT WEST - PORT AUGUSTA TEE SD54102 | Minimum Forecast | MW | 2029 | -3.7596 | 33kV | Meshed | None | Minimum
Upper North | PORT AUGUSTA NO2 - PORT AUGUSTA TEE SD54102 | Minimum Forecast | MW | 2029 |  | 33kV | Meshed | None | Minimum
Upper North | PORT AUGUSTA TEE - PORT AUGUSTA WEST TEE SD54102 | Minimum Forecast | MW | 2029 |  | 33kV | Radial | None | Minimum
Upper North | PORT AUGUSTA WEST TEE - PORT AUGUSTA WEST SD54102 | Minimum Forecast | MW | 2029 |  | 33kV | Radial | None | Minimum
Upper North | PORT AUGUSTA WEST TEE - PANDURRA TEE SD54102 | Minimum Forecast | MW | 2029 |  | 33kV | Radial | None | Minimum
Upper North | PANDURRA TEE - BOOKALOO SD54102 | Minimum Forecast | MW | 2029 |  | 33kV | Radial | None | Minimum
Upper North | PANDURRA TEE - PANDURRA SD54102 | Minimum Forecast | MW | 2029 |  | 33kV | Radial | None | Minimum
Upper North | DAVENPORT WEST - AUGUSTA HWY SD54300 | Minimum Forecast | MW | 2029 | -7.552 | 33kV | Radial | None | Minimum
Upper North | AUGUSTA HWY - STIRLING NORTH SD54300 | Minimum Forecast | MW | 2029 |  | 33kV | Radial | None | Minimum
Upper North | STIRLING NORTH - QUORN SD54300 | Minimum Forecast | MW | 2029 |  | 33kV | Radial | None | Minimum
Upper North | DAVENPORT WEST - PT PATERSON SD54400 | Minimum Forecast | MW | 2029 | 0.69769 | 33kV | Radial | None | Minimum
Upper North | BAROOTA - BAROOTA TOWN TEE SD31100 | Minimum Forecast | MW | 2029 | -10.6375 | 33kV | Radial | None | Minimum
Upper North | BAROOTA TOWN TEE - BAROOTA TOWN SD31100 | Minimum Forecast | MW | 2029 |  | 33kV | Radial | None | Minimum
Upper North | BAROOTA TOWN TEE - BAROOTA TEE SD31100 | Minimum Forecast | MW | 2029 |  | 33kV | Radial | None | Minimum
Upper North | BAROOTA TEE - NAPPERBY BUNGAMA SD31100 | Minimum Forecast | MW | 2029 |  | 33kV | Radial | None | Minimum
Upper North | BAROOTA TEE - MURRAYTOWN SD31100 | Minimum Forecast | MW | 2029 |  | 33kV | Radial | None | Minimum
Upper North | MURRAYTOWN - WIRRABARA FOREST TEE SD31200 | Minimum Forecast | MW | 2029 | -0.43531 | 33kV | Radial | None | Minimum
Upper North | WIRRABARA FOREST TEE - WIRRABARA FOREST SD31200 | Minimum Forecast | MW | 2029 |  | 33kV | Radial | None | Minimum
Upper North | WIRRABARA FOREST TEE - GLADSTONE SD31200 | Minimum Forecast | MW | 2029 |  | 33kV | Radial | None | Minimum
Upper North | MURRAYTOWN - ORROROO SD31300 | Minimum Forecast | MW | 2029 | -1.9129 | 33kV | Radial | None | Minimum
Upper North | MURRAYTOWN - WILMINGTON SD31400 | Minimum Forecast | MW | 2029 |  | 33kV | Radial | None | Minimum
Upper North | BUNGAMA - PORT PIRIE SOUTH SD32101 | Minimum Forecast | MW | 2029 | -5.3398 | 33kV | Meshed | None | Minimum
Upper North | PORT PIRIE SOUTH - PORT PIRIE SD32102 | Minimum Forecast | MW | 2029 | -17.8488 | 33kV | Meshed | None | Minimum
Upper North | BUNGAMA - PORT PIRIE SD32103 | Minimum Forecast | MW | 2029 | 2.893 | 33kV | Meshed | None | Minimum
Upper North | BUNGAMA - HUGHES GAP SD32301 | Minimum Forecast | MW | 2029 | -24.7533 | 33kV | Radial | Reverse N | Minimum
Upper North | HUGHES GAP - CRYSTAL BROOK TEE SD32302 | Minimum Forecast | MW | 2029 |  | 33kV | Radial | None | Minimum
Upper North | CRYSTAL BROOK TEE - GLADSTONE SD32302 | Minimum Forecast | MW | 2029 |  | 33kV | Radial | None | Minimum
Upper North | GLADSTONE - CALTOWIE TEE SD32200 | Minimum Forecast | MW | 2029 | -10.191 | 33kV | Radial | None | Minimum
Upper North | CALTOWIE TEE - CALTOWIE SD32200 | Minimum Forecast | MW | 2029 |  | 33kV | Radial | None | Minimum
Upper North | CALTOWIE TEE - PETERBOROUGH TEE SD32200 | Minimum Forecast | MW | 2029 |  | 33kV | Radial | None | Minimum
Upper North | PETERBOROUGH TEE - JAMESTOWN SD32200 | Minimum Forecast | MW | 2029 |  | 33kV | Radial | None | Minimum
Upper North | JAMESTOWN - TEROWIE TOWNSHIP SD32200 | Minimum Forecast | MW | 2029 |  | 33kV | Radial | None | Minimum
Upper North | PETERBOROUGH TEE - PETERBOROUGH SD32200 | Minimum Forecast | MW | 2029 |  | 33kV | Radial | None | Minimum
Upper North | BUNGAMA - PORT BROUGHTON TEE SD32400 | Minimum Forecast | MW | 2029 | -13.8868 | 33kV | Radial | Reverse N | Minimum
Upper North | PORT BROUGHTON TEE - PORT BROUGHTON SD32400 | Minimum Forecast | MW | 2029 |  | 33kV | Radial | None | Minimum
Upper North | PORT BROUGHTON TEE - BRINKWORTH TIE SD32400 | Minimum Forecast | MW | 2029 |  | 33kV | Radial | None | Minimum
Upper North | PORT BROUGHTON TEE - CRYSTAL BROOK TEE SD32400 | Minimum Forecast | MW | 2029 |  | 33kV | Radial | None | Minimum
Upper North | NEUROODLA - HAWKER SD59100 | Minimum Forecast | MW | 2029 | -0.27943 | 33kV | Radial | None | Minimum
Yorke Peninsula | HUMMOCKS DISTRIBUTION - NINNES TEE SD34400 | Minimum Forecast | MW | 2029 | -6.0563 | 33kV | Radial | None | Minimum
Yorke Peninsula | NINNES TEE - LOCHIEL SD34400 | Minimum Forecast | MW | 2029 |  | 33kV | Radial | None | Minimum
Yorke Peninsula | NINNES TEE - KAINTON TEE SD34400 | Minimum Forecast | MW | 2029 |  | 33kV | Radial | None | Minimum
Yorke Peninsula | KAINTON TEE - KAINTON SD34400 | Minimum Forecast | MW | 2029 |  | 33kV | Radial | None | Minimum
Yorke Peninsula | KAINTON TEE - PASKEVILLE SD34400 | Minimum Forecast | MW | 2029 |  | 33kV | Radial | None | Minimum
Yorke Peninsula | PASKEVILLE - KADINA EAST SD34405 | Minimum Forecast | MW | 2029 |  | 33kV | Radial | None | Minimum
Yorke Peninsula | HUMMOCKS DISTRIBUTION - PORT CLINTON SD34300 | Minimum Forecast | MW | 2029 | -0.77129 | 33kV | Radial | None | Minimum
Yorke Peninsula | PORT CLINTON - ARDROSSAN SD34300 | Minimum Forecast | MW | 2029 |  | 33kV | Radial | None | Minimum
Yorke Peninsula | HUMMOCKS DISTRIBUTION - FEDERATION CORNER SD34201 | Minimum Forecast | MW | 2029 | -3.6454 | 33kV | Radial | None | Minimum
Yorke Peninsula | FEDERATION CORNER - SWAMP ROAD SD34201 | Minimum Forecast | MW | 2029 |  | 33kV | Radial | None | Minimum
Yorke Peninsula | FEDERATION CORNER - PT WAKEFIELD TEE SD34201 | Minimum Forecast | MW | 2029 |  | 33kV | Radial | None | Minimum
Yorke Peninsula | PT WAKEFIELD TEE - SWAMP ROAD SD34201 | Minimum Forecast | MW | 2029 |  | 33kV | Radial | None | Minimum
Yorke Peninsula | SWAMP ROAD - PT WAKEFIELD FAR NORTH EAST SD34201 | Minimum Forecast | MW | 2029 |  | 33kV | Radial | None | Minimum
Yorke Peninsula | PT WAKEFIELD TEE - PT WAKEFIELD RURAL SD34201 | Minimum Forecast | MW | 2029 |  | 33kV | Radial | None | Minimum
Yorke Peninsula | PT WAKEFIELD RURAL - PT WAKEFIELD TOWN TEE SD34201 | Minimum Forecast | MW | 2029 |  | 33kV | Radial | None | Minimum
Yorke Peninsula | PT WAKEFIELD TOWN TEE - PT WAKEFIELD TOWN SD34201 | Minimum Forecast | MW | 2029 |  | 33kV | Radial | None | Minimum
Yorke Peninsula | PT WAKEFIELD TOWN TEE - PROOF RANGE SD34201 | Minimum Forecast | MW | 2029 |  | 33kV | Radial | None | Minimum
Yorke Peninsula | HUMMOCKS DISTRIBUTION - BOWMANS TEE SD34102 | Minimum Forecast | MW | 2029 | -9.3182 | 33kV | Radial | None | Minimum
Yorke Peninsula | BOWMANS TEE - PT WAKEFIELD RURAL SD34102 | Minimum Forecast | MW | 2029 |  | 33kV | Radial | None | Minimum
Yorke Peninsula | BOWMANS TEE - SAINTS SD34102 | Minimum Forecast | MW | 2029 |  | 33kV | Radial | None | Minimum
Yorke Peninsula | SAINTS - BALAKLAVA SD34102 | Minimum Forecast | MW | 2029 |  | 33kV | Radial | None | Minimum
Yorke Peninsula | BALAKLAVA - BALAKLAVA RURAL SD34102 | Minimum Forecast | MW | 2029 |  | 33kV | Radial | None | Minimum
Yorke Peninsula | BALAKLAVA - BALAKLAVA TOWNSHIP SD34102 | Minimum Forecast | MW | 2029 |  | 33kV | Radial | None | Minimum
Yorke Peninsula | KADINA EAST DISTRIBUTION - KADINA SD51102 | Minimum Forecast | MW | 2029 | -15.3108 | 33kV | Radial | None | Minimum
Yorke Peninsula | KADINA EAST DISTRIBUTION - MOONTA TEE SD51200 | Minimum Forecast | MW | 2029 | -15.5694 | 33kV | Radial | None | Minimum
Yorke Peninsula | MOONTA TEE - KADINA SD51200 | Minimum Forecast | MW | 2029 |  | 33kV | Radial | None | Minimum
Yorke Peninsula | MOONTA TEE - MOONTA SD51200 | Minimum Forecast | MW | 2029 |  | 33kV | Radial | N | Minimum
Yorke Peninsula | KADINA EAST DISTRIBUTION - WALLAROO TEE SD51300 | Minimum Forecast | MW | 2029 | -13.7102 | 33kV | Radial | None | Minimum
Yorke Peninsula | WALLAROO TEE - KADINA SD51300 | Minimum Forecast | MW | 2029 |  | 33kV | Radial | None | Minimum
Yorke Peninsula | WALLAROO TEE - WALLAROO SD51300 | Minimum Forecast | MW | 2029 |  | 33kV | Radial | None | Minimum
Yorke Peninsula | ARDROSSAN WEST DISTRIBUTION - MAITLAND SD35100 | Minimum Forecast | MW | 2029 | -2.6463 | 33kV | Radial | None | Minimum
Yorke Peninsula | ARDROSSAN WEST DISTRIBUTION - ARDROSSAN SD35201 | Minimum Forecast | MW | 2029 | -2.9076 | 33kV | Radial | None | Minimum
Yorke Peninsula | ARDROSSAN WEST DISTRIBUTION - ARDROSSAN BHP SD35200 | Minimum Forecast | MW | 2029 | -3.6694 | 33kV | Radial | None | Minimum
Yorke Peninsula | ARDROSSAN - ARDROSSAN BHP SD35200 | Minimum Forecast | MW | 2029 |  | 33kV | Radial | None | Minimum
Yorke Peninsula | ARDROSSAN BHP - PORT VINCENT SD35200 | Minimum Forecast | MW | 2029 |  | 33kV | Radial | None | Minimum
Yorke Peninsula | PORT VINCENT - MINLATON TEE SD35300 | Minimum Forecast | MW | 2029 | -0.59656 | 33kV | Radial | None | Minimum
Yorke Peninsula | MINLATON TEE - CURRAMULKA TEE SD35300 | Minimum Forecast | MW | 2029 |  | 33kV | Radial | None | Minimum
Yorke Peninsula | CURRAMULKA TEE - CURRAMULKA SD35300 | Minimum Forecast | MW | 2029 |  | 33kV | Radial | None | Minimum
Yorke Peninsula | CURRAMULKA TEE - MINLATON SD35300 | Minimum Forecast | MW | 2029 |  | 33kV | Radial | None | Minimum
Yorke Peninsula | MINLATON TEE - PT VINCENT RURAL SD35300 | Minimum Forecast | MW | 2029 |  | 33kV | Radial | None | Minimum
Yorke Peninsula | DALRYMPLE - STANSBURY TEE SD35400 | Minimum Forecast | MW | 2029 | -2.1846 | 33kV | Radial | None | Minimum
Yorke Peninsula | STANSBURY TEE - PORT GILES TEE SD35400 | Minimum Forecast | MW | 2029 |  | 33kV | Radial | None | Minimum
Yorke Peninsula | PORT GILES TEE - PORT GILES SD35400 | Minimum Forecast | MW | 2029 |  | 33kV | Radial | None | Minimum
Yorke Peninsula | STANSBURY TEE - STANSBURY SD35400 | Minimum Forecast | MW | 2029 |  | 33kV | Radial | None | Minimum
Yorke Peninsula | STANSBURY - PT VINCENT RURAL SD35403 | Minimum Forecast | MW | 2029 |  | 33kV | Radial | None | Minimum
Yorke Peninsula | DALRYMPLE - WOOL BAY RURAL SD35500 | Minimum Forecast | MW | 2029 | -4.8764 | 33kV | Radial | None | Minimum
Yorke Peninsula | WOOL BAY RURAL - WOOL BAY SD35500 | Minimum Forecast | MW | 2029 |  | 33kV | Radial | None | Minimum
Yorke Peninsula | WOOL BAY RURAL - PORT GILES TEE SD35500 | Minimum Forecast | MW | 2029 |  | 33kV | Radial | None | Minimum
Yorke Peninsula | WOOL BAY - EDITHBURGH TEE SD35500 | Minimum Forecast | MW | 2029 |  | 33kV | Radial | None | Minimum
Yorke Peninsula | EDITHBURGH TEE - YORKETOWN SD35500 | Minimum Forecast | MW | 2029 |  | 33kV | Radial | None | Minimum
Yorke Peninsula | YORKETOWN - MARION BAY SD35500 | Minimum Forecast | MW | 2029 |  | 33kV | Radial | None | Minimum
Yorke Peninsula | EDITHBURGH TEE - EDITHBURGH SD35500 | Minimum Forecast | MW | 2029 |  | 33kV | Radial | None | Minimum
Metro West | ADELAIDE BRIGHTON CEMENT - PORT ADELAIDE SD1529 | Reverse Normal Rating | MVA | 2025 | -127 | 66kV | Meshed | None | Minimum
Metro South | ALDINGA - WILLUNGA SD1674 | Reverse Normal Rating | MVA | 2025 | -84 | 66kV | Meshed | None | Minimum
Metro North | ANGLE VALE - ANGLE VALE TEE SD1506A | Reverse Normal Rating | MVA | 2025 | -61 | 66kV | Meshed | None | Minimum
Metro North | ANGLE VALE TEE - EVANSTON SD1506B | Reverse Normal Rating | MVA | 2025 | -61 | 66kV | Meshed | None | Minimum
Metro North | ANGLE VALE TEE - VIRGINIA TEE SD2033 | Reverse Normal Rating | MVA | 2025 | -137 | 66kV | Radial | None | Minimum
Metro West | ATHOL PARK - ATHOL PARK TEE SD1677A | Reverse Normal Rating | MVA | 2025 | -53 | 66kV | Radial | None | Minimum
Metro West | BLACKPOOL - FULHAM GARDENS SD1639 | Reverse Normal Rating | MVA | 2025 | -127 | 66kV | Meshed | None | Minimum
Metro North | BOLIVAR - ST KILDA SD2034 | Reverse Normal Rating | MVA | 2025 | -60 | 66kV | Radial | None | Minimum
Metro East | CAMPBELLTOWN - MAGILL SD1661 | Reverse Normal Rating | MVA | 2025 | -127 | 66kV | Meshed | None | Minimum
Metro West | CHELTENHAM - CROYDON PARK TEE SD1655A | Reverse Normal Rating | MVA | 2025 | -128 | 66kV | Meshed | None | Minimum
Metro South | CITY WEST - KESWICK SD2013 | Reverse Normal Rating | MVA | 2025 | -300 | 66kV | Meshed | None | Minimum
Metro East | CITY WEST - WHITMORE SQUARE SD2016 | Reverse Normal Rating | MVA | 2025 | -300 | 66kV | Meshed | None | Minimum
Metro East | COROMANDEL PLACE - WHITMORE SQUARE SD1681 | Reverse Normal Rating | MVA | 2025 | -155 | 66kV | Meshed | None | Minimum
Metro East | CROYDON - HINDLEY STREET TEE SD1659B | Reverse Normal Rating | MVA | 2025 | -128 | 66kV | Meshed | None | Minimum
Metro West | CROYDON - KILKENNY SD1523 | Reverse Normal Rating | MVA | 2025 | -127 | 66kV | Meshed | None | Minimum
Metro West | CROYDON PARK - CROYDON PARK TEE SD1655B | Reverse Normal Rating | MVA | 2025 | -137 | 66kV | Meshed | None | Minimum
Metro West | CROYDON PARK TEE - CROYDON SD1655C | Reverse Normal Rating | MVA | 2025 | -128 | 66kV | Meshed | None | Minimum
Metro North | DIREK - PARALOWIE SD2004 | Reverse Normal Rating | MVA | 2025 | -127 | 66kV | Meshed | None | Minimum
Metro East | DRY CREEK - KILBURN SOUTH TEE SD1658A | Reverse Normal Rating | MVA | 2025 | -128 | 66kV | Meshed | None | Minimum
Metro East | EAST TERRACE - COROMANDEL PLACE SD1680 | Reverse Normal Rating | MVA | 2025 | -155 | 66kV | Meshed | None | Minimum
Metro East | EAST TERRACE - NORTH ADELAIDE SD1560 | Reverse Normal Rating | MVA | 2025 | -81 | 66kV | Meshed | None | Minimum
Metro North | EDINBURGH - SALISBURY SD1688 | Reverse Normal Rating | MVA | 2025 | -127 | 66kV | Meshed | None | Minimum
Metro North | ELIZABETH DOWNS - PENFIELD SD1508 | Reverse Normal Rating | MVA | 2025 | -137 | 66kV | Meshed | None | Minimum
Metro North | ELIZABETH DOWNS - SMITHFIELD WEST SD1686 | Reverse Normal Rating | MVA | 2025 | -83 | 66kV | Meshed | N-1 | Minimum
Metro North | ELIZABETH HEIGHTS - ELIZABETH DOWNS SD1501 | Reverse Normal Rating | MVA | 2025 | -109 | 66kV | Meshed | None | Minimum
Metro North | ELIZABETH SOUTH - EDINBURGH SD1511 | Reverse Normal Rating | MVA | 2025 | -127 | 66kV | Meshed | None | Minimum
Metro West | FINDON - FINDON TEE SD1520A | Reverse Normal Rating | MVA | 2025 | -137 | 66kV | Meshed | None | Minimum
Metro West | FINDON TEE - FLINDERS PARK SD1520B | Reverse Normal Rating | MVA | 2025 | -128 | 66kV | Meshed | None | Minimum
Metro West | FLINDERS PARK - NEW RICHMOND SD1521 | Reverse Normal Rating | MVA | 2025 | -70 | 66kV | Meshed | None | Minimum
Metro West | FULHAM GARDENS - FINDON TEE SD1520C | Reverse Normal Rating | MVA | 2025 | -128 | 66kV | Meshed | None | Minimum
Metro West | FULHAM GARDENS - HENLEY SOUTH #1 SD1519 | Reverse Normal Rating | MVA | 2025 | -61 | 66kV | Meshed | None | Minimum
Metro West | FULHAM GARDENS - HENLEY SOUTH #2 SD1691 | Reverse Normal Rating | MVA | 2025 | -61 | 66kV | Meshed | None | Minimum
Metro South | GLENELG NORTH TEE - GLENELG NORTH SD1584A | Reverse Normal Rating | MVA | 2025 | -66 | 66kV | Meshed | None | Minimum
Metro South | GLENELG NORTH TEE - PLYMPTON SD1584B | Reverse Normal Rating | MVA | 2025 | -127 | 66kV | Meshed | None | Minimum
Metro East | GOLDEN GROVE - INGLE FARM SD1647 | Reverse Normal Rating | MVA | 2025 | -127 | 66kV | Meshed | None | Minimum
Metro South | HACKHAM - PORT NOARLUNGA SD1694A | Reverse Normal Rating | MVA | 2025 | -127 | 66kV | Meshed | None | Minimum
Metro South | HAPPY VALLEY - HV/SAW TEE SD1591A | Reverse Normal Rating | MVA | 2025 | -128 | 66kV | Meshed | None | Minimum
Metro South | HAPPY VALLEY - PANORAMA #1 SD1665 | Reverse Normal Rating | MVA | 2025 | -125 | 66kV | Meshed | None | Minimum
Metro South | HAPPY VALLEY - PANORAMA #2 SD1666 | Reverse Normal Rating | MVA | 2025 | -126 | 66kV | Meshed | None | Minimum
Metro South | HAPPY VALLEY - SEACOMBE #1 SD1566 | Reverse Normal Rating | MVA | 2025 | -109 | 66kV | Meshed | None | Minimum
Metro South | HAPPY VALLEY - SEACOMBE #2 SD1590 | Reverse Normal Rating | MVA | 2025 | -119 | 66kV | Meshed | None | Minimum
Metro East | HILLCREST - HOLDEN HILL SD1692 | Reverse Normal Rating | MVA | 2025 | -127 | 66kV | Meshed | None | Minimum
Metro East | HINDLEY STREET - WHITMORE SQUARE SD1664 | Reverse Normal Rating | MVA | 2025 | -125 | 66kV | Meshed | None | Minimum
Metro East | HINDLEY STREET TEE - HINDLEY STREET SD1659C | Reverse Normal Rating | MVA | 2025 | -81 | 66kV | Meshed | None | Minimum
Metro East | HOLDEN HILL - CAMPBELLTOWN SD1660 | Reverse Normal Rating | MVA | 2025 | -127 | 66kV | Meshed | None | Minimum
Metro East | HOLDEN HILL - HOPE VALLEY SD1554A | Reverse Normal Rating | MVA | 2025 | -127 | 66kV | Meshed | None | Minimum
Metro East | HOPE VALLEY - TEA TREE GULLY SD1554B | Reverse Normal Rating | MVA | 2025 | -127 | 66kV | Meshed | None | Minimum
Metro South | HV/SAW TEE - MORPHETT VALE EAST SD1591C | Reverse Normal Rating | MVA | 2025 | -127 | 66kV | Meshed | None | Minimum
Metro East | KENT TOWN - KENT TOWN TEE SD1690 | Reverse Normal Rating | MVA | 2025 | -65 | 66kV | Meshed | None | Minimum
Metro South | KESWICK - CLARENCE GARDENS SD1671 | Reverse Normal Rating | MVA | 2025 | -52 | 66kV | Radial | None | Minimum
Metro South | KESWICK - NEW RICHMOND TEE SD1670A | Reverse Normal Rating | MVA | 2025 | -127 | 66kV | Meshed | N-1 | Minimum
Metro South | KESWICK - WHITMORE SQUARE TEE SD1669A | Reverse Normal Rating | MVA | 2025 | -127 | 66kV | Meshed | None | Minimum
Metro West | KILBURN - CAVAN SD2014 | Reverse Normal Rating | MVA | 2025 | -137 | 66kV | Meshed | None | Minimum
Metro West | KILBURN - CROYDON PARK SD1531 | Reverse Normal Rating | MVA | 2025 | -127 | 66kV | Meshed | None | Minimum
Metro East | KILBURN SOUTH TEE - KILBURN SOUTH SD1658B | Reverse Normal Rating | MVA | 2025 | -114 | 66kV | Radial | None | Minimum
Metro East | KILBURN SOUTH TEE - PROSPECT SD1658C | Reverse Normal Rating | MVA | 2025 | -128 | 66kV | Meshed | None | Minimum
Metro West | KILKENNY - WOODVILLE SD1675 | Reverse Normal Rating | MVA | 2025 | -127 | 66kV | Meshed | None | Minimum
Metro South | KINGSWOOD - NORTH UNLEY SD1574 | Reverse Normal Rating | MVA | 2025 | -109 | 66kV | Meshed | None | Minimum
Metro West | LARGS NORTH - ADELAIDE BRIGHTON CEMENT SD1654 | Reverse Normal Rating | MVA | 2025 | -127 | 66kV | Meshed | None | Minimum
Metro West | LEFEVRE - BLACKPOOL SD1693 | Reverse Normal Rating | MVA | 2025 | -137 | 66kV | Meshed | None | Minimum
Metro South | LINDEN PARK - LINDEN PARK TEE SD1662A | Reverse Normal Rating | MVA | 2025 | -46 | 66kV | Meshed | None | Minimum
Metro South | LOWER MITCHAM - KINGSWOOD SD1563 | Reverse Normal Rating | MVA | 2025 | -127 | 66kV | Meshed | None | Minimum
Metro East | MAGILL - BURNSIDE SD1556 | Reverse Normal Rating | MVA | 2025 | -55 | 66kV | Radial | None | Minimum
Metro East | MAGILL - KENT TOWN TEE SD1663A | Reverse Normal Rating | MVA | 2025 | -128 | 66kV | Meshed | None | Minimum
Metro East | MAGILL - NORWOOD SD1543 | Reverse Normal Rating | MVA | 2025 | -128 | 66kV | Meshed | None | Minimum
Metro South | MAGILL - URAIDLA TEE SD1662B | Reverse Normal Rating | MVA | 2025 | -109 | 66kV | Meshed | None | Minimum
Metro East | MAGILL - WOODFORDE 2 SD1678 | Reverse Normal Rating | MVA | 2025 | -114 | 66kV | Radial | None | Minimum
Metro East | MAGILL - WOODFORDE 3 SD1679 | Reverse Normal Rating | MVA | 2025 | -128 | 66kV | Radial | None | Minimum
Metro South | MCLAREN FLAT - WILLUNGA SD1594A | Reverse Normal Rating | MVA | 2025 | -83 | 66kV | Meshed | N-1 | Minimum
Metro South | MORPHETT VALE EAST - CLARENDON SD1592 | Reverse Normal Rating | MVA | 2025 | -15 | 66kV | Radial | None | Minimum
Metro South | MORPHETT VALE EAST - HACKHAM SD1694B | Reverse Normal Rating | MVA | 2025 | -127 | 66kV | Meshed | None | Minimum
Metro South | MORPHETT VALE EAST - MCLAREN FLAT SD1594B | Reverse Normal Rating | MVA | 2025 | -83 | 66kV | Meshed | N-1 | Minimum
Metro South | MORPHETT VALE EAST - PORT STANVAC #1 SD1593 | Reverse Normal Rating | MVA | 2025 | -128 | 66kV | Meshed | None | Minimum
Metro South | MORPHETT VALE EAST - PORT STANVAC #2 SD2010 | Reverse Normal Rating | MVA | 2025 | -127 | 66kV | Meshed | None | Minimum
Metro South | MORPHETTVILLE - ASCOT PARK SD1586 | Reverse Normal Rating | MVA | 2025 | -128 | 66kV | Meshed | None | Minimum
Metro South | MORPHETTVILLE - GLENELG NORTH TEE SD1584C | Reverse Normal Rating | MVA | 2025 | -109 | 66kV | Meshed | None | Minimum
Metro South | MORPHETTVILLE - OAKLANDS SD1585 | Reverse Normal Rating | MVA | 2025 | -126 | 66kV | Meshed | None | Minimum
Metro North | MUNNO PARA - ELIZABETH DOWNS SD2023 | Reverse Normal Rating | MVA | 2025 | -83 | 66kV | Meshed | None | Minimum
Metro North | MUNNO PARA - EVANSTON SD1652 | Reverse Normal Rating | MVA | 2025 | -83 | 66kV | Meshed | N-1 | Minimum
Metro West | NEW OSBORNE - BLACKPOOL SD1518 | Reverse Normal Rating | MVA | 2025 | -127 | 66kV | Meshed | None | Minimum
Metro West | NEW OSBORNE - GLANVILLE SD1527 | Reverse Normal Rating | MVA | 2025 | -128 | 66kV | Meshed | N-1 | Minimum
Metro West | NEW OSBORNE - LARGS NORTH SD1653 | Reverse Normal Rating | MVA | 2025 | -127 | 66kV | Meshed | None | Minimum
Metro West | NEW OSBORNE - SMORGON STEEL RECYCLING SD1532A | Reverse Normal Rating | MVA | 2025 | -128 | 66kV | Meshed | None | Minimum
Metro West | NEW RICHMOND - THEBARTON SD1516 | Reverse Normal Rating | MVA | 2025 | -125 | 66kV | Meshed | None | Minimum
Metro South | NEW RICHMOND TEE - NEW RICHMOND SD1670B | Reverse Normal Rating | MVA | 2025 | -126 | 66kV | Meshed | None | Minimum
Metro South | NEW RICHMOND TEE - PLYMPTON SD1670C | Reverse Normal Rating | MVA | 2025 | -128 | 66kV | Meshed | None | Minimum
Metro South | NOARLUNGA CENTRE - PORT NOARLUNGA SD1668 | Reverse Normal Rating | MVA | 2025 | -83 | 66kV | Meshed | None | Minimum
Metro East | NORTH ADELAIDE - HINDLEY STREET TEE SD1659A | Reverse Normal Rating | MVA | 2025 | -86 | 66kV | Meshed | None | Minimum
Metro South | NORTH UNLEY - WHITMORE SQUARE TEE SD1669B | Reverse Normal Rating | MVA | 2025 | -109 | 66kV | Meshed | N-1 | Minimum
Metro East | NORTHFIELD - CLEARVIEW SD1549 | Reverse Normal Rating | MVA | 2025 | -40 | 66kV | Radial | None | Minimum
Metro East | NORTHFIELD - DRY CREEK SD1657 | Reverse Normal Rating | MVA | 2025 | -127 | 66kV | Meshed | None | Minimum
Metro East | NORTHFIELD - HARROW SD1535 | Reverse Normal Rating | MVA | 2025 | -40 | 66kV | Radial | None | Minimum
Metro East | NORTHFIELD - HILLCREST SD1534 | Reverse Normal Rating | MVA | 2025 | -127 | 66kV | Meshed | None | Minimum
Metro East | NORTHFIELD - HOLDEN HILL SD1539 | Reverse Normal Rating | MVA | 2025 | -128 | 66kV | Meshed | None | Minimum
Metro East | NORTHFIELD - INGLE FARM #1 SD1548 | Reverse Normal Rating | MVA | 2025 | -126 | 66kV | Meshed | None | Minimum
Metro East | NORTHFIELD - INGLE FARM #2 SD2019 | Reverse Normal Rating | MVA | 2025 | -137 | 66kV | Meshed | None | Minimum
Metro East | NORWOOD - EAST TERRACE SD1545 | Reverse Normal Rating | MVA | 2025 | -91 | 66kV | Meshed | N-1 | Minimum
Metro East | NORWOOD - KENT TOWN SD1559 | Reverse Normal Rating | MVA | 2025 | -46 | 66kV | Meshed | None | Minimum
Metro East | NORWOOD - LINDEN PARK SD1544 | Reverse Normal Rating | MVA | 2025 | -59 | 66kV | Meshed | None | Minimum
Metro South | PANORAMA - ASCOT PARK SD1587 | Reverse Normal Rating | MVA | 2025 | -128 | 66kV | Meshed | None | Minimum
Metro South | PANORAMA - BLACKWOOD SD1572 | Reverse Normal Rating | MVA | 2025 | -40 | 66kV | Radial | None | Minimum
Metro South | PANORAMA - CUDMORE PARK SD1573 | Reverse Normal Rating | MVA | 2025 | -35 | 66kV | Radial | None | Minimum
Metro South | PANORAMA - LINDEN PARK TEE SD1662C | Reverse Normal Rating | MVA | 2025 | -128 | 66kV | Meshed | None | Minimum
Metro South | PANORAMA - LOWER MITCHAM SD1562 | Reverse Normal Rating | MVA | 2025 | -127 | 66kV | Meshed | None | Minimum
Metro South | PANORAMA - TONSLEY EAST SD2035 | Reverse Normal Rating | MVA | 2025 | -81 | 66kV | Meshed | None | Minimum
Metro North | PARA - ELIZABETH HEIGHTS SD1504 | Reverse Normal Rating | MVA | 2025 | -128 | 66kV | Meshed | None | Minimum
Metro North | PARA - ELIZABETH SOUTH SD1503 | Reverse Normal Rating | MVA | 2025 | -128 | 66kV | Meshed | None | Minimum
Metro North | PARAFIELD GARDENS - CAVAN SD1687 | Reverse Normal Rating | MVA | 2025 | -60 | 66kV | Meshed | None | Minimum
Metro North | PARAFIELD GARDENS - SALISBURY SD1502 | Reverse Normal Rating | MVA | 2025 | -127 | 66kV | Meshed | None | Minimum
Metro North | PARAFIELD GARDENS WEST - BOLIVAR SD1683 | Reverse Normal Rating | MVA | 2025 | -127 | 66kV | Radial | None | Minimum
Metro North | PARAFIELD GARDENS WEST - PARAFIELD GARDENS SD1682 | Reverse Normal Rating | MVA | 2025 | -127 | 66kV | Meshed | N-1 | Minimum
Metro North | PARAFIELD GARDENS WEST - PARALOWIE SD1510 | Reverse Normal Rating | MVA | 2025 | -127 | 66kV | Meshed | None | Minimum
Metro North | PENFIELD - DIREK SD1685 | Reverse Normal Rating | MVA | 2025 | -127 | 66kV | Meshed | None | Minimum
Metro North | PENFIELD - ELIZABETH SOUTH SD1509 | Reverse Normal Rating | MVA | 2025 | -137 | 66kV | Meshed | None | Minimum
Metro South | PLYMPTON - GLENELG NORTH SD1583 | Reverse Normal Rating | MVA | 2025 | -55 | 66kV | Meshed | None | Minimum
Metro West | PORT ADELAIDE - CHELTENHAM SD1646 | Reverse Normal Rating | MVA | 2025 | -127 | 66kV | Meshed | None | Minimum
Metro West | PORT ADELAIDE NORTH - ATHOL PARK TEE SD1677B | Reverse Normal Rating | MVA | 2025 | -128 | 66kV | Meshed | None | Minimum
Metro South | PORT NOARLUNGA - SEAFORD SD1676A | Reverse Normal Rating | MVA | 2025 | -84 | 66kV | Meshed | N-1 | Minimum
Metro South | PORT STANVAC - LONSDALE SD1673 | Reverse Normal Rating | MVA | 2025 | -137 | 66kV | Meshed | None | Minimum
Metro South | PORT STANVAC - NOARLUNGA CENTRE SD1667 | Reverse Normal Rating | MVA | 2025 | -128 | 66kV | Meshed | None | Minimum
Metro East | PROSPECT - CROYDON SD2024 | Reverse Normal Rating | MVA | 2025 | -123 | 66kV | Meshed | None | Minimum
Metro West | QUEENSTOWN - GLANVILLE SD1526 | Reverse Normal Rating | MVA | 2025 | -127 | 66kV | Meshed | None | Minimum
Metro South | SEACOMBE - OAKLANDS SD1565 | Reverse Normal Rating | MVA | 2025 | -126 | 66kV | Meshed | None | Minimum
Metro South | SEACOMBE - SHEIDOW PARK SD1672 | Reverse Normal Rating | MVA | 2025 | -137 | 66kV | Meshed | None | Minimum
Metro South | SEAFORD - ALDINGA SD1676B | Reverse Normal Rating | MVA | 2025 | -84 | 66kV | Meshed | N-1 | Minimum
Metro South | SHEIDOW PARK - LONSDALE SD2009 | Reverse Normal Rating | MVA | 2025 | -137 | 66kV | Meshed | None | Minimum
Metro North | SMITHFIELD WEST - ANGLE VALE SD1650 | Reverse Normal Rating | MVA | 2025 | -84 | 66kV | Meshed | None | Minimum
Metro West | SMORGON STEEL RECYCLING - PORT ADELAIDE NORTH SD1532B | Reverse Normal Rating | MVA | 2025 | -128 | 66kV | Meshed | None | Minimum
Metro North | ST KILDA - VIRGINIA SD1684 | Reverse Normal Rating | MVA | 2025 | -60 | 66kV | Radial | None | Minimum
Metro East | TEA TREE GULLY - GOLDEN GROVE SD1638 | Reverse Normal Rating | MVA | 2025 | -127 | 66kV | Meshed | None | Minimum
Metro West | THEBARTON - CROYDON SD1522 | Reverse Normal Rating | MVA | 2025 | -128 | 66kV | Meshed | None | Minimum
Metro South | TONSLEY EAST - TONSLEY PARK SD1588 | Reverse Normal Rating | MVA | 2025 | -137 | 66kV | Meshed | None | Minimum
Metro South | TONSLEY PARK - SEACOMBE SD1564 | Reverse Normal Rating | MVA | 2025 | -128 | 66kV | Meshed | None | Minimum
Metro West | TORRENS ISLAND - ATHOL PARK TEE SD1677C | Reverse Normal Rating | MVA | 2025 | -127 | 66kV | Meshed | None | Minimum
Metro West | TORRENS ISLAND - KILBURN SD1656 | Reverse Normal Rating | MVA | 2025 | -98 | 66kV | Meshed | None | Minimum
Metro South | URAIDLA TEE - LINDEN PARK TEE SD1662D | Reverse Normal Rating | MVA | 2025 | -128 | 66kV | Meshed | None | Minimum
Metro North | VIRGINIA - VIRGINIA TEE SD2022A | Reverse Normal Rating | MVA | 2025 | -137 | 66kV | Radial | None | Minimum
Metro North | VIRGINIA TEE - TWO WELLS SD2022B | Reverse Normal Rating | MVA | 2025 | -60 | 66kV | Radial | None | Minimum
Metro East | WHITMORE SQUARE - KENT TOWN TEE SD1663B | Reverse Normal Rating | MVA | 2025 | -90 | 66kV | Meshed | None | Minimum
Metro East | WHITMORE SQUARE - WHITMORE SQUARE TEE SD1669C | Reverse Normal Rating | MVA | 2025 | -70 | 66kV | Meshed | None | Minimum
Metro West | WOODVILLE - FINDON SD1524 | Reverse Normal Rating | MVA | 2025 | -126 | 66kV | Meshed | None | Minimum
Metro West | WOODVILLE - QUEENSTOWN SD1525 | Reverse Normal Rating | MVA | 2025 | -127 | 66kV | Meshed | None | Minimum
Eastern Hills | MOUNT BARKER DISTRIBUTION - MOUNT BARKER SOUTH SD2012 | Reverse Normal Rating | MVA | 2025 | -109.9714 | 66kV | Meshed | None | Minimum
Eastern Hills | MOUNT BARKER DISTRIBUTION - BALHANNAH SD1598 | Reverse Normal Rating | MVA | 2025 | -55.5573 | 66kV | Radial | None | Minimum
Eastern Hills | BALHANNAH - URAIDLA SD1599 | Reverse Normal Rating | MVA | 2025 | -40.3533 | 66kV | Radial | None | Minimum
Eastern Hills | URAIDLA - MAGILL (METRO SOUTH TIE) SD1662E | Reverse Normal Rating | MVA | 2025 | -40.3533 | 66kV | Radial | None | Minimum
Eastern Hills | MOUNT BARKER DISTRIBUTION - HAHNDORF SD1596 | Reverse Normal Rating | MVA | 2025 | -55.5573 | 66kV | Radial | None | Minimum
Eastern Hills | MOUNT BARKER SOUTH - MEADOWS SD1597 | Reverse Normal Rating | MVA | 2025 | -55.5573 | 66kV | Radial | None | Minimum
Eastern Hills | MOUNT BARKER SOUTH - STRATHALBYN EAST TEE SD1601A | Reverse Normal Rating | MVA | 2025 | -34.8662 | 66kV | Radial | None | Minimum
Eastern Hills | STRATHALBYN EAST TEE - STRATHALBYN SD1601B | Reverse Normal Rating | MVA | 2025 | -34.8662 | 66kV | Radial | None | Minimum
Eastern Hills | STRATHALBYN - BELVIDERE SD1602 | Reverse Normal Rating | MVA | 2025 | -13.1463 | 66kV | Radial | None | Minimum
Eastern Hills | BELVIDERE - MILANG SD1603 | Reverse Normal Rating | MVA | 2025 | -10.2884 | 66kV | Radial | None | Minimum
Eastern Hills | BELVIDERE - LANGHORNE CREEK SD1604 | Reverse Normal Rating | MVA | 2025 | -13.1463 | 66kV | Radial | None | Minimum
Eyre Peninsula | YADNARIE - CLEVE SD1609 | Reverse Normal Rating | MVA | 2025 | -10.2884 | 66kV | Radial | None | Minimum
Eyre Peninsula | YADNARIE - RUDALL SD1610 | Reverse Normal Rating | MVA | 2025 | -10.2884 | 66kV | Radial | None | Minimum
Eyre Peninsula | RUDALL - DARKE PEAK SD1611 | Reverse Normal Rating | MVA | 2025 | -10.2884 | 66kV | Radial | None | Minimum
Eyre Peninsula | DARKE PEAK - CARALUE SD1612 | Reverse Normal Rating | MVA | 2025 | -10.2884 | 66kV | Radial | None | Minimum
Eyre Peninsula | RUDALL - LOCK SD1613 | Reverse Normal Rating | MVA | 2025 | -10.2884 | 66kV | Radial | None | Minimum
Eyre Peninsula | LOCK - POLDA SD1614 | Reverse Normal Rating | MVA | 2025 | -10.2884 | 66kV | Radial | None | Minimum
Eyre Peninsula | WUDINNA - POLDA SD1615 | Reverse Normal Rating | MVA | 2025 | -10.2884 | 66kV | Radial | None | Minimum
Eyre Peninsula | WUDINNA - MOORKITABIE SD1605 | Reverse Normal Rating | MVA | 2025 | -53.271 | 66kV | Radial | None | Minimum
Eyre Peninsula | MOORKITABIE - TARLTON SD1606 | Reverse Normal Rating | MVA | 2025 | -53.271 | 66kV | Radial | None | Minimum
Eyre Peninsula | TARLTON - STREAKY BAY SD1607 | Reverse Normal Rating | MVA | 2025 | -30.9795 | 66kV | Radial | None | Minimum
Eyre Peninsula | TARLTON - CEDUNA SD1608 | Reverse Normal Rating | MVA | 2025 | -53.271 | 66kV | Radial | None | Minimum
Riverland | NORTH WEST BEND - MORGAN TEE SD1616 | Reverse Normal Rating | MVA | 2025 | -19.4336 | 66kV | Radial | None | Minimum
Riverland | MORGAN TEE - CORDOLA SD1617 | Reverse Normal Rating | MVA | 2025 | -19.6622 | 66kV | Radial | None | Minimum
Riverland | CORDOLA - ROONKA SD1618 | Reverse Normal Rating | MVA | 2025 | -19.6622 | 66kV | Radial | None | Minimum
Riverland | ROONKA - PORTEE SD1619 | Reverse Normal Rating | MVA | 2025 | -19.6622 | 66kV | Radial | None | Minimum
Riverland | PORTEE - SWAN REACH SD1620 | Reverse Normal Rating | MVA | 2025 | -10.2884 | 66kV | Radial | None | Minimum
Riverland | NORTH WEST BEND - CADELL SD1622 | Reverse Normal Rating | MVA | 2025 | -26.5212 | 66kV | Radial | None | Minimum
Riverland | CADELL - QUALCO SD1623 | Reverse Normal Rating | MVA | 2025 | -26.5212 | 66kV | Radial | None | Minimum
Riverland | QUALCO - RAMCO SD1624 | Reverse Normal Rating | MVA | 2025 | -26.5212 | 66kV | Radial | None | Minimum
Riverland | RAMCO - WAIKERIE SD1625 | Reverse Normal Rating | MVA | 2025 | -26.5212 | 66kV | Radial | None | Minimum
Riverland | BERRI - GLOSSOP SD1626 | Reverse Normal Rating | MVA | 2025 | -40.3533 | 66kV | Radial | None | Minimum
Riverland | GLOSSOP - LOVEDAY SD1627 | Reverse Normal Rating | MVA | 2025 | -26.5212 | 66kV | Radial | None | Minimum
Riverland | LOVEDAY - WOOLPUNDA SD1628 | Reverse Normal Rating | MVA | 2025 | -14.0608 | 66kV | Radial | None | Minimum
Riverland | WOOLPUNDA - WAIKERIE SD1629 | Reverse Normal Rating | MVA | 2025 | -14.0608 | 66kV | Radial | None | Minimum
Riverland | BERRI - LOXTON SD1630 | Reverse Normal Rating | MVA | 2025 | -44.0114 | 66kV | Radial | None | Minimum
Riverland | LOXTON - PYAP SD1631 | Reverse Normal Rating | MVA | 2025 | -14.0608 | 66kV | Radial | None | Minimum
Riverland | BERRI - RENMARK SD1632 | Reverse Normal Rating | MVA | 2025 | -42.7539 | 66kV | Radial | None | Minimum
Riverland | RENMARK - PARINGA SD1633 | Reverse Normal Rating | MVA | 2025 | -26.0639 | 66kV | Radial | None | Minimum
Riverland | BERRI - LYRUP SD1634 | Reverse Normal Rating | MVA | 2025 | -12.3461 | 66kV | Radial | None | Minimum
Metro South | WILLUNGA - MYPONGA SD1568 | Reverse Normal Rating | MVA | 2025 | -71.9044 | 66kV | Radial | None | Minimum
Metro South | MYPONGA - YANKALILLA SD1569 | Reverse Normal Rating | MVA | 2025 | -71.9044 | 66kV | Radial | None | Minimum
Metro South | YANKALILLA - CAPE JERVIS SD1689 | Reverse Normal Rating | MVA | 2025 | -60.5871 | 66kV | Radial | None | Minimum
Metro South | WILLUNGA - SQUARE WATER HOLE SD1570 | Reverse Normal Rating | MVA | 2025 | -71.9044 | 66kV | Radial | None | Minimum
Metro South | SQUARE WATER HOLE - VICTOR HARBOR SD1595 | Reverse Normal Rating | MVA | 2025 | -40.582 | 66kV | Radial | None | Minimum
Metro South | SQUARE WATER HOLE - GOOLWA SD1571 | Reverse Normal Rating | MVA | 2025 | -33.4944 | 66kV | Radial | None | Minimum
Eastern Hills | BALHANNAH - WOODSIDE SD41100 | Reverse Normal Rating | MVA | 2025 | -20.1767 | 33kV | Radial | None | Minimum
Eastern Hills | BALHANNAH - VERDUN TEE SD41200 | Reverse Normal Rating | MVA | 2025 | -21.377 | 33kV | Radial | None | Minimum
Eastern Hills | VERDUN TEE - ALDGATE TEE SD41200 | Reverse Normal Rating | MVA | 2025 | -20.291 | 33kV | Radial | None | Minimum
Eastern Hills | VERDUN TEE - MYLOR SD41200 | Reverse Normal Rating | MVA | 2025 | -3.3723 | 33kV | Radial | None | Minimum
Eastern Hills | BALHANNAH - NAIRNE TEE SD41300 | Reverse Normal Rating | MVA | 2025 | -13.032 | 33kV | Radial | None | Minimum
Eastern Hills | NAIRNE TEE - NAIRNE SD41300 | Reverse Normal Rating | MVA | 2025 | -13.032 | 33kV | Radial | None | Minimum
Eastern Hills | NAIRNE TEE - BRUKUNGA SD41300 | Reverse Normal Rating | MVA | 2025 | -6.5731 | 33kV | Radial | None | Minimum
Eastern Hills | URAIDLA - PICCADILLY TEE SD42100 | Reverse Normal Rating | MVA | 2025 | -20.291 | 33kV | Radial | None | Minimum
Eastern Hills | PICCADILLY TEE - PICCADILLY EOL SD42100 | Reverse Normal Rating | MVA | 2025 | -14.2894 | 33kV | Radial | None | Minimum
Eastern Hills | PICCADILLY TEE - ALDGATE TEE SD42100 | Reverse Normal Rating | MVA | 2025 | -20.291 | 33kV | Radial | None | Minimum
Eastern Hills | ALDGATE TEE - ALDGATE SD42100 | Reverse Normal Rating | MVA | 2025 | -13.032 | 33kV | Radial | None | Minimum
Eastern Hills | ANGAS CREEK - BIRDWOOD TEE SD38100 | Reverse Normal Rating | MVA | 2025 | -14.5752 | 33kV | Radial | None | Minimum
Eastern Hills | BIRDWOOD TEE - GUMERACHA RURAL SD38100 | Reverse Normal Rating | MVA | 2025 | -4.2297 | 33kV | Radial | None | Minimum
Eastern Hills | BIRDWOOD TEE - BIRDWOOD SD38100 | Reverse Normal Rating | MVA | 2025 | -7.1447 | 33kV | Radial | None | Minimum
Eastern Hills | BIRDWOOD - MOUNT PLEASANT TEE SD38100 | Reverse Normal Rating | MVA | 2025 | -4.2297 | 33kV | Radial | None | Minimum
Eastern Hills | MOUNT PLEASANT TEE - PALMER RURAL SD38100 | Reverse Normal Rating | MVA | 2025 | -4.2297 | 33kV | Radial | None | Minimum
Eastern Hills | MOUNT PLEASANT TEE - MOUNT PLEASANT SD38100 | Reverse Normal Rating | MVA | 2025 | -4.2297 | 33kV | Radial | None | Minimum
Eastern Hills | ANGAS CREEK - ANGAS CREEK TEE SD38200 | Reverse Normal Rating | MVA | 2025 | -20.291 | 33kV | Radial | None | Minimum
Eastern Hills | ANGAS CREEK TEE - LOBETHAL SD38200 | Reverse Normal Rating | MVA | 2025 | -20.1767 | 33kV | Radial | None | Minimum
Eastern Hills | LOBETHAL - WOODSIDE SD38200 | Reverse Normal Rating | MVA | 2025 | -7.0304 | 33kV | Radial | None | Minimum
Eastern Hills | ANGAS CREEK TEE - GUMERACHA WEIR SD38200 | Reverse Normal Rating | MVA | 2025 | -7.0304 | 33kV | Radial | None | Minimum
Eastern Hills | GUMERACHA WEIR - HOUGHTON SD38200 | Reverse Normal Rating | MVA | 2025 | -6.9732 | 33kV | Radial | None | Minimum
Eastern Hills | GUMERACHA WEIR - KERSBROOK SD38200 | Reverse Normal Rating | MVA | 2025 | -7.0304 | 33kV | Radial | None | Minimum
Eastern Hills | KERSBROOK - WILLIAMSTOWN SOUTH TEE SD38200 | Reverse Normal Rating | MVA | 2025 | -6.9732 | 33kV | Radial | None | Minimum
Eastern Hills | GUMERACHA WEIR - GUMERACHA RURAL SD38200 | Reverse Normal Rating | MVA | 2025 | -4.2297 | 33kV | Radial | None | Minimum
Eyre Peninsula | WHYALLA CENTRAL - WHYALLA CITY 1 SD56101 | Reverse Normal Rating | MVA | 2025 | -26.6355 | 33kV | Radial | None | Minimum
Eyre Peninsula | WHYALLA CENTRAL - WHYALLA CITY 2 SD56102 | Reverse Normal Rating | MVA | 2025 | -27.7786 | 33kV | Radial | None | Minimum
Eyre Peninsula | WHYALLA CENTRAL - WHYALLA STUART SD56201 | Reverse Normal Rating | MVA | 2025 | -27.7786 | 33kV | Radial | None | Minimum
Eyre Peninsula | WHYALLA CENTRAL - WHYALLA NORTH TEE SD56301 | Reverse Normal Rating | MVA | 2025 | -25.1494 | 33kV | Radial | None | Minimum
Eyre Peninsula | WHYALLA NORTH TEE - WHYALLA TERMINAL SD56301 | Reverse Normal Rating | MVA | 2025 | -21.3198 | 33kV | Radial | None | Minimum
Eyre Peninsula | WHYALLA NORTH TEE - WHYALLA SOLAR SD56301 | Reverse Normal Rating | MVA | 2025 | -25.1494 | 33kV | Radial | None | Minimum
Eyre Peninsula | WHYALLA SOLAR - WHYALLA NORTH SD56301 | Reverse Normal Rating | MVA | 2025 | -13.2034 | 33kV | Radial | None | Minimum
Eyre Peninsula | PORT LINCOLN TERMINAL - PORT LINCOLN CITY TEE PL32 | Reverse Normal Rating | MVA | 2025 | -20.5768 | 33kV | Radial | None | Minimum
Eyre Peninsula | PORT LINCOLN CITY TEE - PORT LINCOLN CITY PL32 | Reverse Normal Rating | MVA | 2025 | -20.5768 | 33kV | Radial | None | Minimum
Eyre Peninsula | PORT LINCOLN CITY TEE - PORT LINCOLN MARINA TEE PL32 | Reverse Normal Rating | MVA | 2025 | -20.5768 | 33kV | Radial | None | Minimum
Eyre Peninsula | PORT LINCOLN MARINA TEE - PORT LINCOLN DOCKS PL32 | Reverse Normal Rating | MVA | 2025 | -20.291 | 33kV | Radial | None | Minimum
Eyre Peninsula | PORT LINCOLN MARINA TEE - PORT LINCOLN MARINA PL32 | Reverse Normal Rating | MVA | 2025 | -25.1494 | 33kV | Radial | None | Minimum
Eyre Peninsula | PORT LINCOLN TERMINAL - PORT LINCOLN CITY SD61101 | Reverse Normal Rating | MVA | 2025 | -24.4898 | 33kV | Radial | None | Minimum
Eyre Peninsula | PORT LINCOLN TERMINAL - POONINDIE TEE PL34 | Reverse Normal Rating | MVA | 2025 | -20.4053 | 33kV | Radial | None | Minimum
Eyre Peninsula | POONINDIE TEE - POONINDIE PL34 | Reverse Normal Rating | MVA | 2025 | -15.4897 | 33kV | Radial | None | Minimum
Eyre Peninsula | POONINDIE - POINT BOSTON PL34 | Reverse Normal Rating | MVA | 2025 | -14.2894 | 33kV | Radial | None | Minimum
Eyre Peninsula | POONINDIE TEE - TOD RIVER PL34 | Reverse Normal Rating | MVA | 2025 | -20.4053 | 33kV | Radial | None | Minimum
Eyre Peninsula | TOD RIVER - CUMMINS CM36 | Reverse Normal Rating | MVA | 2025 | -5.1442 | 33kV | Radial | None | Minimum
Eyre Peninsula | TOD RIVER - TUMBY BAY CM35 | Reverse Normal Rating | MVA | 2025 | -5.1442 | 33kV | Radial | None | Minimum
Eyre Peninsula | PORT LINCOLN TERMINAL - ULEY SOUTH TEE PL33 | Reverse Normal Rating | MVA | 2025 | -23.1489 | 33kV | Radial | None | Minimum
Eyre Peninsula | ULEY SOUTH TEE - ULEY SOUTH PL33 | Reverse Normal Rating | MVA | 2025 | -5.2585 | 33kV | Radial | None | Minimum
Eyre Peninsula | ULEY SOUTH TEE - ULEY PL33 | Reverse Normal Rating | MVA | 2025 | -15.4897 | 33kV | Radial | None | Minimum
Eyre Peninsula | ULEY - COFFIN BAY PL33 | Reverse Normal Rating | MVA | 2025 | -3.9439 | 33kV | Radial | None | Minimum
Eyre Peninsula | CLEVE - COWELL SD53100 | Reverse Normal Rating | MVA | 2025 | -14.2894 | 33kV | Radial | None | Minimum
Eyre Peninsula | CLEVE - BOOTHBY SD55100 | Reverse Normal Rating | MVA | 2025 | -15.0325 | 33kV | Radial | None | Minimum
Eyre Peninsula | BOOTHBY - PUMPING STATION ROAD SD55100 | Reverse Normal Rating | MVA | 2025 | -14.2894 | 33kV | Radial | None | Minimum
Eyre Peninsula | PUMPING STATION ROAD - ARNO BAY SD55100 | Reverse Normal Rating | MVA | 2025 | -14.2894 | 33kV | Radial | None | Minimum
Mid North | BRINKWORTH - YACKA TEE SD33100 | Reverse Normal Rating | MVA | 2025 | -6.173 | 33kV | Radial | None | Minimum
Mid North | YACKA TEE - YACKA RURAL SD33100 | Reverse Normal Rating | MVA | 2025 | -5.1442 | 33kV | Radial | None | Minimum
Mid North | YACKA TEE - SPALDING TEE SD33100 | Reverse Normal Rating | MVA | 2025 | -5.1442 | 33kV | Radial | None | Minimum
Mid North | SPALDING TEE - GEORGETOWN SD33100 | Reverse Normal Rating | MVA | 2025 | -5.1442 | 33kV | Radial | None | Minimum
Mid North | GEORGETOWN - GLADSTONE SD33100 | Reverse Normal Rating | MVA | 2025 | -3.9439 | 33kV | Radial | None | Minimum
Mid North | SPALDING TEE - SPALDING SD33100 | Reverse Normal Rating | MVA | 2025 | -3.9439 | 33kV | Radial | None | Minimum
Mid North | BRINKWORTH - MERRITON SD33300 | Reverse Normal Rating | MVA | 2025 | -6.173 | 33kV | Radial | None | Minimum
Mid North | BRINKWORTH - BRINKWORTH TEE SD33200 | Reverse Normal Rating | MVA | 2025 | -6.173 | 33kV | Radial | None | Minimum
Mid North | BRINKWORTH TEE - YACKA RURAL SD33200 | Reverse Normal Rating | MVA | 2025 | -5.1442 | 33kV | Radial | None | Minimum
Mid North | BRINKWORTH TEE - BLYTH TOWNSHIP SD33200 | Reverse Normal Rating | MVA | 2025 | -5.1442 | 33kV | Radial | None | Minimum
Mid North | BLYTH TOWNSHIP - CLARE NORTH TEE SD33200 | Reverse Normal Rating | MVA | 2025 | -5.1442 | 33kV | Radial | None | Minimum
Mid North | BLYTH TOWNSHIP - BALAKLAVA TOWNSHIP SD33200 | Reverse Normal Rating | MVA | 2025 | -4.0582 | 33kV | Radial | None | Minimum
Mid North | WATERLOO DISTRIBUTION - RIVERTON TEE SD36400 | Reverse Normal Rating | MVA | 2025 | -6.173 | 33kV | Radial | N | Minimum
Mid North | RIVERTON TEE - AUBURN TEE SD36400 | Reverse Normal Rating | MVA | 2025 | -6.173 | 33kV | Radial | None | Minimum
Mid North | AUBURN TEE - AUBURN SD36400 | Reverse Normal Rating | MVA | 2025 | -6.173 | 33kV | Radial | None | Minimum
Mid North | RIVERTON TEE - RIVERTON SD36400 | Reverse Normal Rating | MVA | 2025 | -6.173 | 33kV | Radial | None | Minimum
Mid North | WATERLOO DISTRIBUTION - WATERLOO RURAL SD36201 | Reverse Normal Rating | MVA | 2025 | -7.0304 | 33kV | Radial | None | Minimum
Mid North | WATERLOO RURAL - ROBERTSTOWN SD36201 | Reverse Normal Rating | MVA | 2025 | -7.0304 | 33kV | Radial | None | Minimum
Mid North | WATERLOO DISTRIBUTION - PORTERS LAGOON SD36101 | Reverse Normal Rating | MVA | 2025 | -21.377 | 33kV | Radial | None | Minimum
Mid North | PORTERS LAGOON - HANSON SD36101 | Reverse Normal Rating | MVA | 2025 | -20.291 | 33kV | Radial | None | Minimum
Mid North | WATERLOO DISTRIBUTION - WATERLOO TOWN SD36300 | Reverse Normal Rating | MVA | 2025 | -20.291 | 33kV | Radial | None | Minimum
Mid North | WATERLOO TOWN - EUDUNDA TEE SD36300 | Reverse Normal Rating | MVA | 2025 | -7.0304 | 33kV | Radial | None | Minimum
Mid North | EUDUNDA TEE - EUDUNDA SD36300 | Reverse Normal Rating | MVA | 2025 | -5.1442 | 33kV | Radial | None | Minimum
Mid North | EUDUNDA TEE - KAPUNDA RURAL SD36300 | Reverse Normal Rating | MVA | 2025 | -7.0304 | 33kV | Radial | None | Minimum
Mid North | TEMPLERS - WASLEYS SD37402 | Reverse Normal Rating | MVA | 2025 | -13.032 | 33kV | Radial | None | Minimum
Mid North | WASLEYS - MALLALA SD37402 | Reverse Normal Rating | MVA | 2025 | -9.8311 | 33kV | Radial | None | Minimum
Mid North | TEMPLERS - HAMLEY BRIDGE SD37101 | Reverse Normal Rating | MVA | 2025 | -9.8311 | 33kV | Radial | None | Minimum
Mid North | HAMLEY BRIDGE - BALAKLAVA RURAL SD37102 | Reverse Normal Rating | MVA | 2025 | -5.1442 | 33kV | Radial | None | Minimum
Mid North | TEMPLERS - FREELING NORTH TEE SD37200 | Reverse Normal Rating | MVA | 2025 | -13.2606 | 33kV | Radial | None | Minimum
Mid North | FREELING NORTH TEE - KAPUNDA RURAL SD37200 | Reverse Normal Rating | MVA | 2025 | -7.0304 | 33kV | Radial | N | Minimum
Mid North | TEMPLERS - DAVEYSTON TOWNSHIP SD37301 | Reverse Normal Rating | MVA | 2025 | -21.377 | 33kV | Radial | None | Minimum
Mid North | TEMPLERS - GAWLER BELT TEE SD37501 | Reverse Normal Rating | MVA | 2025 | -20.1767 | 33kV | Radial | None | Minimum
Mid North | GAWLER BELT TEE - EVANSTON SD60101 | Reverse Normal Rating | MVA | 2025 | -6.5731 | 33kV | Radial | None | Minimum
Mid North | DORRIEN - NURIOOTPA TEE SD52100 | Reverse Normal Rating | MVA | 2025 | -20.291 | 33kV | Radial | N | Minimum
Mid North | NURIOOTPA TEE - NURIOOTPA SD52100 | Reverse Normal Rating | MVA | 2025 | -20.291 | 33kV | Radial | None | Minimum
Mid North | NURIOOTPA TEE - STOCKWELL SD52100 | Reverse Normal Rating | MVA | 2025 | -14.2894 | 33kV | Radial | None | Minimum
Mid North | DORRIEN - ANGASTON NO 1 SD52201 | Reverse Normal Rating | MVA | 2025 | -25.1494 | 33kV | Meshed | None | Minimum
Mid North | DORRIEN - ANGASTON NO 2 SD52202 | Reverse Normal Rating | MVA | 2025 | -25.1494 | 33kV | Meshed | None | Minimum
Mid North | DORRIEN - BAROSSA SOUTH SD52300 | Reverse Normal Rating | MVA | 2025 | -25.1494 | 33kV | Radial | None | Minimum
Mid North | BAROSSA SOUTH TEE - LYNDOCH TEE SD52300 | Reverse Normal Rating | MVA | 2025 | -26.6355 | 33kV | Radial | None | Minimum
Mid North | LYNDOCH TEE - LYNDOCH SD52300 | Reverse Normal Rating | MVA | 2025 | -15.0325 | 33kV | Radial | None | Minimum
Mid North | LYNDOCH TEE - SANDY CREEK TEE SD52300 | Reverse Normal Rating | MVA | 2025 | -3.9439 | 33kV | Radial | None | Minimum
Mid North | SANDY CREEK TEE - SANDY CREEK SD52300 | Reverse Normal Rating | MVA | 2025 | -3.9439 | 33kV | Radial | None | Minimum
Mid North | SANDY CREEK TEE - EVANSTON TEE SD52300 | Reverse Normal Rating | MVA | 2025 | -3.9439 | 33kV | Radial | None | Minimum
Mid North | LYNDOCH - WILLIAMSTOWN SD52300 | Reverse Normal Rating | MVA | 2025 | -8.1164 | 33kV | Radial | None | Minimum
Mid North | WILLIAMSTOWN - WILLIAMSTOWN SOUTH TEE SD52300 | Reverse Normal Rating | MVA | 2025 | -6.9732 | 33kV | Radial | None | Minimum
Mid North | WILLIAMSTOWN SOUTH TEE - WILLIAMSTOWN SOUTH SD52300 | Reverse Normal Rating | MVA | 2025 | -6.9732 | 33kV | Radial | None | Minimum
Mid North | WILLIAMSTOWN SOUTH TEE - ANGAS CREEK TIE SD52300 | Reverse Normal Rating | MVA | 2025 | -6.9732 | 33kV | Radial | None | Minimum
Mid North | CLARE NORTH - CLARE NO 1 SD57101 | Reverse Normal Rating | MVA | 2025 | -36.6381 | 33kV | Meshed | None | Minimum
Mid North | CLARE NORTH - CLARE NORTH TEE SD57102 | Reverse Normal Rating | MVA | 2025 | -36.6381 | 33kV | Meshed | None | Minimum
Mid North | CLARE NORTH TEE - CLARE NO 2 SD57102 | Reverse Normal Rating | MVA | 2025 | -36.6381 | 33kV | Meshed | None | Minimum
Mid North | CLARE - FARRELL FLAT SD57100 | Reverse Normal Rating | MVA | 2025 | -13.032 | 33kV | Radial | None | Minimum
Mid North | FARRELL FLAT - WATERLOO TIE SD57100 | Reverse Normal Rating | MVA | 2025 | -13.032 | 33kV | Radial | None | Minimum
Mid North | FARRELL FLAT - BURRA SD57100 | Reverse Normal Rating | MVA | 2025 | -3.9439 | 33kV | Radial | None | Minimum
Murraylands | MANNUM - PALMER TEE SD39200 | Reverse Normal Rating | MVA | 2025 | -4.2297 | 33kV | Radial | None | Minimum
Murraylands | PALMER TEE - MANNUM ROAD RANDELL ROAD INT SD39200 | Reverse Normal Rating | MVA | 2025 | -4.2297 | 33kV | Radial | None | Minimum
Murraylands | PALMER TEE - CAMBRAI TEE SD39200 | Reverse Normal Rating | MVA | 2025 | -4.2297 | 33kV | Radial | None | Minimum
Murraylands | CAMBRAI TEE - CAMBRAI SD39200 | Reverse Normal Rating | MVA | 2025 | -3.9439 | 33kV | Radial | None | Minimum
Murraylands | CAMBRAI TEE - PALMER RURAL SD39200 | Reverse Normal Rating | MVA | 2025 | -4.2297 | 33kV | Radial | None | Minimum
Murraylands | MANNUM - TEAL FLAT TEE SD39100 | Reverse Normal Rating | MVA | 2025 | -9.8311 | 33kV | Radial | None | Minimum
Murraylands | TEAL FLAT TEE - TEAL FLAT SD39100 | Reverse Normal Rating | MVA | 2025 | -5.1442 | 33kV | Radial | None | Minimum
Murraylands | TEAL FLAT TEE - SWAN REACH SD39100 | Reverse Normal Rating | MVA | 2025 | -5.1442 | 33kV | Radial | None | Minimum
Murraylands | MANNUM - CALOOTE TEE SD39300 | Reverse Normal Rating | MVA | 2025 | -13.775 | 33kV | Radial | None | Minimum
Murraylands | CALOOTE TEE - CALOOTE SD39300 | Reverse Normal Rating | MVA | 2025 | -6.5731 | 33kV | Radial | None | Minimum
Murraylands | CALOOTE TEE - MOBILONG TIE SD39300 | Reverse Normal Rating | MVA | 2025 | -6.5731 | 33kV | Radial | None | Minimum
Murraylands | MANNUM - MANNUM RURAL SD39300 | Reverse Normal Rating | MVA | 2025 | -13.0891 | 33kV | Radial | None | Minimum
Murraylands | MANNUM RURAL - MANNUM TOWN TEE SD39300 | Reverse Normal Rating | MVA | 2025 | -7.1447 | 33kV | Radial | None | Minimum
Murraylands | MANNUM TOWN TEE - MANNUM ROAD RANDELL ROAD INT SD39300 | Reverse Normal Rating | MVA | 2025 | -4.2297 | 33kV | Radial | None | Minimum
Murraylands | MANNUM TOWN TEE - PELLARING FLAT TEE SD39300 | Reverse Normal Rating | MVA | 2025 | -7.1447 | 33kV | Radial | None | Minimum
Murraylands | PELLARING FLAT TEE - MANNUM TOWN SD39300 | Reverse Normal Rating | MVA | 2025 | -6.173 | 33kV | Radial | None | Minimum
Murraylands | MOBILONG DISTRIBUTION - MOBILONG SD43100 | Reverse Normal Rating | MVA | 2025 | -59.3297 | 33kV | Radial | None | Minimum
Murraylands | MOBILONG - MOBILONG TEE SD43100 | Reverse Normal Rating | MVA | 2025 | -21.377 | 33kV | Radial | None | Minimum
Murraylands | MOBILONG TEE - MYPOLONGA TIE SD43100 | Reverse Normal Rating | MVA | 2025 | -21.377 | 33kV | Radial | None | Minimum
Murraylands | MOBILONG TEE - MURRAY BRIDGE NORTH TEE SD43100 | Reverse Normal Rating | MVA | 2025 | -21.377 | 33kV | Radial | None | Minimum
Murraylands | MURRAY BRIDGE NORTH TEE - MURRAY BRIDGE NORTH SD43100 | Reverse Normal Rating | MVA | 2025 | -21.377 | 33kV | Radial | None | Minimum
Murraylands | MURRAY BRIDGE NORTH TEE - MURRAY BRIDGE SOUTH TEE SD43100 | Reverse Normal Rating | MVA | 2025 | -21.377 | 33kV | Radial | None | Minimum
Murraylands | MURRAY BRIDGE SOUTH TEE - MURRAY BRIDGE SOUTH SD43100 | Reverse Normal Rating | MVA | 2025 | -21.377 | 33kV | Radial | None | Minimum
Murraylands | MURRAY BRIDGE SOUTH TEE - MURRAY BRIDGE TOWNSHIP SD43100 | Reverse Normal Rating | MVA | 2025 | -6.5731 | 33kV | Radial | None | Minimum
Murraylands | MOBILONG DISTRIBUTION - MOBILONG SD43200 | Reverse Normal Rating | MVA | 2025 | -54.9857 | 33kV | Radial | None | Minimum
Murraylands | MOBILONG - MONARTO TEE SD43200 | Reverse Normal Rating | MVA | 2025 | -54.9857 | 33kV | Radial | None | Minimum
Murraylands | MONARTO TEE - MURRAY BRIDGE NORTH SD43200 | Reverse Normal Rating | MVA | 2025 | -54.9857 | 33kV | Radial | None | Minimum
Murraylands | MONARTO TEE - MONARTO SOUTH TEE SD43200 | Reverse Normal Rating | MVA | 2025 | -20.4053 | 33kV | Radial | None | Minimum
Murraylands | MONARTO SOUTH TEE - MONARTO SOUTH SD43200 | Reverse Normal Rating | MVA | 2025 | -14.2894 | 33kV | Radial | None | Minimum
Murraylands | MONARTO SOUTH TEE - MONARTO CENTRAL SD43200 | Reverse Normal Rating | MVA | 2025 | -14.2894 | 33kV | Radial | None | Minimum
Murraylands | MOBILONG DISTRIBUTION - MOBILONG SD43300 | Reverse Normal Rating | MVA | 2025 | -21.377 | 33kV | Radial | None | Minimum
Murraylands | MOBILONG - PALLAMANA TEE SD43300 | Reverse Normal Rating | MVA | 2025 | -21.377 | 33kV | Radial | None | Minimum
Murraylands | PALLAMANA TEE - MYPOLONGA TEE SD43300 | Reverse Normal Rating | MVA | 2025 | -6.5731 | 33kV | Radial | None | Minimum
Murraylands | MYPOLONGA TEE - MYPOLONGA SD43300 | Reverse Normal Rating | MVA | 2025 | -6.5731 | 33kV | Radial | None | Minimum
Murraylands | MYPOLONGA - MYPOLONGA EOL SD43300 | Reverse Normal Rating | MVA | 2025 | -6.173 | 33kV | Radial | None | Minimum
Murraylands | MYPOLONGA TEE - CALOOTE TEE SD43300 | Reverse Normal Rating | MVA | 2025 | -6.5731 | 33kV | Radial | None | Minimum
Murraylands | TAILEM BEND - PUMP STATION TEE SD40101 | Reverse Normal Rating | MVA | 2025 | -21.377 | 33kV | Radial | None | Minimum
Murraylands | PUMP STATION TEE - TAILEM BEND RURAL SD40101 | Reverse Normal Rating | MVA | 2025 | -5.1442 | 33kV | Radial | None | Minimum
Murraylands | TAILEM BEND RURAL - TAILEM BEND EOL SD40101 | Reverse Normal Rating | MVA | 2025 | -5.1442 | 33kV | Radial | None | Minimum
Murraylands | PUMP STATION TEE - TAILEM BEND TOWN TEE SD40101 | Reverse Normal Rating | MVA | 2025 | -21.377 | 33kV | Radial | None | Minimum
Murraylands | TAILEM BEND TOWN TEE - TAILEM BEND TOWN SD40101 | Reverse Normal Rating | MVA | 2025 | -6.5731 | 33kV | Radial | None | Minimum
Murraylands | TAILEM BEND TOWN TEE - JERVOIS SD40101 | Reverse Normal Rating | MVA | 2025 | -21.377 | 33kV | Radial | None | Minimum
Murraylands | JERVOIS - JERVOIS FLAT 1 TEE SD40102 | Reverse Normal Rating | MVA | 2025 | -21.377 | 33kV | Radial | None | Minimum
Murraylands | JERVOIS FLAT 1 TEE - JERVOIS FLAT 2 TEE SD40102 | Reverse Normal Rating | MVA | 2025 | -21.377 | 33kV | Radial | None | Minimum
Murraylands | JERVOIS FLAT 2 TEE - WOODS POINT SD40102 | Reverse Normal Rating | MVA | 2025 | -21.377 | 33kV | Radial | None | Minimum
Murraylands | WOODS POINT - WHITE SANDS TEE SD40103 | Reverse Normal Rating | MVA | 2025 | -21.377 | 33kV | Radial | None | Minimum
Murraylands | WHITE SANDS TEE - WHITE SANDS SD40103 | Reverse Normal Rating | MVA | 2025 | -14.2894 | 33kV | Radial | None | Minimum
Murraylands | WHITE SANDS TEE - MURRAY BRIDGE TOWNSHIP SD40103 | Reverse Normal Rating | MVA | 2025 | -21.377 | 33kV | Radial | None | Minimum
Murraylands | TAILEM BEND - SUBSTATION ROAD TEE SD40200 | Reverse Normal Rating | MVA | 2025 | -15.7184 | 33kV | Radial | None | Minimum
Murraylands | SUBSTATION ROAD TEE - SUBSTATION ROAD SD40200 | Reverse Normal Rating | MVA | 2025 | -15.7184 | 33kV | Radial | None | Minimum
Murraylands | SUBSTATION ROAD TEE - MALLEE HWY SD40200 | Reverse Normal Rating | MVA | 2025 | -15.7184 | 33kV | Radial | None | Minimum
Murraylands | MALLEE HWY - MOORLANDS SWER SD40200 | Reverse Normal Rating | MVA | 2025 | -15.7184 | 33kV | Radial | None | Minimum
Murraylands | MALLEE HWY - ELWOMPLE SD40200 | Reverse Normal Rating | MVA | 2025 | -10.1169 | 33kV | Radial | None | Minimum
Murraylands | MOORLANDS SWER - COOMANDOOK SD40200 | Reverse Normal Rating | MVA | 2025 | -15.7184 | 33kV | Radial | None | Minimum
Murraylands | COOMANDOOK - COONALPYN SD40200 | Reverse Normal Rating | MVA | 2025 | -12.1746 | 33kV | Radial | None | Minimum
Murraylands | COONALPYN - BINNIES TEE SD40300 | Reverse Normal Rating | MVA | 2025 | -6.173 | 33kV | Radial | N | Minimum
Murraylands | BINNIES TEE - BINNIES SD40300 | Reverse Normal Rating | MVA | 2025 | -6.173 | 33kV | Radial | None | Minimum
Murraylands | BINNIES TEE - MENINGIE SD40300 | Reverse Normal Rating | MVA | 2025 | -6.173 | 33kV | Radial | None | Minimum
Murraylands | MENINGIE - CAMPBELL PARK TEE SD40400 | Reverse Normal Rating | MVA | 2025 | -6.173 | 33kV | Radial | None | Minimum
Murraylands | CAMPBELL PARK TEE - CAMPBELL PARK SD40400 | Reverse Normal Rating | MVA | 2025 | -6.173 | 33kV | Radial | None | Minimum
Murraylands | CAMPBELL PARK TEE - NARRUNG SD40400 | Reverse Normal Rating | MVA | 2025 | -6.173 | 33kV | Radial | None | Minimum
Murraylands | TAILEM BEND - SHERLOCK SD40501 | Reverse Normal Rating | MVA | 2025 | -13.775 | 33kV | Radial | None | Minimum
Murraylands | SHERLOCK - KAROONDA SD40502 | Reverse Normal Rating | MVA | 2025 | -3.9439 | 33kV | Radial | None | Minimum
Murraylands | SHERLOCK - GERANIUM SD40600 | Reverse Normal Rating | MVA | 2025 | -9.8311 | 33kV | Radial | N | Minimum
Murraylands | GERANIUM - LAMEROO SD40700 | Reverse Normal Rating | MVA | 2025 | -9.8311 | 33kV | Radial | N | Minimum
Murraylands | LAMEROO - LAMEROO RURAL SD40800 | Reverse Normal Rating | MVA | 2025 | -6.9161 | 33kV | Radial | N | Minimum
Murraylands | LAMEROO RURAL - PARILLA TEE SD40800 | Reverse Normal Rating | MVA | 2025 | -5.6586 | 33kV | Radial | N | Minimum
Murraylands | PARILLA TEE - PARILLA SD40800 | Reverse Normal Rating | MVA | 2025 | -4.8012 | 33kV | Radial | None | Minimum
Murraylands | PARILLA TEE - PINNAROO SD40800 | Reverse Normal Rating | MVA | 2025 | -3.9439 | 33kV | Radial | None | Minimum
Riverland | PARINGA - MURTHO LX21 | Reverse Normal Rating | MVA | 2025 | -15.0325 | 33kV | Radial | N | Minimum
Riverland | MURTHO - LINDSAY PT TEE LX21 | Reverse Normal Rating | MVA | 2025 | -10.7456 | 33kV | Radial | None | Minimum
Riverland | LINDSAY PT TEE - BORDER CLIFFS LX21 | Reverse Normal Rating | MVA | 2025 | -10.7456 | 33kV | Radial | None | Minimum
Riverland | LINDSAY PT TEE - VIC BORDER LX21 | Reverse Normal Rating | MVA | 2025 | -10.7456 | 33kV | Radial | None | Minimum
Riverland | SWAN REACH - SWAN REACH FILTRATION TEE SD39400 | Reverse Normal Rating | MVA | 2025 | -5.1442 | 33kV | Radial | None | Minimum
Riverland | SWAN REACH FILTRATION TEE - SWAN REACH TOWN SD39400 | Reverse Normal Rating | MVA | 2025 | -5.1442 | 33kV | Radial | None | Minimum
South East | KEITH - COONALPYN SD45101 | Reverse Normal Rating | MVA | 2025 | -5.1442 | 33kV | Radial | None | Minimum
South East | KEITH - PADTHAWAY SD45300 | Reverse Normal Rating | MVA | 2025 | -7.0876 | 33kV | Radial | None | Minimum
South East | KEITH - WIRREGA SD45201 | Reverse Normal Rating | MVA | 2025 | -13.032 | 33kV | Radial | N | Minimum
South East | WIRREGA - BORDERTOWN SD45202 | Reverse Normal Rating | MVA | 2025 | -13.032 | 33kV | Radial | N | Minimum
South East | SNUGGERY RURAL - MILLICENT SD49100 | Reverse Normal Rating | MVA | 2025 | -20.291 | 33kV | Radial | None | Minimum
South East | MILLICENT - SOUTH END TEE SD49100 | Reverse Normal Rating | MVA | 2025 | -12.8033 | 33kV | Radial | None | Minimum
South East | SOUTH END TEE - SOUTH END SD49100 | Reverse Normal Rating | MVA | 2025 | -12.8033 | 33kV | Radial | None | Minimum
South East | SOUTH END TEE - HATHERLEIGH TOWNSHIP TEE SD49100 | Reverse Normal Rating | MVA | 2025 | -12.8033 | 33kV | Radial | None | Minimum
South East | HATHERLEIGH TOWNSHIP TEE - HATHERLEIGH TOWNSHIP SD49100 | Reverse Normal Rating | MVA | 2025 | -5.1442 | 33kV | Radial | None | Minimum
South East | HATHERLEIGH TOWNSHIP TEE - HATHERLEIGH SD49100 | Reverse Normal Rating | MVA | 2025 | -12.8033 | 33kV | Radial | None | Minimum
South East | HATHERLEIGH - BEACHPORT TEE SD49200 | Reverse Normal Rating | MVA | 2025 | -9.8311 | 33kV | Radial | None | Minimum
South East | BEACHPORT TEE - BEACHPORT SD49200 | Reverse Normal Rating | MVA | 2025 | -3.9439 | 33kV | Radial | None | Minimum
South East | BEACHPORT TEE - ROBE SD49200 | Reverse Normal Rating | MVA | 2025 | -5.1442 | 33kV | Radial | N | Minimum
South East | SNUGGERY RURAL - MOUNT BURR SD49500 | Reverse Normal Rating | MVA | 2025 | -27.7786 | 33kV | Radial | None | Minimum
South East | MOUNT BURR - KALANGADOO TEE SD49500 | Reverse Normal Rating | MVA | 2025 | -6.173 | 33kV | Radial | None | Minimum
South East | KALANGADOO TEE - KALANGADOO SD49500 | Reverse Normal Rating | MVA | 2025 | -5.1442 | 33kV | Radial | None | Minimum
South East | KALANGADOO TEE - KALANGADOO RURAL SD49500 | Reverse Normal Rating | MVA | 2025 | -6.173 | 33kV | Radial | None | Minimum
South East | BLANCHE - MOUNT GAMBIER WEST SD48101 | Reverse Normal Rating | MVA | 2025 | -32.4084 | 33kV | Radial | None | Minimum
South East | BLUE LAKE TEE - MOUNT GAMBIER SD48104 | Reverse Normal Rating | MVA | 2025 | -6.173 | 33kV | Radial | None | Minimum
South East | BLANCHE - LAKESIDE TEE SD48100 | Reverse Normal Rating | MVA | 2025 | -55.5573 | 33kV | Radial | None | Minimum
South East | LAKESIDE TEE - GLENCOE TEE SD48100 | Reverse Normal Rating | MVA | 2025 | -17.4331 | 33kV | Radial | None | Minimum
South East | GLENCOE TEE - TANTANOOLA SD48100 | Reverse Normal Rating | MVA | 2025 | -7.0876 | 33kV | Radial | None | Minimum
South East | GLENCOE TEE - MOUNT GAMBIER SD48100 | Reverse Normal Rating | MVA | 2025 | -17.4331 | 33kV | Radial | None | Minimum
South East | BLANCHE - KONGORONG TEE SD48200 | Reverse Normal Rating | MVA | 2025 | -15.0325 | 33kV | Radial | None | Minimum
South East | KONGORONG TEE - KONGORONG SD48200 | Reverse Normal Rating | MVA | 2025 | -5.1442 | 33kV | Radial | None | Minimum
South East | KONGORONG TEE - MOUNT SCHANK SD48200 | Reverse Normal Rating | MVA | 2025 | -12.8033 | 33kV | Radial | None | Minimum
South East | MOUNT SCHANK - ALLENDALE EAST SD48200 | Reverse Normal Rating | MVA | 2025 | -5.1442 | 33kV | Radial | None | Minimum
South East | MOUNT GAMBIER - TARPEENA SOUTH TEE SD47101 | Reverse Normal Rating | MVA | 2025 | -17.4331 | 33kV | Radial | None | Minimum
South East | TARPEENA SOUTH TEE - MOUNT GAMBIER SD47101 | Reverse Normal Rating | MVA | 2025 | -7.0876 | 33kV | Radial | None | Minimum
South East | TARPEENA SOUTH TEE - TARPEENA SOUTH SD47101 | Reverse Normal Rating | MVA | 2025 | -17.4331 | 33kV | Radial | None | Minimum
South East | KINCRAIG - LUCINDALE SD46201 | Reverse Normal Rating | MVA | 2025 | -13.032 | 33kV | Radial | None | Minimum
South East | LUCINDALE - KINGSTON SE SD46201 | Reverse Normal Rating | MVA | 2025 | -5.1442 | 33kV | Radial | None | Minimum
South East | KINCRAIG - NARACOORTE SD46300 | Reverse Normal Rating | MVA | 2025 | -29.9506 | 33kV | Radial | None | Minimum
South East | NARACOORTE - NARACOORTE EAST TEE SD46100 | Reverse Normal Rating | MVA | 2025 | -7.0876 | 33kV | Radial | None | Minimum
South East | NARACOORTE EAST TEE - NARACOORTE EAST SD46100 | Reverse Normal Rating | MVA | 2025 | -7.0876 | 33kV | Radial | None | Minimum
South East | NARACOORTE EAST TEE - PADTHAWAY SD46100 | Reverse Normal Rating | MVA | 2025 | -7.0876 | 33kV | Radial | None | Minimum
South East | KINCRAIG - STRUAN RURAL SD46400 | Reverse Normal Rating | MVA | 2025 | -27.7786 | 33kV | Radial | None | Minimum
South East | STRUAN RURAL - GLENROY RURAL SD46400 | Reverse Normal Rating | MVA | 2025 | -27.7786 | 33kV | Radial | None | Minimum
South East | PENOLA WEST - PENOLA TEE SD58200 | Reverse Normal Rating | MVA | 2025 | -20.4053 | 33kV | Radial | None | Minimum
South East | PENOLA TEE - GLENROY RURAL SD58200 | Reverse Normal Rating | MVA | 2025 | -6.173 | 33kV | Radial | N | Minimum
South East | PENOLA WEST - PENOLA TEE SD58101 | Reverse Normal Rating | MVA | 2025 | -20.4053 | 33kV | Radial | None | Minimum
South East | PENOLA TEE - SAFRIES TEE SD58101 | Reverse Normal Rating | MVA | 2025 | -6.173 | 33kV | Radial | None | Minimum
South East | SAFRIES TEE - KALANGADOO NANGWARRY TEE SD58101 | Reverse Normal Rating | MVA | 2025 | -6.173 | 33kV | Radial | None | Minimum
South East | KALANGADOO NANGWARRY TEE - NANGWARRY TEE SD58101 | Reverse Normal Rating | MVA | 2025 | -6.173 | 33kV | Radial | None | Minimum
South East | NANGWARRY TEE - NANGWARRY SD58101 | Reverse Normal Rating | MVA | 2025 | -6.173 | 33kV | Radial | None | Minimum
South East | KALANGADOO NANGWARRY TEE - KALANGADOO RURAL SD58101 | Reverse Normal Rating | MVA | 2025 | -6.173 | 33kV | Radial | None | Minimum
South East | NANGWARRY TEE - MOUNT GAMBIER SD58101 | Reverse Normal Rating | MVA | 2025 | -6.173 | 33kV | Radial | None | Minimum
Metro South | WILLUNGA - MCLAREN VALE SD44400 | Reverse Normal Rating | MVA | 2025 | -10.5742 | 33kV | Radial | None | Minimum
Metro South | YANKALILLA - HAY FLAT SD44200 | Reverse Normal Rating | MVA | 2025 | -15.0325 | 33kV | Radial | None | Minimum
Metro South | HAY FLAT - RAPID BAY TEE SD44200 | Reverse Normal Rating | MVA | 2025 | -5.1442 | 33kV | Radial | None | Minimum
Metro South | RAPID BAY TEE - RAPID BAY SD44200 | Reverse Normal Rating | MVA | 2025 | -5.1442 | 33kV | Radial | None | Minimum
Metro South | RAPID BAY TEE - CAPE JERVIS SD44200 | Reverse Normal Rating | MVA | 2025 | -5.1442 | 33kV | Radial | None | Minimum
Metro South | CAPE JERVIS - CUTTLEFISH BAY SD44301 | Reverse Normal Rating | MVA | 2025 | -13.032 | 33kV | Radial | None | Minimum
Metro South | FISHERY BEACH BACKUP - CUTTLEFISH BAY BACKUP SD44301 | Reverse Normal Rating | MVA | 2025 | -10.0026 | 33kV | Radial | None | Minimum
Metro South | CUTTLEFISH BAY - PENNESHAW SD44301 | Reverse Normal Rating | MVA | 2025 | -13.032 | 33kV | Radial | None | Minimum
Metro South | PENNESHAW - AMERICAN RIVER SD44300 | Reverse Normal Rating | MVA | 2025 | -13.032 | 33kV | Radial | None | Minimum
Metro South | AMERICAN RIVER - KINGSCOTE TEE SD44300 | Reverse Normal Rating | MVA | 2025 | -6.173 | 33kV | Radial | N | Minimum
Metro South | KINGSCOTE TEE - MACGILLIVRAY SD44300 | Reverse Normal Rating | MVA | 2025 | -6.173 | 33kV | Radial | None | Minimum
Metro South | KINGSCOTE TEE - KINGSCOTE SD44300 | Reverse Normal Rating | MVA | 2025 | -6.173 | 33kV | Radial | None | Minimum
Upper North | DAVENPORT WEST - PORT AUGUSTA NO1 SD54101 | Reverse Normal Rating | MVA | 2025 | -20.1767 | 33kV | Meshed | None | Minimum
Upper North | DAVENPORT WEST - PORT AUGUSTA TEE SD54102 | Reverse Normal Rating | MVA | 2025 | -20.1767 | 33kV | Meshed | None | Minimum
Upper North | PORT AUGUSTA NO2 - PORT AUGUSTA TEE SD54102 | Reverse Normal Rating | MVA | 2025 | -23.3203 | 33kV | Meshed | None | Minimum
Upper North | PORT AUGUSTA TEE - PORT AUGUSTA WEST TEE SD54102 | Reverse Normal Rating | MVA | 2025 | -14.9753 | 33kV | Radial | None | Minimum
Upper North | PORT AUGUSTA WEST TEE - PORT AUGUSTA WEST SD54102 | Reverse Normal Rating | MVA | 2025 | -14.9753 | 33kV | Radial | None | Minimum
Upper North | PORT AUGUSTA WEST TEE - PANDURRA TEE SD54102 | Reverse Normal Rating | MVA | 2025 | -3.9439 | 33kV | Radial | None | Minimum
Upper North | PANDURRA TEE - BOOKALOO SD54102 | Reverse Normal Rating | MVA | 2025 | -3.9439 | 33kV | Radial | None | Minimum
Upper North | PANDURRA TEE - PANDURRA SD54102 | Reverse Normal Rating | MVA | 2025 | -3.9439 | 33kV | Radial | None | Minimum
Upper North | DAVENPORT WEST - AUGUSTA HWY SD54300 | Reverse Normal Rating | MVA | 2025 | -20.4053 | 33kV | Radial | None | Minimum
Upper North | AUGUSTA HWY - STIRLING NORTH SD54300 | Reverse Normal Rating | MVA | 2025 | -10.0026 | 33kV | Radial | None | Minimum
Upper North | STIRLING NORTH - QUORN SD54300 | Reverse Normal Rating | MVA | 2025 | -3.9439 | 33kV | Radial | None | Minimum
Upper North | DAVENPORT WEST - PT PATERSON SD54400 | Reverse Normal Rating | MVA | 2025 | -14.2894 | 33kV | Radial | None | Minimum
Upper North | BAROOTA - BAROOTA TOWN TEE SD31100 | Reverse Normal Rating | MVA | 2025 | -20.291 | 33kV | Radial | None | Minimum
Upper North | BAROOTA TOWN TEE - BAROOTA TOWN SD31100 | Reverse Normal Rating | MVA | 2025 | -10.7456 | 33kV | Radial | None | Minimum
Upper North | BAROOTA TOWN TEE - BAROOTA TEE SD31100 | Reverse Normal Rating | MVA | 2025 | -20.291 | 33kV | Radial | None | Minimum
Upper North | BAROOTA TEE - NAPPERBY BUNGAMA SD31100 | Reverse Normal Rating | MVA | 2025 | -5.1442 | 33kV | Radial | None | Minimum
Upper North | BAROOTA TEE - MURRAYTOWN SD31100 | Reverse Normal Rating | MVA | 2025 | -9.8311 | 33kV | Radial | None | Minimum
Upper North | MURRAYTOWN - WIRRABARA FOREST TEE SD31200 | Reverse Normal Rating | MVA | 2025 | -3.3723 | 33kV | Radial | None | Minimum
Upper North | WIRRABARA FOREST TEE - WIRRABARA FOREST SD31200 | Reverse Normal Rating | MVA | 2025 | -3.3723 | 33kV | Radial | None | Minimum
Upper North | WIRRABARA FOREST TEE - GLADSTONE SD31200 | Reverse Normal Rating | MVA | 2025 | -3.3723 | 33kV | Radial | None | Minimum
Upper North | MURRAYTOWN - ORROROO SD31300 | Reverse Normal Rating | MVA | 2025 | -3.9439 | 33kV | Radial | None | Minimum
Upper North | MURRAYTOWN - WILMINGTON SD31400 | Reverse Normal Rating | MVA | 2025 | -3.3723 | 33kV | Radial | None | Minimum
Upper North | BUNGAMA - PORT PIRIE SOUTH SD32101 | Reverse Normal Rating | MVA | 2025 | -20.1767 | 33kV | Meshed | None | Minimum
Upper North | PORT PIRIE SOUTH - PORT PIRIE SD32102 | Reverse Normal Rating | MVA | 2025 | -20.1767 | 33kV | Meshed | None | Minimum
Upper North | BUNGAMA - PORT PIRIE SD32103 | Reverse Normal Rating | MVA | 2025 | -20.1767 | 33kV | Meshed | None | Minimum
Upper North | BUNGAMA - HUGHES GAP SD32301 | Reverse Normal Rating | MVA | 2025 | -21.377 | 33kV | Radial | Reverse N | Minimum
Upper North | HUGHES GAP - CRYSTAL BROOK TEE SD32302 | Reverse Normal Rating | MVA | 2025 | -21.377 | 33kV | Radial | None | Minimum
Upper North | CRYSTAL BROOK TEE - GLADSTONE SD32302 | Reverse Normal Rating | MVA | 2025 | -16.0613 | 33kV | Radial | None | Minimum
Upper North | GLADSTONE - CALTOWIE TEE SD32200 | Reverse Normal Rating | MVA | 2025 | -13.2034 | 33kV | Radial | None | Minimum
Upper North | CALTOWIE TEE - CALTOWIE SD32200 | Reverse Normal Rating | MVA | 2025 | -13.2034 | 33kV | Radial | None | Minimum
Upper North | CALTOWIE TEE - PETERBOROUGH TEE SD32200 | Reverse Normal Rating | MVA | 2025 | -13.2034 | 33kV | Radial | None | Minimum
Upper North | PETERBOROUGH TEE - JAMESTOWN SD32200 | Reverse Normal Rating | MVA | 2025 | -6.6874 | 33kV | Radial | None | Minimum
Upper North | JAMESTOWN - TEROWIE TOWNSHIP SD32200 | Reverse Normal Rating | MVA | 2025 | -3.4866 | 33kV | Radial | None | Minimum
Upper North | PETERBOROUGH TEE - PETERBOROUGH SD32200 | Reverse Normal Rating | MVA | 2025 | -6.173 | 33kV | Radial | None | Minimum
Upper North | BUNGAMA - PORT BROUGHTON TEE SD32400 | Reverse Normal Rating | MVA | 2025 | -13.2034 | 33kV | Radial | Reverse N | Minimum
Upper North | PORT BROUGHTON TEE - PORT BROUGHTON SD32400 | Reverse Normal Rating | MVA | 2025 | -5.1442 | 33kV | Radial | None | Minimum
Upper North | PORT BROUGHTON TEE - BRINKWORTH TIE SD32400 | Reverse Normal Rating | MVA | 2025 | -3.9439 | 33kV | Radial | None | Minimum
Upper North | PORT BROUGHTON TEE - CRYSTAL BROOK TEE SD32400 | Reverse Normal Rating | MVA | 2025 | -3.9439 | 33kV | Radial | None | Minimum
Upper North | NEUROODLA - HAWKER SD59100 | Reverse Normal Rating | MVA | 2025 | -5.1442 | 33kV | Radial | None | Minimum
Yorke Peninsula | HUMMOCKS DISTRIBUTION - NINNES TEE SD34400 | Reverse Normal Rating | MVA | 2025 | -18.0618 | 33kV | Radial | None | Minimum
Yorke Peninsula | NINNES TEE - LOCHIEL SD34400 | Reverse Normal Rating | MVA | 2025 | -3.9439 | 33kV | Radial | None | Minimum
Yorke Peninsula | NINNES TEE - KAINTON TEE SD34400 | Reverse Normal Rating | MVA | 2025 | -18.0618 | 33kV | Radial | None | Minimum
Yorke Peninsula | KAINTON TEE - KAINTON SD34400 | Reverse Normal Rating | MVA | 2025 | -5.2585 | 33kV | Radial | None | Minimum
Yorke Peninsula | KAINTON TEE - PASKEVILLE SD34400 | Reverse Normal Rating | MVA | 2025 | -18.0618 | 33kV | Radial | None | Minimum
Yorke Peninsula | PASKEVILLE - KADINA EAST SD34405 | Reverse Normal Rating | MVA | 2025 | -6.5731 | 33kV | Radial | None | Minimum
Yorke Peninsula | HUMMOCKS DISTRIBUTION - PORT CLINTON SD34300 | Reverse Normal Rating | MVA | 2025 | -7.0304 | 33kV | Radial | None | Minimum
Yorke Peninsula | PORT CLINTON - ARDROSSAN SD34300 | Reverse Normal Rating | MVA | 2025 | -5.8872 | 33kV | Radial | None | Minimum
Yorke Peninsula | HUMMOCKS DISTRIBUTION - FEDERATION CORNER SD34201 | Reverse Normal Rating | MVA | 2025 | -17.1473 | 33kV | Radial | None | Minimum
Yorke Peninsula | FEDERATION CORNER - SWAMP ROAD SD34201 | Reverse Normal Rating | MVA | 2025 | -5.2585 | 33kV | Radial | None | Minimum
Yorke Peninsula | FEDERATION CORNER - PT WAKEFIELD TEE SD34201 | Reverse Normal Rating | MVA | 2025 | -17.1473 | 33kV | Radial | None | Minimum
Yorke Peninsula | PT WAKEFIELD TEE - SWAMP ROAD SD34201 | Reverse Normal Rating | MVA | 2025 | -14.7467 | 33kV | Radial | None | Minimum
Yorke Peninsula | SWAMP ROAD - PT WAKEFIELD FAR NORTH EAST SD34201 | Reverse Normal Rating | MVA | 2025 | -9.2024 | 33kV | Radial | None | Minimum
Yorke Peninsula | PT WAKEFIELD TEE - PT WAKEFIELD RURAL SD34201 | Reverse Normal Rating | MVA | 2025 | -17.1473 | 33kV | Radial | None | Minimum
Yorke Peninsula | PT WAKEFIELD RURAL - PT WAKEFIELD TOWN TEE SD34201 | Reverse Normal Rating | MVA | 2025 | -8.9166 | 33kV | Radial | None | Minimum
Yorke Peninsula | PT WAKEFIELD TOWN TEE - PT WAKEFIELD TOWN SD34201 | Reverse Normal Rating | MVA | 2025 | -8.9166 | 33kV | Radial | None | Minimum
Yorke Peninsula | PT WAKEFIELD TOWN TEE - PROOF RANGE SD34201 | Reverse Normal Rating | MVA | 2025 | -8.9166 | 33kV | Radial | None | Minimum
Yorke Peninsula | HUMMOCKS DISTRIBUTION - BOWMANS TEE SD34102 | Reverse Normal Rating | MVA | 2025 | -25.1494 | 33kV | Radial | None | Minimum
Yorke Peninsula | BOWMANS TEE - PT WAKEFIELD RURAL SD34102 | Reverse Normal Rating | MVA | 2025 | -15.0325 | 33kV | Radial | None | Minimum
Yorke Peninsula | BOWMANS TEE - SAINTS SD34102 | Reverse Normal Rating | MVA | 2025 | -9.8311 | 33kV | Radial | None | Minimum
Yorke Peninsula | SAINTS - BALAKLAVA SD34102 | Reverse Normal Rating | MVA | 2025 | -5.1442 | 33kV | Radial | None | Minimum
Yorke Peninsula | BALAKLAVA - BALAKLAVA RURAL SD34102 | Reverse Normal Rating | MVA | 2025 | -5.1442 | 33kV | Radial | None | Minimum
Yorke Peninsula | BALAKLAVA - BALAKLAVA TOWNSHIP SD34102 | Reverse Normal Rating | MVA | 2025 | -5.1442 | 33kV | Radial | None | Minimum
Yorke Peninsula | KADINA EAST DISTRIBUTION - KADINA SD51102 | Reverse Normal Rating | MVA | 2025 | -25.1494 | 33kV | Radial | None | Minimum
Yorke Peninsula | KADINA EAST DISTRIBUTION - MOONTA TEE SD51200 | Reverse Normal Rating | MVA | 2025 | -25.1494 | 33kV | Radial | None | Minimum
Yorke Peninsula | MOONTA TEE - KADINA SD51200 | Reverse Normal Rating | MVA | 2025 | -13.775 | 33kV | Radial | None | Minimum
Yorke Peninsula | MOONTA TEE - MOONTA SD51200 | Reverse Normal Rating | MVA | 2025 | -13.775 | 33kV | Radial | N | Minimum
Yorke Peninsula | KADINA EAST DISTRIBUTION - WALLAROO TEE SD51300 | Reverse Normal Rating | MVA | 2025 | -25.1494 | 33kV | Radial | None | Minimum
Yorke Peninsula | WALLAROO TEE - KADINA SD51300 | Reverse Normal Rating | MVA | 2025 | -26.6355 | 33kV | Radial | None | Minimum
Yorke Peninsula | WALLAROO TEE - WALLAROO SD51300 | Reverse Normal Rating | MVA | 2025 | -13.775 | 33kV | Radial | None | Minimum
Yorke Peninsula | ARDROSSAN WEST DISTRIBUTION - MAITLAND SD35100 | Reverse Normal Rating | MVA | 2025 | -9.8311 | 33kV | Radial | None | Minimum
Yorke Peninsula | ARDROSSAN WEST DISTRIBUTION - ARDROSSAN SD35201 | Reverse Normal Rating | MVA | 2025 | -5.1442 | 33kV | Radial | None | Minimum
Yorke Peninsula | ARDROSSAN WEST DISTRIBUTION - ARDROSSAN BHP SD35200 | Reverse Normal Rating | MVA | 2025 | -27.7786 | 33kV | Radial | None | Minimum
Yorke Peninsula | ARDROSSAN - ARDROSSAN BHP SD35200 | Reverse Normal Rating | MVA | 2025 | -7.0304 | 33kV | Radial | None | Minimum
Yorke Peninsula | ARDROSSAN BHP - PORT VINCENT SD35200 | Reverse Normal Rating | MVA | 2025 | -20.1767 | 33kV | Radial | None | Minimum
Yorke Peninsula | PORT VINCENT - MINLATON TEE SD35300 | Reverse Normal Rating | MVA | 2025 | -7.0304 | 33kV | Radial | None | Minimum
Yorke Peninsula | MINLATON TEE - CURRAMULKA TEE SD35300 | Reverse Normal Rating | MVA | 2025 | -5.2585 | 33kV | Radial | None | Minimum
Yorke Peninsula | CURRAMULKA TEE - CURRAMULKA SD35300 | Reverse Normal Rating | MVA | 2025 | -4.2297 | 33kV | Radial | None | Minimum
Yorke Peninsula | CURRAMULKA TEE - MINLATON SD35300 | Reverse Normal Rating | MVA | 2025 | -4.2297 | 33kV | Radial | None | Minimum
Yorke Peninsula | MINLATON TEE - PT VINCENT RURAL SD35300 | Reverse Normal Rating | MVA | 2025 | -7.0304 | 33kV | Radial | None | Minimum
Yorke Peninsula | DALRYMPLE - STANSBURY TEE SD35400 | Reverse Normal Rating | MVA | 2025 | -20.1767 | 33kV | Radial | None | Minimum
Yorke Peninsula | STANSBURY TEE - PORT GILES TEE SD35400 | Reverse Normal Rating | MVA | 2025 | -20.1767 | 33kV | Radial | None | Minimum
Yorke Peninsula | PORT GILES TEE - PORT GILES SD35400 | Reverse Normal Rating | MVA | 2025 | -10.0026 | 33kV | Radial | None | Minimum
Yorke Peninsula | STANSBURY TEE - STANSBURY SD35400 | Reverse Normal Rating | MVA | 2025 | -6.173 | 33kV | Radial | None | Minimum
Yorke Peninsula | STANSBURY - PT VINCENT RURAL SD35403 | Reverse Normal Rating | MVA | 2025 | -7.0304 | 33kV | Radial | None | Minimum
Yorke Peninsula | DALRYMPLE - WOOL BAY RURAL SD35500 | Reverse Normal Rating | MVA | 2025 | -20.4053 | 33kV | Radial | None | Minimum
Yorke Peninsula | WOOL BAY RURAL - WOOL BAY SD35500 | Reverse Normal Rating | MVA | 2025 | -9.8311 | 33kV | Radial | None | Minimum
Yorke Peninsula | WOOL BAY RURAL - PORT GILES TEE SD35500 | Reverse Normal Rating | MVA | 2025 | -10.1169 | 33kV | Radial | None | Minimum
Yorke Peninsula | WOOL BAY - EDITHBURGH TEE SD35500 | Reverse Normal Rating | MVA | 2025 | -9.8311 | 33kV | Radial | None | Minimum
Yorke Peninsula | EDITHBURGH TEE - YORKETOWN SD35500 | Reverse Normal Rating | MVA | 2025 | -9.8311 | 33kV | Radial | None | Minimum
Yorke Peninsula | YORKETOWN - MARION BAY SD35500 | Reverse Normal Rating | MVA | 2025 | -5.1442 | 33kV | Radial | None | Minimum
Yorke Peninsula | EDITHBURGH TEE - EDITHBURGH SD35500 | Reverse Normal Rating | MVA | 2025 | -9.8311 | 33kV | Radial | None | Minimum
Metro West | ADELAIDE BRIGHTON CEMENT - PORT ADELAIDE SD1529 | Reverse Normal Rating | MVA | 2026 | -127 | 66kV | Meshed | None | Minimum
Metro South | ALDINGA - WILLUNGA SD1674 | Reverse Normal Rating | MVA | 2026 | -84 | 66kV | Meshed | None | Minimum
Metro North | ANGLE VALE - ANGLE VALE TEE SD1506A | Reverse Normal Rating | MVA | 2026 | -61 | 66kV | Meshed | None | Minimum
Metro North | ANGLE VALE TEE - EVANSTON SD1506B | Reverse Normal Rating | MVA | 2026 | -61 | 66kV | Meshed | None | Minimum
Metro North | ANGLE VALE TEE - VIRGINIA TEE SD2033 | Reverse Normal Rating | MVA | 2026 | -137 | 66kV | Radial | None | Minimum
Metro West | ATHOL PARK - ATHOL PARK TEE SD1677A | Reverse Normal Rating | MVA | 2026 | -53 | 66kV | Radial | None | Minimum
Metro West | BLACKPOOL - FULHAM GARDENS SD1639 | Reverse Normal Rating | MVA | 2026 | -127 | 66kV | Meshed | None | Minimum
Metro North | BOLIVAR - ST KILDA SD2034 | Reverse Normal Rating | MVA | 2026 | -60 | 66kV | Radial | None | Minimum
Metro East | CAMPBELLTOWN - MAGILL SD1661 | Reverse Normal Rating | MVA | 2026 | -127 | 66kV | Meshed | None | Minimum
Metro West | CHELTENHAM - CROYDON PARK TEE SD1655A | Reverse Normal Rating | MVA | 2026 | -128 | 66kV | Meshed | None | Minimum
Metro South | CITY WEST - KESWICK SD2013 | Reverse Normal Rating | MVA | 2026 | -300 | 66kV | Meshed | None | Minimum
Metro East | CITY WEST - WHITMORE SQUARE SD2016 | Reverse Normal Rating | MVA | 2026 | -300 | 66kV | Meshed | None | Minimum
Metro East | COROMANDEL PLACE - WHITMORE SQUARE SD1681 | Reverse Normal Rating | MVA | 2026 | -155 | 66kV | Meshed | None | Minimum
Metro East | CROYDON - HINDLEY STREET TEE SD1659B | Reverse Normal Rating | MVA | 2026 | -128 | 66kV | Meshed | None | Minimum
Metro West | CROYDON - KILKENNY SD1523 | Reverse Normal Rating | MVA | 2026 | -127 | 66kV | Meshed | None | Minimum
Metro West | CROYDON PARK - CROYDON PARK TEE SD1655B | Reverse Normal Rating | MVA | 2026 | -137 | 66kV | Meshed | None | Minimum
Metro West | CROYDON PARK TEE - CROYDON SD1655C | Reverse Normal Rating | MVA | 2026 | -128 | 66kV | Meshed | None | Minimum
Metro North | DIREK - PARALOWIE SD2004 | Reverse Normal Rating | MVA | 2026 | -127 | 66kV | Meshed | None | Minimum
Metro East | DRY CREEK - KILBURN SOUTH TEE SD1658A | Reverse Normal Rating | MVA | 2026 | -128 | 66kV | Meshed | None | Minimum
Metro East | EAST TERRACE - COROMANDEL PLACE SD1680 | Reverse Normal Rating | MVA | 2026 | -155 | 66kV | Meshed | None | Minimum
Metro East | EAST TERRACE - NORTH ADELAIDE SD1560 | Reverse Normal Rating | MVA | 2026 | -81 | 66kV | Meshed | None | Minimum
Metro North | EDINBURGH - SALISBURY SD1688 | Reverse Normal Rating | MVA | 2026 | -127 | 66kV | Meshed | None | Minimum
Metro North | ELIZABETH DOWNS - PENFIELD SD1508 | Reverse Normal Rating | MVA | 2026 | -137 | 66kV | Meshed | None | Minimum
Metro North | ELIZABETH DOWNS - SMITHFIELD WEST SD1686 | Reverse Normal Rating | MVA | 2026 | -83 | 66kV | Meshed | N-1 | Minimum
Metro North | ELIZABETH HEIGHTS - ELIZABETH DOWNS SD1501 | Reverse Normal Rating | MVA | 2026 | -109 | 66kV | Meshed | None | Minimum
Metro North | ELIZABETH SOUTH - EDINBURGH SD1511 | Reverse Normal Rating | MVA | 2026 | -127 | 66kV | Meshed | None | Minimum
Metro West | FINDON - FINDON TEE SD1520A | Reverse Normal Rating | MVA | 2026 | -137 | 66kV | Meshed | None | Minimum
Metro West | FINDON TEE - FLINDERS PARK SD1520B | Reverse Normal Rating | MVA | 2026 | -128 | 66kV | Meshed | None | Minimum
Metro West | FLINDERS PARK - NEW RICHMOND SD1521 | Reverse Normal Rating | MVA | 2026 | -70 | 66kV | Meshed | None | Minimum
Metro West | FULHAM GARDENS - FINDON TEE SD1520C | Reverse Normal Rating | MVA | 2026 | -128 | 66kV | Meshed | None | Minimum
Metro West | FULHAM GARDENS - HENLEY SOUTH #1 SD1519 | Reverse Normal Rating | MVA | 2026 | -61 | 66kV | Meshed | None | Minimum
Metro West | FULHAM GARDENS - HENLEY SOUTH #2 SD1691 | Reverse Normal Rating | MVA | 2026 | -61 | 66kV | Meshed | None | Minimum
Metro South | GLENELG NORTH TEE - GLENELG NORTH SD1584A | Reverse Normal Rating | MVA | 2026 | -66 | 66kV | Meshed | None | Minimum
Metro South | GLENELG NORTH TEE - PLYMPTON SD1584B | Reverse Normal Rating | MVA | 2026 | -127 | 66kV | Meshed | None | Minimum
Metro East | GOLDEN GROVE - INGLE FARM SD1647 | Reverse Normal Rating | MVA | 2026 | -127 | 66kV | Meshed | None | Minimum
Metro South | HACKHAM - PORT NOARLUNGA SD1694A | Reverse Normal Rating | MVA | 2026 | -127 | 66kV | Meshed | None | Minimum
Metro South | HAPPY VALLEY - HV/SAW TEE SD1591A | Reverse Normal Rating | MVA | 2026 | -128 | 66kV | Meshed | None | Minimum
Metro South | HAPPY VALLEY - PANORAMA #1 SD1665 | Reverse Normal Rating | MVA | 2026 | -125 | 66kV | Meshed | None | Minimum
Metro South | HAPPY VALLEY - PANORAMA #2 SD1666 | Reverse Normal Rating | MVA | 2026 | -126 | 66kV | Meshed | None | Minimum
Metro South | HAPPY VALLEY - SEACOMBE #1 SD1566 | Reverse Normal Rating | MVA | 2026 | -109 | 66kV | Meshed | None | Minimum
Metro South | HAPPY VALLEY - SEACOMBE #2 SD1590 | Reverse Normal Rating | MVA | 2026 | -119 | 66kV | Meshed | None | Minimum
Metro East | HILLCREST - HOLDEN HILL SD1692 | Reverse Normal Rating | MVA | 2026 | -127 | 66kV | Meshed | None | Minimum
Metro East | HINDLEY STREET - WHITMORE SQUARE SD1664 | Reverse Normal Rating | MVA | 2026 | -125 | 66kV | Meshed | None | Minimum
Metro East | HINDLEY STREET TEE - HINDLEY STREET SD1659C | Reverse Normal Rating | MVA | 2026 | -81 | 66kV | Meshed | None | Minimum
Metro East | HOLDEN HILL - CAMPBELLTOWN SD1660 | Reverse Normal Rating | MVA | 2026 | -127 | 66kV | Meshed | None | Minimum
Metro East | HOLDEN HILL - HOPE VALLEY SD1554A | Reverse Normal Rating | MVA | 2026 | -127 | 66kV | Meshed | None | Minimum
Metro East | HOPE VALLEY - TEA TREE GULLY SD1554B | Reverse Normal Rating | MVA | 2026 | -127 | 66kV | Meshed | None | Minimum
Metro South | HV/SAW TEE - MORPHETT VALE EAST SD1591C | Reverse Normal Rating | MVA | 2026 | -127 | 66kV | Meshed | None | Minimum
Metro East | KENT TOWN - KENT TOWN TEE SD1690 | Reverse Normal Rating | MVA | 2026 | -65 | 66kV | Meshed | None | Minimum
Metro South | KESWICK - CLARENCE GARDENS SD1671 | Reverse Normal Rating | MVA | 2026 | -52 | 66kV | Radial | None | Minimum
Metro South | KESWICK - NEW RICHMOND TEE SD1670A | Reverse Normal Rating | MVA | 2026 | -127 | 66kV | Meshed | N-1 | Minimum
Metro South | KESWICK - WHITMORE SQUARE TEE SD1669A | Reverse Normal Rating | MVA | 2026 | -127 | 66kV | Meshed | None | Minimum
Metro West | KILBURN - CAVAN SD2014 | Reverse Normal Rating | MVA | 2026 | -137 | 66kV | Meshed | None | Minimum
Metro West | KILBURN - CROYDON PARK SD1531 | Reverse Normal Rating | MVA | 2026 | -127 | 66kV | Meshed | None | Minimum
Metro East | KILBURN SOUTH TEE - KILBURN SOUTH SD1658B | Reverse Normal Rating | MVA | 2026 | -114 | 66kV | Radial | None | Minimum
Metro East | KILBURN SOUTH TEE - PROSPECT SD1658C | Reverse Normal Rating | MVA | 2026 | -128 | 66kV | Meshed | None | Minimum
Metro West | KILKENNY - WOODVILLE SD1675 | Reverse Normal Rating | MVA | 2026 | -127 | 66kV | Meshed | None | Minimum
Metro South | KINGSWOOD - NORTH UNLEY SD1574 | Reverse Normal Rating | MVA | 2026 | -109 | 66kV | Meshed | None | Minimum
Metro West | LARGS NORTH - ADELAIDE BRIGHTON CEMENT SD1654 | Reverse Normal Rating | MVA | 2026 | -127 | 66kV | Meshed | None | Minimum
Metro West | LEFEVRE - BLACKPOOL SD1693 | Reverse Normal Rating | MVA | 2026 | -137 | 66kV | Meshed | None | Minimum
Metro South | LINDEN PARK - LINDEN PARK TEE SD1662A | Reverse Normal Rating | MVA | 2026 | -46 | 66kV | Meshed | None | Minimum
Metro South | LOWER MITCHAM - KINGSWOOD SD1563 | Reverse Normal Rating | MVA | 2026 | -127 | 66kV | Meshed | None | Minimum
Metro East | MAGILL - BURNSIDE SD1556 | Reverse Normal Rating | MVA | 2026 | -55 | 66kV | Radial | None | Minimum
Metro East | MAGILL - KENT TOWN TEE SD1663A | Reverse Normal Rating | MVA | 2026 | -128 | 66kV | Meshed | None | Minimum
Metro East | MAGILL - NORWOOD SD1543 | Reverse Normal Rating | MVA | 2026 | -128 | 66kV | Meshed | None | Minimum
Metro South | MAGILL - URAIDLA TEE SD1662B | Reverse Normal Rating | MVA | 2026 | -109 | 66kV | Meshed | None | Minimum
Metro East | MAGILL - WOODFORDE 2 SD1678 | Reverse Normal Rating | MVA | 2026 | -114 | 66kV | Radial | None | Minimum
Metro East | MAGILL - WOODFORDE 3 SD1679 | Reverse Normal Rating | MVA | 2026 | -128 | 66kV | Radial | None | Minimum
Metro South | MCLAREN FLAT - WILLUNGA SD1594A | Reverse Normal Rating | MVA | 2026 | -83 | 66kV | Meshed | N-1 | Minimum
Metro South | MORPHETT VALE EAST - CLARENDON SD1592 | Reverse Normal Rating | MVA | 2026 | -15 | 66kV | Radial | None | Minimum
Metro South | MORPHETT VALE EAST - HACKHAM SD1694B | Reverse Normal Rating | MVA | 2026 | -127 | 66kV | Meshed | None | Minimum
Metro South | MORPHETT VALE EAST - MCLAREN FLAT SD1594B | Reverse Normal Rating | MVA | 2026 | -83 | 66kV | Meshed | N-1 | Minimum
Metro South | MORPHETT VALE EAST - PORT STANVAC #1 SD1593 | Reverse Normal Rating | MVA | 2026 | -128 | 66kV | Meshed | None | Minimum
Metro South | MORPHETT VALE EAST - PORT STANVAC #2 SD2010 | Reverse Normal Rating | MVA | 2026 | -127 | 66kV | Meshed | None | Minimum
Metro South | MORPHETTVILLE - ASCOT PARK SD1586 | Reverse Normal Rating | MVA | 2026 | -128 | 66kV | Meshed | None | Minimum
Metro South | MORPHETTVILLE - GLENELG NORTH TEE SD1584C | Reverse Normal Rating | MVA | 2026 | -109 | 66kV | Meshed | None | Minimum
Metro South | MORPHETTVILLE - OAKLANDS SD1585 | Reverse Normal Rating | MVA | 2026 | -126 | 66kV | Meshed | None | Minimum
Metro North | MUNNO PARA - ELIZABETH DOWNS SD2023 | Reverse Normal Rating | MVA | 2026 | -83 | 66kV | Meshed | None | Minimum
Metro North | MUNNO PARA - EVANSTON SD1652 | Reverse Normal Rating | MVA | 2026 | -83 | 66kV | Meshed | N-1 | Minimum
Metro West | NEW OSBORNE - BLACKPOOL SD1518 | Reverse Normal Rating | MVA | 2026 | -127 | 66kV | Meshed | None | Minimum
Metro West | NEW OSBORNE - GLANVILLE SD1527 | Reverse Normal Rating | MVA | 2026 | -128 | 66kV | Meshed | N-1 | Minimum
Metro West | NEW OSBORNE - LARGS NORTH SD1653 | Reverse Normal Rating | MVA | 2026 | -127 | 66kV | Meshed | None | Minimum
Metro West | NEW OSBORNE - SMORGON STEEL RECYCLING SD1532A | Reverse Normal Rating | MVA | 2026 | -128 | 66kV | Meshed | None | Minimum
Metro West | NEW RICHMOND - THEBARTON SD1516 | Reverse Normal Rating | MVA | 2026 | -125 | 66kV | Meshed | None | Minimum
Metro South | NEW RICHMOND TEE - NEW RICHMOND SD1670B | Reverse Normal Rating | MVA | 2026 | -126 | 66kV | Meshed | None | Minimum
Metro South | NEW RICHMOND TEE - PLYMPTON SD1670C | Reverse Normal Rating | MVA | 2026 | -128 | 66kV | Meshed | None | Minimum
Metro South | NOARLUNGA CENTRE - PORT NOARLUNGA SD1668 | Reverse Normal Rating | MVA | 2026 | -83 | 66kV | Meshed | None | Minimum
Metro East | NORTH ADELAIDE - HINDLEY STREET TEE SD1659A | Reverse Normal Rating | MVA | 2026 | -86 | 66kV | Meshed | None | Minimum
Metro South | NORTH UNLEY - WHITMORE SQUARE TEE SD1669B | Reverse Normal Rating | MVA | 2026 | -109 | 66kV | Meshed | N-1 | Minimum
Metro East | NORTHFIELD - CLEARVIEW SD1549 | Reverse Normal Rating | MVA | 2026 | -40 | 66kV | Radial | None | Minimum
Metro East | NORTHFIELD - DRY CREEK SD1657 | Reverse Normal Rating | MVA | 2026 | -127 | 66kV | Meshed | None | Minimum
Metro East | NORTHFIELD - HARROW SD1535 | Reverse Normal Rating | MVA | 2026 | -40 | 66kV | Radial | None | Minimum
Metro East | NORTHFIELD - HILLCREST SD1534 | Reverse Normal Rating | MVA | 2026 | -127 | 66kV | Meshed | None | Minimum
Metro East | NORTHFIELD - HOLDEN HILL SD1539 | Reverse Normal Rating | MVA | 2026 | -128 | 66kV | Meshed | None | Minimum
Metro East | NORTHFIELD - INGLE FARM #1 SD1548 | Reverse Normal Rating | MVA | 2026 | -126 | 66kV | Meshed | None | Minimum
Metro East | NORTHFIELD - INGLE FARM #2 SD2019 | Reverse Normal Rating | MVA | 2026 | -137 | 66kV | Meshed | None | Minimum
Metro East | NORWOOD - EAST TERRACE SD1545 | Reverse Normal Rating | MVA | 2026 | -91 | 66kV | Meshed | N-1 | Minimum
Metro East | NORWOOD - KENT TOWN SD1559 | Reverse Normal Rating | MVA | 2026 | -46 | 66kV | Meshed | None | Minimum
Metro East | NORWOOD - LINDEN PARK SD1544 | Reverse Normal Rating | MVA | 2026 | -59 | 66kV | Meshed | None | Minimum
Metro South | PANORAMA - ASCOT PARK SD1587 | Reverse Normal Rating | MVA | 2026 | -128 | 66kV | Meshed | None | Minimum
Metro South | PANORAMA - BLACKWOOD SD1572 | Reverse Normal Rating | MVA | 2026 | -40 | 66kV | Radial | None | Minimum
Metro South | PANORAMA - CUDMORE PARK SD1573 | Reverse Normal Rating | MVA | 2026 | -35 | 66kV | Radial | None | Minimum
Metro South | PANORAMA - LINDEN PARK TEE SD1662C | Reverse Normal Rating | MVA | 2026 | -128 | 66kV | Meshed | None | Minimum
Metro South | PANORAMA - LOWER MITCHAM SD1562 | Reverse Normal Rating | MVA | 2026 | -127 | 66kV | Meshed | None | Minimum
Metro South | PANORAMA - TONSLEY EAST SD2035 | Reverse Normal Rating | MVA | 2026 | -81 | 66kV | Meshed | None | Minimum
Metro North | PARA - ELIZABETH HEIGHTS SD1504 | Reverse Normal Rating | MVA | 2026 | -128 | 66kV | Meshed | None | Minimum
Metro North | PARA - ELIZABETH SOUTH SD1503 | Reverse Normal Rating | MVA | 2026 | -128 | 66kV | Meshed | None | Minimum
Metro North | PARAFIELD GARDENS - CAVAN SD1687 | Reverse Normal Rating | MVA | 2026 | -60 | 66kV | Meshed | None | Minimum
Metro North | PARAFIELD GARDENS - SALISBURY SD1502 | Reverse Normal Rating | MVA | 2026 | -127 | 66kV | Meshed | None | Minimum
Metro North | PARAFIELD GARDENS WEST - BOLIVAR SD1683 | Reverse Normal Rating | MVA | 2026 | -127 | 66kV | Radial | None | Minimum
Metro North | PARAFIELD GARDENS WEST - PARAFIELD GARDENS SD1682 | Reverse Normal Rating | MVA | 2026 | -127 | 66kV | Meshed | N-1 | Minimum
Metro North | PARAFIELD GARDENS WEST - PARALOWIE SD1510 | Reverse Normal Rating | MVA | 2026 | -127 | 66kV | Meshed | None | Minimum
Metro North | PENFIELD - DIREK SD1685 | Reverse Normal Rating | MVA | 2026 | -127 | 66kV | Meshed | None | Minimum
Metro North | PENFIELD - ELIZABETH SOUTH SD1509 | Reverse Normal Rating | MVA | 2026 | -137 | 66kV | Meshed | None | Minimum
Metro South | PLYMPTON - GLENELG NORTH SD1583 | Reverse Normal Rating | MVA | 2026 | -55 | 66kV | Meshed | None | Minimum
Metro West | PORT ADELAIDE - CHELTENHAM SD1646 | Reverse Normal Rating | MVA | 2026 | -127 | 66kV | Meshed | None | Minimum
Metro West | PORT ADELAIDE NORTH - ATHOL PARK TEE SD1677B | Reverse Normal Rating | MVA | 2026 | -128 | 66kV | Meshed | None | Minimum
Metro South | PORT NOARLUNGA - SEAFORD SD1676A | Reverse Normal Rating | MVA | 2026 | -84 | 66kV | Meshed | N-1 | Minimum
Metro South | PORT STANVAC - LONSDALE SD1673 | Reverse Normal Rating | MVA | 2026 | -137 | 66kV | Meshed | None | Minimum
Metro South | PORT STANVAC - NOARLUNGA CENTRE SD1667 | Reverse Normal Rating | MVA | 2026 | -128 | 66kV | Meshed | None | Minimum
Metro East | PROSPECT - CROYDON SD2024 | Reverse Normal Rating | MVA | 2026 | -123 | 66kV | Meshed | None | Minimum
Metro West | QUEENSTOWN - GLANVILLE SD1526 | Reverse Normal Rating | MVA | 2026 | -127 | 66kV | Meshed | None | Minimum
Metro South | SEACOMBE - OAKLANDS SD1565 | Reverse Normal Rating | MVA | 2026 | -126 | 66kV | Meshed | None | Minimum
Metro South | SEACOMBE - SHEIDOW PARK SD1672 | Reverse Normal Rating | MVA | 2026 | -137 | 66kV | Meshed | None | Minimum
Metro South | SEAFORD - ALDINGA SD1676B | Reverse Normal Rating | MVA | 2026 | -84 | 66kV | Meshed | N-1 | Minimum
Metro South | SHEIDOW PARK - LONSDALE SD2009 | Reverse Normal Rating | MVA | 2026 | -137 | 66kV | Meshed | None | Minimum
Metro North | SMITHFIELD WEST - ANGLE VALE SD1650 | Reverse Normal Rating | MVA | 2026 | -84 | 66kV | Meshed | None | Minimum
Metro West | SMORGON STEEL RECYCLING - PORT ADELAIDE NORTH SD1532B | Reverse Normal Rating | MVA | 2026 | -128 | 66kV | Meshed | None | Minimum
Metro North | ST KILDA - VIRGINIA SD1684 | Reverse Normal Rating | MVA | 2026 | -60 | 66kV | Radial | None | Minimum
Metro East | TEA TREE GULLY - GOLDEN GROVE SD1638 | Reverse Normal Rating | MVA | 2026 | -127 | 66kV | Meshed | None | Minimum
Metro West | THEBARTON - CROYDON SD1522 | Reverse Normal Rating | MVA | 2026 | -128 | 66kV | Meshed | None | Minimum
Metro South | TONSLEY EAST - TONSLEY PARK SD1588 | Reverse Normal Rating | MVA | 2026 | -137 | 66kV | Meshed | None | Minimum
Metro South | TONSLEY PARK - SEACOMBE SD1564 | Reverse Normal Rating | MVA | 2026 | -128 | 66kV | Meshed | None | Minimum
Metro West | TORRENS ISLAND - ATHOL PARK TEE SD1677C | Reverse Normal Rating | MVA | 2026 | -127 | 66kV | Meshed | None | Minimum
Metro West | TORRENS ISLAND - KILBURN SD1656 | Reverse Normal Rating | MVA | 2026 | -98 | 66kV | Meshed | None | Minimum
Metro South | URAIDLA TEE - LINDEN PARK TEE SD1662D | Reverse Normal Rating | MVA | 2026 | -128 | 66kV | Meshed | None | Minimum
Metro North | VIRGINIA - VIRGINIA TEE SD2022A | Reverse Normal Rating | MVA | 2026 | -137 | 66kV | Radial | None | Minimum
Metro North | VIRGINIA TEE - TWO WELLS SD2022B | Reverse Normal Rating | MVA | 2026 | -60 | 66kV | Radial | None | Minimum
Metro East | WHITMORE SQUARE - KENT TOWN TEE SD1663B | Reverse Normal Rating | MVA | 2026 | -90 | 66kV | Meshed | None | Minimum
Metro East | WHITMORE SQUARE - WHITMORE SQUARE TEE SD1669C | Reverse Normal Rating | MVA | 2026 | -70 | 66kV | Meshed | None | Minimum
Metro West | WOODVILLE - FINDON SD1524 | Reverse Normal Rating | MVA | 2026 | -126 | 66kV | Meshed | None | Minimum
Metro West | WOODVILLE - QUEENSTOWN SD1525 | Reverse Normal Rating | MVA | 2026 | -127 | 66kV | Meshed | None | Minimum
Eastern Hills | MOUNT BARKER DISTRIBUTION - MOUNT BARKER SOUTH SD2012 | Reverse Normal Rating | MVA | 2026 | -109.9714 | 66kV | Meshed | None | Minimum
Eastern Hills | MOUNT BARKER DISTRIBUTION - BALHANNAH SD1598 | Reverse Normal Rating | MVA | 2026 | -55.5573 | 66kV | Radial | None | Minimum
Eastern Hills | BALHANNAH - URAIDLA SD1599 | Reverse Normal Rating | MVA | 2026 | -40.3533 | 66kV | Radial | None | Minimum
Eastern Hills | URAIDLA - MAGILL (METRO SOUTH TIE) SD1662E | Reverse Normal Rating | MVA | 2026 | -40.3533 | 66kV | Radial | None | Minimum
Eastern Hills | MOUNT BARKER DISTRIBUTION - HAHNDORF SD1596 | Reverse Normal Rating | MVA | 2026 | -55.5573 | 66kV | Radial | None | Minimum
Eastern Hills | MOUNT BARKER SOUTH - MEADOWS SD1597 | Reverse Normal Rating | MVA | 2026 | -55.5573 | 66kV | Radial | None | Minimum
Eastern Hills | MOUNT BARKER SOUTH - STRATHALBYN EAST TEE SD1601A | Reverse Normal Rating | MVA | 2026 | -34.8662 | 66kV | Radial | None | Minimum
Eastern Hills | STRATHALBYN EAST TEE - STRATHALBYN SD1601B | Reverse Normal Rating | MVA | 2026 | -34.8662 | 66kV | Radial | None | Minimum
Eastern Hills | STRATHALBYN - BELVIDERE SD1602 | Reverse Normal Rating | MVA | 2026 | -13.1463 | 66kV | Radial | None | Minimum
Eastern Hills | BELVIDERE - MILANG SD1603 | Reverse Normal Rating | MVA | 2026 | -10.2884 | 66kV | Radial | None | Minimum
Eastern Hills | BELVIDERE - LANGHORNE CREEK SD1604 | Reverse Normal Rating | MVA | 2026 | -13.1463 | 66kV | Radial | None | Minimum
Eyre Peninsula | YADNARIE - CLEVE SD1609 | Reverse Normal Rating | MVA | 2026 | -10.2884 | 66kV | Radial | None | Minimum
Eyre Peninsula | YADNARIE - RUDALL SD1610 | Reverse Normal Rating | MVA | 2026 | -10.2884 | 66kV | Radial | None | Minimum
Eyre Peninsula | RUDALL - DARKE PEAK SD1611 | Reverse Normal Rating | MVA | 2026 | -10.2884 | 66kV | Radial | None | Minimum
Eyre Peninsula | DARKE PEAK - CARALUE SD1612 | Reverse Normal Rating | MVA | 2026 | -10.2884 | 66kV | Radial | None | Minimum
Eyre Peninsula | RUDALL - LOCK SD1613 | Reverse Normal Rating | MVA | 2026 | -10.2884 | 66kV | Radial | None | Minimum
Eyre Peninsula | LOCK - POLDA SD1614 | Reverse Normal Rating | MVA | 2026 | -10.2884 | 66kV | Radial | None | Minimum
Eyre Peninsula | WUDINNA - POLDA SD1615 | Reverse Normal Rating | MVA | 2026 | -10.2884 | 66kV | Radial | None | Minimum
Eyre Peninsula | WUDINNA - MOORKITABIE SD1605 | Reverse Normal Rating | MVA | 2026 | -53.271 | 66kV | Radial | None | Minimum
Eyre Peninsula | MOORKITABIE - TARLTON SD1606 | Reverse Normal Rating | MVA | 2026 | -53.271 | 66kV | Radial | None | Minimum
Eyre Peninsula | TARLTON - STREAKY BAY SD1607 | Reverse Normal Rating | MVA | 2026 | -30.9795 | 66kV | Radial | None | Minimum
Eyre Peninsula | TARLTON - CEDUNA SD1608 | Reverse Normal Rating | MVA | 2026 | -53.271 | 66kV | Radial | None | Minimum
Riverland | NORTH WEST BEND - MORGAN TEE SD1616 | Reverse Normal Rating | MVA | 2026 | -19.4336 | 66kV | Radial | None | Minimum
Riverland | MORGAN TEE - CORDOLA SD1617 | Reverse Normal Rating | MVA | 2026 | -19.6622 | 66kV | Radial | None | Minimum
Riverland | CORDOLA - ROONKA SD1618 | Reverse Normal Rating | MVA | 2026 | -19.6622 | 66kV | Radial | None | Minimum
Riverland | ROONKA - PORTEE SD1619 | Reverse Normal Rating | MVA | 2026 | -19.6622 | 66kV | Radial | None | Minimum
Riverland | PORTEE - SWAN REACH SD1620 | Reverse Normal Rating | MVA | 2026 | -10.2884 | 66kV | Radial | None | Minimum
Riverland | NORTH WEST BEND - CADELL SD1622 | Reverse Normal Rating | MVA | 2026 | -26.5212 | 66kV | Radial | None | Minimum
Riverland | CADELL - QUALCO SD1623 | Reverse Normal Rating | MVA | 2026 | -26.5212 | 66kV | Radial | None | Minimum
Riverland | QUALCO - RAMCO SD1624 | Reverse Normal Rating | MVA | 2026 | -26.5212 | 66kV | Radial | None | Minimum
Riverland | RAMCO - WAIKERIE SD1625 | Reverse Normal Rating | MVA | 2026 | -26.5212 | 66kV | Radial | None | Minimum
Riverland | BERRI - GLOSSOP SD1626 | Reverse Normal Rating | MVA | 2026 | -40.3533 | 66kV | Radial | None | Minimum
Riverland | GLOSSOP - LOVEDAY SD1627 | Reverse Normal Rating | MVA | 2026 | -26.5212 | 66kV | Radial | None | Minimum
Riverland | LOVEDAY - WOOLPUNDA SD1628 | Reverse Normal Rating | MVA | 2026 | -14.0608 | 66kV | Radial | None | Minimum
Riverland | WOOLPUNDA - WAIKERIE SD1629 | Reverse Normal Rating | MVA | 2026 | -14.0608 | 66kV | Radial | None | Minimum
Riverland | BERRI - LOXTON SD1630 | Reverse Normal Rating | MVA | 2026 | -44.0114 | 66kV | Radial | None | Minimum
Riverland | LOXTON - PYAP SD1631 | Reverse Normal Rating | MVA | 2026 | -14.0608 | 66kV | Radial | None | Minimum
Riverland | BERRI - RENMARK SD1632 | Reverse Normal Rating | MVA | 2026 | -42.7539 | 66kV | Radial | None | Minimum
Riverland | RENMARK - PARINGA SD1633 | Reverse Normal Rating | MVA | 2026 | -26.0639 | 66kV | Radial | None | Minimum
Riverland | BERRI - LYRUP SD1634 | Reverse Normal Rating | MVA | 2026 | -12.3461 | 66kV | Radial | None | Minimum
Metro South | WILLUNGA - MYPONGA SD1568 | Reverse Normal Rating | MVA | 2026 | -71.9044 | 66kV | Radial | None | Minimum
Metro South | MYPONGA - YANKALILLA SD1569 | Reverse Normal Rating | MVA | 2026 | -71.9044 | 66kV | Radial | None | Minimum
Metro South | YANKALILLA - CAPE JERVIS SD1689 | Reverse Normal Rating | MVA | 2026 | -60.5871 | 66kV | Radial | None | Minimum
Metro South | WILLUNGA - SQUARE WATER HOLE SD1570 | Reverse Normal Rating | MVA | 2026 | -71.9044 | 66kV | Radial | None | Minimum
Metro South | SQUARE WATER HOLE - VICTOR HARBOR SD1595 | Reverse Normal Rating | MVA | 2026 | -40.582 | 66kV | Radial | None | Minimum
Metro South | SQUARE WATER HOLE - GOOLWA SD1571 | Reverse Normal Rating | MVA | 2026 | -33.4944 | 66kV | Radial | None | Minimum
Eastern Hills | BALHANNAH - WOODSIDE SD41100 | Reverse Normal Rating | MVA | 2026 | -20.1767 | 33kV | Radial | None | Minimum
Eastern Hills | BALHANNAH - VERDUN TEE SD41200 | Reverse Normal Rating | MVA | 2026 | -21.377 | 33kV | Radial | None | Minimum
Eastern Hills | VERDUN TEE - ALDGATE TEE SD41200 | Reverse Normal Rating | MVA | 2026 | -20.291 | 33kV | Radial | None | Minimum
Eastern Hills | VERDUN TEE - MYLOR SD41200 | Reverse Normal Rating | MVA | 2026 | -3.3723 | 33kV | Radial | None | Minimum
Eastern Hills | BALHANNAH - NAIRNE TEE SD41300 | Reverse Normal Rating | MVA | 2026 | -13.032 | 33kV | Radial | None | Minimum
Eastern Hills | NAIRNE TEE - NAIRNE SD41300 | Reverse Normal Rating | MVA | 2026 | -13.032 | 33kV | Radial | None | Minimum
Eastern Hills | NAIRNE TEE - BRUKUNGA SD41300 | Reverse Normal Rating | MVA | 2026 | -6.5731 | 33kV | Radial | None | Minimum
Eastern Hills | URAIDLA - PICCADILLY TEE SD42100 | Reverse Normal Rating | MVA | 2026 | -20.291 | 33kV | Radial | None | Minimum
Eastern Hills | PICCADILLY TEE - PICCADILLY EOL SD42100 | Reverse Normal Rating | MVA | 2026 | -14.2894 | 33kV | Radial | None | Minimum
Eastern Hills | PICCADILLY TEE - ALDGATE TEE SD42100 | Reverse Normal Rating | MVA | 2026 | -20.291 | 33kV | Radial | None | Minimum
Eastern Hills | ALDGATE TEE - ALDGATE SD42100 | Reverse Normal Rating | MVA | 2026 | -13.032 | 33kV | Radial | None | Minimum
Eastern Hills | ANGAS CREEK - BIRDWOOD TEE SD38100 | Reverse Normal Rating | MVA | 2026 | -14.5752 | 33kV | Radial | None | Minimum
Eastern Hills | BIRDWOOD TEE - GUMERACHA RURAL SD38100 | Reverse Normal Rating | MVA | 2026 | -4.2297 | 33kV | Radial | None | Minimum
Eastern Hills | BIRDWOOD TEE - BIRDWOOD SD38100 | Reverse Normal Rating | MVA | 2026 | -7.1447 | 33kV | Radial | None | Minimum
Eastern Hills | BIRDWOOD - MOUNT PLEASANT TEE SD38100 | Reverse Normal Rating | MVA | 2026 | -4.2297 | 33kV | Radial | None | Minimum
Eastern Hills | MOUNT PLEASANT TEE - PALMER RURAL SD38100 | Reverse Normal Rating | MVA | 2026 | -4.2297 | 33kV | Radial | None | Minimum
Eastern Hills | MOUNT PLEASANT TEE - MOUNT PLEASANT SD38100 | Reverse Normal Rating | MVA | 2026 | -4.2297 | 33kV | Radial | None | Minimum
Eastern Hills | ANGAS CREEK - ANGAS CREEK TEE SD38200 | Reverse Normal Rating | MVA | 2026 | -20.291 | 33kV | Radial | None | Minimum
Eastern Hills | ANGAS CREEK TEE - LOBETHAL SD38200 | Reverse Normal Rating | MVA | 2026 | -20.1767 | 33kV | Radial | None | Minimum
Eastern Hills | LOBETHAL - WOODSIDE SD38200 | Reverse Normal Rating | MVA | 2026 | -7.0304 | 33kV | Radial | None | Minimum
Eastern Hills | ANGAS CREEK TEE - GUMERACHA WEIR SD38200 | Reverse Normal Rating | MVA | 2026 | -7.0304 | 33kV | Radial | None | Minimum
Eastern Hills | GUMERACHA WEIR - HOUGHTON SD38200 | Reverse Normal Rating | MVA | 2026 | -6.9732 | 33kV | Radial | None | Minimum
Eastern Hills | GUMERACHA WEIR - KERSBROOK SD38200 | Reverse Normal Rating | MVA | 2026 | -7.0304 | 33kV | Radial | None | Minimum
Eastern Hills | KERSBROOK - WILLIAMSTOWN SOUTH TEE SD38200 | Reverse Normal Rating | MVA | 2026 | -6.9732 | 33kV | Radial | None | Minimum
Eastern Hills | GUMERACHA WEIR - GUMERACHA RURAL SD38200 | Reverse Normal Rating | MVA | 2026 | -4.2297 | 33kV | Radial | None | Minimum
Eyre Peninsula | WHYALLA CENTRAL - WHYALLA CITY 1 SD56101 | Reverse Normal Rating | MVA | 2026 | -26.6355 | 33kV | Radial | None | Minimum
Eyre Peninsula | WHYALLA CENTRAL - WHYALLA CITY 2 SD56102 | Reverse Normal Rating | MVA | 2026 | -27.7786 | 33kV | Radial | None | Minimum
Eyre Peninsula | WHYALLA CENTRAL - WHYALLA STUART SD56201 | Reverse Normal Rating | MVA | 2026 | -27.7786 | 33kV | Radial | None | Minimum
Eyre Peninsula | WHYALLA CENTRAL - WHYALLA NORTH TEE SD56301 | Reverse Normal Rating | MVA | 2026 | -25.1494 | 33kV | Radial | None | Minimum
Eyre Peninsula | WHYALLA NORTH TEE - WHYALLA TERMINAL SD56301 | Reverse Normal Rating | MVA | 2026 | -21.3198 | 33kV | Radial | None | Minimum
Eyre Peninsula | WHYALLA NORTH TEE - WHYALLA SOLAR SD56301 | Reverse Normal Rating | MVA | 2026 | -25.1494 | 33kV | Radial | None | Minimum
Eyre Peninsula | WHYALLA SOLAR - WHYALLA NORTH SD56301 | Reverse Normal Rating | MVA | 2026 | -13.2034 | 33kV | Radial | None | Minimum
Eyre Peninsula | PORT LINCOLN TERMINAL - PORT LINCOLN CITY TEE PL32 | Reverse Normal Rating | MVA | 2026 | -20.5768 | 33kV | Radial | None | Minimum
Eyre Peninsula | PORT LINCOLN CITY TEE - PORT LINCOLN CITY PL32 | Reverse Normal Rating | MVA | 2026 | -20.5768 | 33kV | Radial | None | Minimum
Eyre Peninsula | PORT LINCOLN CITY TEE - PORT LINCOLN MARINA TEE PL32 | Reverse Normal Rating | MVA | 2026 | -20.5768 | 33kV | Radial | None | Minimum
Eyre Peninsula | PORT LINCOLN MARINA TEE - PORT LINCOLN DOCKS PL32 | Reverse Normal Rating | MVA | 2026 | -20.291 | 33kV | Radial | None | Minimum
Eyre Peninsula | PORT LINCOLN MARINA TEE - PORT LINCOLN MARINA PL32 | Reverse Normal Rating | MVA | 2026 | -25.1494 | 33kV | Radial | None | Minimum
Eyre Peninsula | PORT LINCOLN TERMINAL - PORT LINCOLN CITY SD61101 | Reverse Normal Rating | MVA | 2026 | -24.4898 | 33kV | Radial | None | Minimum
Eyre Peninsula | PORT LINCOLN TERMINAL - POONINDIE TEE PL34 | Reverse Normal Rating | MVA | 2026 | -20.4053 | 33kV | Radial | None | Minimum
Eyre Peninsula | POONINDIE TEE - POONINDIE PL34 | Reverse Normal Rating | MVA | 2026 | -15.4897 | 33kV | Radial | None | Minimum
Eyre Peninsula | POONINDIE - POINT BOSTON PL34 | Reverse Normal Rating | MVA | 2026 | -14.2894 | 33kV | Radial | None | Minimum
Eyre Peninsula | POONINDIE TEE - TOD RIVER PL34 | Reverse Normal Rating | MVA | 2026 | -20.4053 | 33kV | Radial | None | Minimum
Eyre Peninsula | TOD RIVER - CUMMINS CM36 | Reverse Normal Rating | MVA | 2026 | -5.1442 | 33kV | Radial | None | Minimum
Eyre Peninsula | TOD RIVER - TUMBY BAY CM35 | Reverse Normal Rating | MVA | 2026 | -5.1442 | 33kV | Radial | None | Minimum
Eyre Peninsula | PORT LINCOLN TERMINAL - ULEY SOUTH TEE PL33 | Reverse Normal Rating | MVA | 2026 | -23.1489 | 33kV | Radial | None | Minimum
Eyre Peninsula | ULEY SOUTH TEE - ULEY SOUTH PL33 | Reverse Normal Rating | MVA | 2026 | -5.2585 | 33kV | Radial | None | Minimum
Eyre Peninsula | ULEY SOUTH TEE - ULEY PL33 | Reverse Normal Rating | MVA | 2026 | -15.4897 | 33kV | Radial | None | Minimum
Eyre Peninsula | ULEY - COFFIN BAY PL33 | Reverse Normal Rating | MVA | 2026 | -3.9439 | 33kV | Radial | None | Minimum
Eyre Peninsula | CLEVE - COWELL SD53100 | Reverse Normal Rating | MVA | 2026 | -14.2894 | 33kV | Radial | None | Minimum
Eyre Peninsula | CLEVE - BOOTHBY SD55100 | Reverse Normal Rating | MVA | 2026 | -15.0325 | 33kV | Radial | None | Minimum
Eyre Peninsula | BOOTHBY - PUMPING STATION ROAD SD55100 | Reverse Normal Rating | MVA | 2026 | -14.2894 | 33kV | Radial | None | Minimum
Eyre Peninsula | PUMPING STATION ROAD - ARNO BAY SD55100 | Reverse Normal Rating | MVA | 2026 | -14.2894 | 33kV | Radial | None | Minimum
Mid North | BRINKWORTH - YACKA TEE SD33100 | Reverse Normal Rating | MVA | 2026 | -6.173 | 33kV | Radial | None | Minimum
Mid North | YACKA TEE - YACKA RURAL SD33100 | Reverse Normal Rating | MVA | 2026 | -5.1442 | 33kV | Radial | None | Minimum
Mid North | YACKA TEE - SPALDING TEE SD33100 | Reverse Normal Rating | MVA | 2026 | -5.1442 | 33kV | Radial | None | Minimum
Mid North | SPALDING TEE - GEORGETOWN SD33100 | Reverse Normal Rating | MVA | 2026 | -5.1442 | 33kV | Radial | None | Minimum
Mid North | GEORGETOWN - GLADSTONE SD33100 | Reverse Normal Rating | MVA | 2026 | -3.9439 | 33kV | Radial | None | Minimum
Mid North | SPALDING TEE - SPALDING SD33100 | Reverse Normal Rating | MVA | 2026 | -3.9439 | 33kV | Radial | None | Minimum
Mid North | BRINKWORTH - MERRITON SD33300 | Reverse Normal Rating | MVA | 2026 | -6.173 | 33kV | Radial | None | Minimum
Mid North | BRINKWORTH - BRINKWORTH TEE SD33200 | Reverse Normal Rating | MVA | 2026 | -6.173 | 33kV | Radial | None | Minimum
Mid North | BRINKWORTH TEE - YACKA RURAL SD33200 | Reverse Normal Rating | MVA | 2026 | -5.1442 | 33kV | Radial | None | Minimum
Mid North | BRINKWORTH TEE - BLYTH TOWNSHIP SD33200 | Reverse Normal Rating | MVA | 2026 | -5.1442 | 33kV | Radial | None | Minimum
Mid North | BLYTH TOWNSHIP - CLARE NORTH TEE SD33200 | Reverse Normal Rating | MVA | 2026 | -5.1442 | 33kV | Radial | None | Minimum
Mid North | BLYTH TOWNSHIP - BALAKLAVA TOWNSHIP SD33200 | Reverse Normal Rating | MVA | 2026 | -4.0582 | 33kV | Radial | None | Minimum
Mid North | WATERLOO DISTRIBUTION - RIVERTON TEE SD36400 | Reverse Normal Rating | MVA | 2026 | -6.173 | 33kV | Radial | N | Minimum
Mid North | RIVERTON TEE - AUBURN TEE SD36400 | Reverse Normal Rating | MVA | 2026 | -6.173 | 33kV | Radial | None | Minimum
Mid North | AUBURN TEE - AUBURN SD36400 | Reverse Normal Rating | MVA | 2026 | -6.173 | 33kV | Radial | None | Minimum
Mid North | RIVERTON TEE - RIVERTON SD36400 | Reverse Normal Rating | MVA | 2026 | -6.173 | 33kV | Radial | None | Minimum
Mid North | WATERLOO DISTRIBUTION - WATERLOO RURAL SD36201 | Reverse Normal Rating | MVA | 2026 | -7.0304 | 33kV | Radial | None | Minimum
Mid North | WATERLOO RURAL - ROBERTSTOWN SD36201 | Reverse Normal Rating | MVA | 2026 | -7.0304 | 33kV | Radial | None | Minimum
Mid North | WATERLOO DISTRIBUTION - PORTERS LAGOON SD36101 | Reverse Normal Rating | MVA | 2026 | -21.377 | 33kV | Radial | None | Minimum
Mid North | PORTERS LAGOON - HANSON SD36101 | Reverse Normal Rating | MVA | 2026 | -20.291 | 33kV | Radial | None | Minimum
Mid North | WATERLOO DISTRIBUTION - WATERLOO TOWN SD36300 | Reverse Normal Rating | MVA | 2026 | -20.291 | 33kV | Radial | None | Minimum
Mid North | WATERLOO TOWN - EUDUNDA TEE SD36300 | Reverse Normal Rating | MVA | 2026 | -7.0304 | 33kV | Radial | None | Minimum
Mid North | EUDUNDA TEE - EUDUNDA SD36300 | Reverse Normal Rating | MVA | 2026 | -5.1442 | 33kV | Radial | None | Minimum
Mid North | EUDUNDA TEE - KAPUNDA RURAL SD36300 | Reverse Normal Rating | MVA | 2026 | -7.0304 | 33kV | Radial | None | Minimum
Mid North | TEMPLERS - WASLEYS SD37402 | Reverse Normal Rating | MVA | 2026 | -13.032 | 33kV | Radial | None | Minimum
Mid North | WASLEYS - MALLALA SD37402 | Reverse Normal Rating | MVA | 2026 | -9.8311 | 33kV | Radial | None | Minimum
Mid North | TEMPLERS - HAMLEY BRIDGE SD37101 | Reverse Normal Rating | MVA | 2026 | -9.8311 | 33kV | Radial | None | Minimum
Mid North | HAMLEY BRIDGE - BALAKLAVA RURAL SD37102 | Reverse Normal Rating | MVA | 2026 | -5.1442 | 33kV | Radial | None | Minimum
Mid North | TEMPLERS - FREELING NORTH TEE SD37200 | Reverse Normal Rating | MVA | 2026 | -13.2606 | 33kV | Radial | None | Minimum
Mid North | FREELING NORTH TEE - KAPUNDA RURAL SD37200 | Reverse Normal Rating | MVA | 2026 | -7.0304 | 33kV | Radial | N | Minimum
Mid North | TEMPLERS - DAVEYSTON TOWNSHIP SD37301 | Reverse Normal Rating | MVA | 2026 | -21.377 | 33kV | Radial | None | Minimum
Mid North | TEMPLERS - GAWLER BELT TEE SD37501 | Reverse Normal Rating | MVA | 2026 | -20.1767 | 33kV | Radial | None | Minimum
Mid North | GAWLER BELT TEE - EVANSTON SD60101 | Reverse Normal Rating | MVA | 2026 | -6.5731 | 33kV | Radial | None | Minimum
Mid North | DORRIEN - NURIOOTPA TEE SD52100 | Reverse Normal Rating | MVA | 2026 | -20.291 | 33kV | Radial | N | Minimum
Mid North | NURIOOTPA TEE - NURIOOTPA SD52100 | Reverse Normal Rating | MVA | 2026 | -20.291 | 33kV | Radial | None | Minimum
Mid North | NURIOOTPA TEE - STOCKWELL SD52100 | Reverse Normal Rating | MVA | 2026 | -14.2894 | 33kV | Radial | None | Minimum
Mid North | DORRIEN - ANGASTON NO 1 SD52201 | Reverse Normal Rating | MVA | 2026 | -25.1494 | 33kV | Meshed | None | Minimum
Mid North | DORRIEN - ANGASTON NO 2 SD52202 | Reverse Normal Rating | MVA | 2026 | -25.1494 | 33kV | Meshed | None | Minimum
Mid North | DORRIEN - BAROSSA SOUTH SD52300 | Reverse Normal Rating | MVA | 2026 | -25.1494 | 33kV | Radial | None | Minimum
Mid North | BAROSSA SOUTH TEE - LYNDOCH TEE SD52300 | Reverse Normal Rating | MVA | 2026 | -26.6355 | 33kV | Radial | None | Minimum
Mid North | LYNDOCH TEE - LYNDOCH SD52300 | Reverse Normal Rating | MVA | 2026 | -15.0325 | 33kV | Radial | None | Minimum
Mid North | LYNDOCH TEE - SANDY CREEK TEE SD52300 | Reverse Normal Rating | MVA | 2026 | -3.9439 | 33kV | Radial | None | Minimum
Mid North | SANDY CREEK TEE - SANDY CREEK SD52300 | Reverse Normal Rating | MVA | 2026 | -3.9439 | 33kV | Radial | None | Minimum
Mid North | SANDY CREEK TEE - EVANSTON TEE SD52300 | Reverse Normal Rating | MVA | 2026 | -3.9439 | 33kV | Radial | None | Minimum
Mid North | LYNDOCH - WILLIAMSTOWN SD52300 | Reverse Normal Rating | MVA | 2026 | -8.1164 | 33kV | Radial | None | Minimum
Mid North | WILLIAMSTOWN - WILLIAMSTOWN SOUTH TEE SD52300 | Reverse Normal Rating | MVA | 2026 | -6.9732 | 33kV | Radial | None | Minimum
Mid North | WILLIAMSTOWN SOUTH TEE - WILLIAMSTOWN SOUTH SD52300 | Reverse Normal Rating | MVA | 2026 | -6.9732 | 33kV | Radial | None | Minimum
Mid North | WILLIAMSTOWN SOUTH TEE - ANGAS CREEK TIE SD52300 | Reverse Normal Rating | MVA | 2026 | -6.9732 | 33kV | Radial | None | Minimum
Mid North | CLARE NORTH - CLARE NO 1 SD57101 | Reverse Normal Rating | MVA | 2026 | -36.6381 | 33kV | Meshed | None | Minimum
Mid North | CLARE NORTH - CLARE NORTH TEE SD57102 | Reverse Normal Rating | MVA | 2026 | -36.6381 | 33kV | Meshed | None | Minimum
Mid North | CLARE NORTH TEE - CLARE NO 2 SD57102 | Reverse Normal Rating | MVA | 2026 | -36.6381 | 33kV | Meshed | None | Minimum
Mid North | CLARE - FARRELL FLAT SD57100 | Reverse Normal Rating | MVA | 2026 | -13.032 | 33kV | Radial | None | Minimum
Mid North | FARRELL FLAT - WATERLOO TIE SD57100 | Reverse Normal Rating | MVA | 2026 | -13.032 | 33kV | Radial | None | Minimum
Mid North | FARRELL FLAT - BURRA SD57100 | Reverse Normal Rating | MVA | 2026 | -3.9439 | 33kV | Radial | None | Minimum
Murraylands | MANNUM - PALMER TEE SD39200 | Reverse Normal Rating | MVA | 2026 | -4.2297 | 33kV | Radial | None | Minimum
Murraylands | PALMER TEE - MANNUM ROAD RANDELL ROAD INT SD39200 | Reverse Normal Rating | MVA | 2026 | -4.2297 | 33kV | Radial | None | Minimum
Murraylands | PALMER TEE - CAMBRAI TEE SD39200 | Reverse Normal Rating | MVA | 2026 | -4.2297 | 33kV | Radial | None | Minimum
Murraylands | CAMBRAI TEE - CAMBRAI SD39200 | Reverse Normal Rating | MVA | 2026 | -3.9439 | 33kV | Radial | None | Minimum
Murraylands | CAMBRAI TEE - PALMER RURAL SD39200 | Reverse Normal Rating | MVA | 2026 | -4.2297 | 33kV | Radial | None | Minimum
Murraylands | MANNUM - TEAL FLAT TEE SD39100 | Reverse Normal Rating | MVA | 2026 | -9.8311 | 33kV | Radial | None | Minimum
Murraylands | TEAL FLAT TEE - TEAL FLAT SD39100 | Reverse Normal Rating | MVA | 2026 | -5.1442 | 33kV | Radial | None | Minimum
Murraylands | TEAL FLAT TEE - SWAN REACH SD39100 | Reverse Normal Rating | MVA | 2026 | -5.1442 | 33kV | Radial | None | Minimum
Murraylands | MANNUM - CALOOTE TEE SD39300 | Reverse Normal Rating | MVA | 2026 | -13.775 | 33kV | Radial | None | Minimum
Murraylands | CALOOTE TEE - CALOOTE SD39300 | Reverse Normal Rating | MVA | 2026 | -6.5731 | 33kV | Radial | None | Minimum
Murraylands | CALOOTE TEE - MOBILONG TIE SD39300 | Reverse Normal Rating | MVA | 2026 | -6.5731 | 33kV | Radial | None | Minimum
Murraylands | MANNUM - MANNUM RURAL SD39300 | Reverse Normal Rating | MVA | 2026 | -13.0891 | 33kV | Radial | None | Minimum
Murraylands | MANNUM RURAL - MANNUM TOWN TEE SD39300 | Reverse Normal Rating | MVA | 2026 | -7.1447 | 33kV | Radial | None | Minimum
Murraylands | MANNUM TOWN TEE - MANNUM ROAD RANDELL ROAD INT SD39300 | Reverse Normal Rating | MVA | 2026 | -4.2297 | 33kV | Radial | None | Minimum
Murraylands | MANNUM TOWN TEE - PELLARING FLAT TEE SD39300 | Reverse Normal Rating | MVA | 2026 | -7.1447 | 33kV | Radial | None | Minimum
Murraylands | PELLARING FLAT TEE - MANNUM TOWN SD39300 | Reverse Normal Rating | MVA | 2026 | -6.173 | 33kV | Radial | None | Minimum
Murraylands | MOBILONG DISTRIBUTION - MOBILONG SD43100 | Reverse Normal Rating | MVA | 2026 | -59.3297 | 33kV | Radial | None | Minimum
Murraylands | MOBILONG - MOBILONG TEE SD43100 | Reverse Normal Rating | MVA | 2026 | -21.377 | 33kV | Radial | None | Minimum
Murraylands | MOBILONG TEE - MYPOLONGA TIE SD43100 | Reverse Normal Rating | MVA | 2026 | -21.377 | 33kV | Radial | None | Minimum
Murraylands | MOBILONG TEE - MURRAY BRIDGE NORTH TEE SD43100 | Reverse Normal Rating | MVA | 2026 | -21.377 | 33kV | Radial | None | Minimum
Murraylands | MURRAY BRIDGE NORTH TEE - MURRAY BRIDGE NORTH SD43100 | Reverse Normal Rating | MVA | 2026 | -21.377 | 33kV | Radial | None | Minimum
Murraylands | MURRAY BRIDGE NORTH TEE - MURRAY BRIDGE SOUTH TEE SD43100 | Reverse Normal Rating | MVA | 2026 | -21.377 | 33kV | Radial | None | Minimum
Murraylands | MURRAY BRIDGE SOUTH TEE - MURRAY BRIDGE SOUTH SD43100 | Reverse Normal Rating | MVA | 2026 | -21.377 | 33kV | Radial | None | Minimum
Murraylands | MURRAY BRIDGE SOUTH TEE - MURRAY BRIDGE TOWNSHIP SD43100 | Reverse Normal Rating | MVA | 2026 | -6.5731 | 33kV | Radial | None | Minimum
Murraylands | MOBILONG DISTRIBUTION - MOBILONG SD43200 | Reverse Normal Rating | MVA | 2026 | -54.9857 | 33kV | Radial | None | Minimum
Murraylands | MOBILONG - MONARTO TEE SD43200 | Reverse Normal Rating | MVA | 2026 | -54.9857 | 33kV | Radial | None | Minimum
Murraylands | MONARTO TEE - MURRAY BRIDGE NORTH SD43200 | Reverse Normal Rating | MVA | 2026 | -54.9857 | 33kV | Radial | None | Minimum
Murraylands | MONARTO TEE - MONARTO SOUTH TEE SD43200 | Reverse Normal Rating | MVA | 2026 | -20.4053 | 33kV | Radial | None | Minimum
Murraylands | MONARTO SOUTH TEE - MONARTO SOUTH SD43200 | Reverse Normal Rating | MVA | 2026 | -14.2894 | 33kV | Radial | None | Minimum
Murraylands | MONARTO SOUTH TEE - MONARTO CENTRAL SD43200 | Reverse Normal Rating | MVA | 2026 | -14.2894 | 33kV | Radial | None | Minimum
Murraylands | MOBILONG DISTRIBUTION - MOBILONG SD43300 | Reverse Normal Rating | MVA | 2026 | -21.377 | 33kV | Radial | None | Minimum
Murraylands | MOBILONG - PALLAMANA TEE SD43300 | Reverse Normal Rating | MVA | 2026 | -21.377 | 33kV | Radial | None | Minimum
Murraylands | PALLAMANA TEE - MYPOLONGA TEE SD43300 | Reverse Normal Rating | MVA | 2026 | -6.5731 | 33kV | Radial | None | Minimum
Murraylands | MYPOLONGA TEE - MYPOLONGA SD43300 | Reverse Normal Rating | MVA | 2026 | -6.5731 | 33kV | Radial | None | Minimum
Murraylands | MYPOLONGA - MYPOLONGA EOL SD43300 | Reverse Normal Rating | MVA | 2026 | -6.173 | 33kV | Radial | None | Minimum
Murraylands | MYPOLONGA TEE - CALOOTE TEE SD43300 | Reverse Normal Rating | MVA | 2026 | -6.5731 | 33kV | Radial | None | Minimum
Murraylands | TAILEM BEND - PUMP STATION TEE SD40101 | Reverse Normal Rating | MVA | 2026 | -21.377 | 33kV | Radial | None | Minimum
Murraylands | PUMP STATION TEE - TAILEM BEND RURAL SD40101 | Reverse Normal Rating | MVA | 2026 | -5.1442 | 33kV | Radial | None | Minimum
Murraylands | TAILEM BEND RURAL - TAILEM BEND EOL SD40101 | Reverse Normal Rating | MVA | 2026 | -5.1442 | 33kV | Radial | None | Minimum
Murraylands | PUMP STATION TEE - TAILEM BEND TOWN TEE SD40101 | Reverse Normal Rating | MVA | 2026 | -21.377 | 33kV | Radial | None | Minimum
Murraylands | TAILEM BEND TOWN TEE - TAILEM BEND TOWN SD40101 | Reverse Normal Rating | MVA | 2026 | -6.5731 | 33kV | Radial | None | Minimum
Murraylands | TAILEM BEND TOWN TEE - JERVOIS SD40101 | Reverse Normal Rating | MVA | 2026 | -21.377 | 33kV | Radial | None | Minimum
Murraylands | JERVOIS - JERVOIS FLAT 1 TEE SD40102 | Reverse Normal Rating | MVA | 2026 | -21.377 | 33kV | Radial | None | Minimum
Murraylands | JERVOIS FLAT 1 TEE - JERVOIS FLAT 2 TEE SD40102 | Reverse Normal Rating | MVA | 2026 | -21.377 | 33kV | Radial | None | Minimum
Murraylands | JERVOIS FLAT 2 TEE - WOODS POINT SD40102 | Reverse Normal Rating | MVA | 2026 | -21.377 | 33kV | Radial | None | Minimum
Murraylands | WOODS POINT - WHITE SANDS TEE SD40103 | Reverse Normal Rating | MVA | 2026 | -21.377 | 33kV | Radial | None | Minimum
Murraylands | WHITE SANDS TEE - WHITE SANDS SD40103 | Reverse Normal Rating | MVA | 2026 | -14.2894 | 33kV | Radial | None | Minimum
Murraylands | WHITE SANDS TEE - MURRAY BRIDGE TOWNSHIP SD40103 | Reverse Normal Rating | MVA | 2026 | -21.377 | 33kV | Radial | None | Minimum
Murraylands | TAILEM BEND - SUBSTATION ROAD TEE SD40200 | Reverse Normal Rating | MVA | 2026 | -15.7184 | 33kV | Radial | None | Minimum
Murraylands | SUBSTATION ROAD TEE - SUBSTATION ROAD SD40200 | Reverse Normal Rating | MVA | 2026 | -15.7184 | 33kV | Radial | None | Minimum
Murraylands | SUBSTATION ROAD TEE - MALLEE HWY SD40200 | Reverse Normal Rating | MVA | 2026 | -15.7184 | 33kV | Radial | None | Minimum
Murraylands | MALLEE HWY - MOORLANDS SWER SD40200 | Reverse Normal Rating | MVA | 2026 | -15.7184 | 33kV | Radial | None | Minimum
Murraylands | MALLEE HWY - ELWOMPLE SD40200 | Reverse Normal Rating | MVA | 2026 | -10.1169 | 33kV | Radial | None | Minimum
Murraylands | MOORLANDS SWER - COOMANDOOK SD40200 | Reverse Normal Rating | MVA | 2026 | -15.7184 | 33kV | Radial | None | Minimum
Murraylands | COOMANDOOK - COONALPYN SD40200 | Reverse Normal Rating | MVA | 2026 | -12.1746 | 33kV | Radial | None | Minimum
Murraylands | COONALPYN - BINNIES TEE SD40300 | Reverse Normal Rating | MVA | 2026 | -6.173 | 33kV | Radial | N | Minimum
Murraylands | BINNIES TEE - BINNIES SD40300 | Reverse Normal Rating | MVA | 2026 | -6.173 | 33kV | Radial | None | Minimum
Murraylands | BINNIES TEE - MENINGIE SD40300 | Reverse Normal Rating | MVA | 2026 | -6.173 | 33kV | Radial | None | Minimum
Murraylands | MENINGIE - CAMPBELL PARK TEE SD40400 | Reverse Normal Rating | MVA | 2026 | -6.173 | 33kV | Radial | None | Minimum
Murraylands | CAMPBELL PARK TEE - CAMPBELL PARK SD40400 | Reverse Normal Rating | MVA | 2026 | -6.173 | 33kV | Radial | None | Minimum
Murraylands | CAMPBELL PARK TEE - NARRUNG SD40400 | Reverse Normal Rating | MVA | 2026 | -6.173 | 33kV | Radial | None | Minimum
Murraylands | TAILEM BEND - SHERLOCK SD40501 | Reverse Normal Rating | MVA | 2026 | -13.775 | 33kV | Radial | None | Minimum
Murraylands | SHERLOCK - KAROONDA SD40502 | Reverse Normal Rating | MVA | 2026 | -3.9439 | 33kV | Radial | None | Minimum
Murraylands | SHERLOCK - GERANIUM SD40600 | Reverse Normal Rating | MVA | 2026 | -9.8311 | 33kV | Radial | N | Minimum
Murraylands | GERANIUM - LAMEROO SD40700 | Reverse Normal Rating | MVA | 2026 | -9.8311 | 33kV | Radial | N | Minimum
Murraylands | LAMEROO - LAMEROO RURAL SD40800 | Reverse Normal Rating | MVA | 2026 | -6.9161 | 33kV | Radial | N | Minimum
Murraylands | LAMEROO RURAL - PARILLA TEE SD40800 | Reverse Normal Rating | MVA | 2026 | -5.6586 | 33kV | Radial | N | Minimum
Murraylands | PARILLA TEE - PARILLA SD40800 | Reverse Normal Rating | MVA | 2026 | -4.8012 | 33kV | Radial | None | Minimum
Murraylands | PARILLA TEE - PINNAROO SD40800 | Reverse Normal Rating | MVA | 2026 | -3.9439 | 33kV | Radial | None | Minimum
Riverland | PARINGA - MURTHO LX21 | Reverse Normal Rating | MVA | 2026 | -15.0325 | 33kV | Radial | N | Minimum
Riverland | MURTHO - LINDSAY PT TEE LX21 | Reverse Normal Rating | MVA | 2026 | -10.7456 | 33kV | Radial | None | Minimum
Riverland | LINDSAY PT TEE - BORDER CLIFFS LX21 | Reverse Normal Rating | MVA | 2026 | -10.7456 | 33kV | Radial | None | Minimum
Riverland | LINDSAY PT TEE - VIC BORDER LX21 | Reverse Normal Rating | MVA | 2026 | -10.7456 | 33kV | Radial | None | Minimum
Riverland | SWAN REACH - SWAN REACH FILTRATION TEE SD39400 | Reverse Normal Rating | MVA | 2026 | -5.1442 | 33kV | Radial | None | Minimum
Riverland | SWAN REACH FILTRATION TEE - SWAN REACH TOWN SD39400 | Reverse Normal Rating | MVA | 2026 | -5.1442 | 33kV | Radial | None | Minimum
South East | KEITH - COONALPYN SD45101 | Reverse Normal Rating | MVA | 2026 | -5.1442 | 33kV | Radial | None | Minimum
South East | KEITH - PADTHAWAY SD45300 | Reverse Normal Rating | MVA | 2026 | -7.0876 | 33kV | Radial | None | Minimum
South East | KEITH - WIRREGA SD45201 | Reverse Normal Rating | MVA | 2026 | -13.032 | 33kV | Radial | N | Minimum
South East | WIRREGA - BORDERTOWN SD45202 | Reverse Normal Rating | MVA | 2026 | -13.032 | 33kV | Radial | N | Minimum
South East | SNUGGERY RURAL - MILLICENT SD49100 | Reverse Normal Rating | MVA | 2026 | -20.291 | 33kV | Radial | None | Minimum
South East | MILLICENT - SOUTH END TEE SD49100 | Reverse Normal Rating | MVA | 2026 | -12.8033 | 33kV | Radial | None | Minimum
South East | SOUTH END TEE - SOUTH END SD49100 | Reverse Normal Rating | MVA | 2026 | -12.8033 | 33kV | Radial | None | Minimum
South East | SOUTH END TEE - HATHERLEIGH TOWNSHIP TEE SD49100 | Reverse Normal Rating | MVA | 2026 | -12.8033 | 33kV | Radial | None | Minimum
South East | HATHERLEIGH TOWNSHIP TEE - HATHERLEIGH TOWNSHIP SD49100 | Reverse Normal Rating | MVA | 2026 | -5.1442 | 33kV | Radial | None | Minimum
South East | HATHERLEIGH TOWNSHIP TEE - HATHERLEIGH SD49100 | Reverse Normal Rating | MVA | 2026 | -12.8033 | 33kV | Radial | None | Minimum
South East | HATHERLEIGH - BEACHPORT TEE SD49200 | Reverse Normal Rating | MVA | 2026 | -9.8311 | 33kV | Radial | None | Minimum
South East | BEACHPORT TEE - BEACHPORT SD49200 | Reverse Normal Rating | MVA | 2026 | -3.9439 | 33kV | Radial | None | Minimum
South East | BEACHPORT TEE - ROBE SD49200 | Reverse Normal Rating | MVA | 2026 | -5.1442 | 33kV | Radial | N | Minimum
South East | SNUGGERY RURAL - MOUNT BURR SD49500 | Reverse Normal Rating | MVA | 2026 | -27.7786 | 33kV | Radial | None | Minimum
South East | MOUNT BURR - KALANGADOO TEE SD49500 | Reverse Normal Rating | MVA | 2026 | -6.173 | 33kV | Radial | None | Minimum
South East | KALANGADOO TEE - KALANGADOO SD49500 | Reverse Normal Rating | MVA | 2026 | -5.1442 | 33kV | Radial | None | Minimum
South East | KALANGADOO TEE - KALANGADOO RURAL SD49500 | Reverse Normal Rating | MVA | 2026 | -6.173 | 33kV | Radial | None | Minimum
South East | BLANCHE - MOUNT GAMBIER WEST SD48101 | Reverse Normal Rating | MVA | 2026 | -32.4084 | 33kV | Radial | None | Minimum
South East | BLUE LAKE TEE - MOUNT GAMBIER SD48104 | Reverse Normal Rating | MVA | 2026 | -6.173 | 33kV | Radial | None | Minimum
South East | BLANCHE - LAKESIDE TEE SD48100 | Reverse Normal Rating | MVA | 2026 | -55.5573 | 33kV | Radial | None | Minimum
South East | LAKESIDE TEE - GLENCOE TEE SD48100 | Reverse Normal Rating | MVA | 2026 | -17.4331 | 33kV | Radial | None | Minimum
South East | GLENCOE TEE - TANTANOOLA SD48100 | Reverse Normal Rating | MVA | 2026 | -7.0876 | 33kV | Radial | None | Minimum
South East | GLENCOE TEE - MOUNT GAMBIER SD48100 | Reverse Normal Rating | MVA | 2026 | -17.4331 | 33kV | Radial | None | Minimum
South East | BLANCHE - KONGORONG TEE SD48200 | Reverse Normal Rating | MVA | 2026 | -15.0325 | 33kV | Radial | None | Minimum
South East | KONGORONG TEE - KONGORONG SD48200 | Reverse Normal Rating | MVA | 2026 | -5.1442 | 33kV | Radial | None | Minimum
South East | KONGORONG TEE - MOUNT SCHANK SD48200 | Reverse Normal Rating | MVA | 2026 | -12.8033 | 33kV | Radial | None | Minimum
South East | MOUNT SCHANK - ALLENDALE EAST SD48200 | Reverse Normal Rating | MVA | 2026 | -5.1442 | 33kV | Radial | None | Minimum
South East | MOUNT GAMBIER - TARPEENA SOUTH TEE SD47101 | Reverse Normal Rating | MVA | 2026 | -17.4331 | 33kV | Radial | None | Minimum
South East | TARPEENA SOUTH TEE - MOUNT GAMBIER SD47101 | Reverse Normal Rating | MVA | 2026 | -7.0876 | 33kV | Radial | None | Minimum
South East | TARPEENA SOUTH TEE - TARPEENA SOUTH SD47101 | Reverse Normal Rating | MVA | 2026 | -17.4331 | 33kV | Radial | None | Minimum
South East | KINCRAIG - LUCINDALE SD46201 | Reverse Normal Rating | MVA | 2026 | -13.032 | 33kV | Radial | None | Minimum
South East | LUCINDALE - KINGSTON SE SD46201 | Reverse Normal Rating | MVA | 2026 | -5.1442 | 33kV | Radial | None | Minimum
South East | KINCRAIG - NARACOORTE SD46300 | Reverse Normal Rating | MVA | 2026 | -29.9506 | 33kV | Radial | None | Minimum
South East | NARACOORTE - NARACOORTE EAST TEE SD46100 | Reverse Normal Rating | MVA | 2026 | -7.0876 | 33kV | Radial | None | Minimum
South East | NARACOORTE EAST TEE - NARACOORTE EAST SD46100 | Reverse Normal Rating | MVA | 2026 | -7.0876 | 33kV | Radial | None | Minimum
South East | NARACOORTE EAST TEE - PADTHAWAY SD46100 | Reverse Normal Rating | MVA | 2026 | -7.0876 | 33kV | Radial | None | Minimum
South East | KINCRAIG - STRUAN RURAL SD46400 | Reverse Normal Rating | MVA | 2026 | -27.7786 | 33kV | Radial | None | Minimum
South East | STRUAN RURAL - GLENROY RURAL SD46400 | Reverse Normal Rating | MVA | 2026 | -27.7786 | 33kV | Radial | None | Minimum
South East | PENOLA WEST - PENOLA TEE SD58200 | Reverse Normal Rating | MVA | 2026 | -20.4053 | 33kV | Radial | None | Minimum
South East | PENOLA TEE - GLENROY RURAL SD58200 | Reverse Normal Rating | MVA | 2026 | -6.173 | 33kV | Radial | N | Minimum
South East | PENOLA WEST - PENOLA TEE SD58101 | Reverse Normal Rating | MVA | 2026 | -20.4053 | 33kV | Radial | None | Minimum
South East | PENOLA TEE - SAFRIES TEE SD58101 | Reverse Normal Rating | MVA | 2026 | -6.173 | 33kV | Radial | None | Minimum
South East | SAFRIES TEE - KALANGADOO NANGWARRY TEE SD58101 | Reverse Normal Rating | MVA | 2026 | -6.173 | 33kV | Radial | None | Minimum
South East | KALANGADOO NANGWARRY TEE - NANGWARRY TEE SD58101 | Reverse Normal Rating | MVA | 2026 | -6.173 | 33kV | Radial | None | Minimum
South East | NANGWARRY TEE - NANGWARRY SD58101 | Reverse Normal Rating | MVA | 2026 | -6.173 | 33kV | Radial | None | Minimum
South East | KALANGADOO NANGWARRY TEE - KALANGADOO RURAL SD58101 | Reverse Normal Rating | MVA | 2026 | -6.173 | 33kV | Radial | None | Minimum
South East | NANGWARRY TEE - MOUNT GAMBIER SD58101 | Reverse Normal Rating | MVA | 2026 | -6.173 | 33kV | Radial | None | Minimum
Metro South | WILLUNGA - MCLAREN VALE SD44400 | Reverse Normal Rating | MVA | 2026 | -10.5742 | 33kV | Radial | None | Minimum
Metro South | YANKALILLA - HAY FLAT SD44200 | Reverse Normal Rating | MVA | 2026 | -15.0325 | 33kV | Radial | None | Minimum
Metro South | HAY FLAT - RAPID BAY TEE SD44200 | Reverse Normal Rating | MVA | 2026 | -5.1442 | 33kV | Radial | None | Minimum
Metro South | RAPID BAY TEE - RAPID BAY SD44200 | Reverse Normal Rating | MVA | 2026 | -5.1442 | 33kV | Radial | None | Minimum
Metro South | RAPID BAY TEE - CAPE JERVIS SD44200 | Reverse Normal Rating | MVA | 2026 | -5.1442 | 33kV | Radial | None | Minimum
Metro South | CAPE JERVIS - CUTTLEFISH BAY SD44301 | Reverse Normal Rating | MVA | 2026 | -13.032 | 33kV | Radial | None | Minimum
Metro South | FISHERY BEACH BACKUP - CUTTLEFISH BAY BACKUP SD44301 | Reverse Normal Rating | MVA | 2026 | -10.0026 | 33kV | Radial | None | Minimum
Metro South | CUTTLEFISH BAY - PENNESHAW SD44301 | Reverse Normal Rating | MVA | 2026 | -13.032 | 33kV | Radial | None | Minimum
Metro South | PENNESHAW - AMERICAN RIVER SD44300 | Reverse Normal Rating | MVA | 2026 | -13.032 | 33kV | Radial | None | Minimum
Metro South | AMERICAN RIVER - KINGSCOTE TEE SD44300 | Reverse Normal Rating | MVA | 2026 | -6.173 | 33kV | Radial | N | Minimum
Metro South | KINGSCOTE TEE - MACGILLIVRAY SD44300 | Reverse Normal Rating | MVA | 2026 | -6.173 | 33kV | Radial | None | Minimum
Metro South | KINGSCOTE TEE - KINGSCOTE SD44300 | Reverse Normal Rating | MVA | 2026 | -6.173 | 33kV | Radial | None | Minimum
Upper North | DAVENPORT WEST - PORT AUGUSTA NO1 SD54101 | Reverse Normal Rating | MVA | 2026 | -20.1767 | 33kV | Meshed | None | Minimum
Upper North | DAVENPORT WEST - PORT AUGUSTA TEE SD54102 | Reverse Normal Rating | MVA | 2026 | -20.1767 | 33kV | Meshed | None | Minimum
Upper North | PORT AUGUSTA NO2 - PORT AUGUSTA TEE SD54102 | Reverse Normal Rating | MVA | 2026 | -23.3203 | 33kV | Meshed | None | Minimum
Upper North | PORT AUGUSTA TEE - PORT AUGUSTA WEST TEE SD54102 | Reverse Normal Rating | MVA | 2026 | -14.9753 | 33kV | Radial | None | Minimum
Upper North | PORT AUGUSTA WEST TEE - PORT AUGUSTA WEST SD54102 | Reverse Normal Rating | MVA | 2026 | -14.9753 | 33kV | Radial | None | Minimum
Upper North | PORT AUGUSTA WEST TEE - PANDURRA TEE SD54102 | Reverse Normal Rating | MVA | 2026 | -3.9439 | 33kV | Radial | None | Minimum
Upper North | PANDURRA TEE - BOOKALOO SD54102 | Reverse Normal Rating | MVA | 2026 | -3.9439 | 33kV | Radial | None | Minimum
Upper North | PANDURRA TEE - PANDURRA SD54102 | Reverse Normal Rating | MVA | 2026 | -3.9439 | 33kV | Radial | None | Minimum
Upper North | DAVENPORT WEST - AUGUSTA HWY SD54300 | Reverse Normal Rating | MVA | 2026 | -20.4053 | 33kV | Radial | None | Minimum
Upper North | AUGUSTA HWY - STIRLING NORTH SD54300 | Reverse Normal Rating | MVA | 2026 | -10.0026 | 33kV | Radial | None | Minimum
Upper North | STIRLING NORTH - QUORN SD54300 | Reverse Normal Rating | MVA | 2026 | -3.9439 | 33kV | Radial | None | Minimum
Upper North | DAVENPORT WEST - PT PATERSON SD54400 | Reverse Normal Rating | MVA | 2026 | -14.2894 | 33kV | Radial | None | Minimum
Upper North | BAROOTA - BAROOTA TOWN TEE SD31100 | Reverse Normal Rating | MVA | 2026 | -20.291 | 33kV | Radial | None | Minimum
Upper North | BAROOTA TOWN TEE - BAROOTA TOWN SD31100 | Reverse Normal Rating | MVA | 2026 | -10.7456 | 33kV | Radial | None | Minimum
Upper North | BAROOTA TOWN TEE - BAROOTA TEE SD31100 | Reverse Normal Rating | MVA | 2026 | -20.291 | 33kV | Radial | None | Minimum
Upper North | BAROOTA TEE - NAPPERBY BUNGAMA SD31100 | Reverse Normal Rating | MVA | 2026 | -5.1442 | 33kV | Radial | None | Minimum
Upper North | BAROOTA TEE - MURRAYTOWN SD31100 | Reverse Normal Rating | MVA | 2026 | -9.8311 | 33kV | Radial | None | Minimum
Upper North | MURRAYTOWN - WIRRABARA FOREST TEE SD31200 | Reverse Normal Rating | MVA | 2026 | -3.3723 | 33kV | Radial | None | Minimum
Upper North | WIRRABARA FOREST TEE - WIRRABARA FOREST SD31200 | Reverse Normal Rating | MVA | 2026 | -3.3723 | 33kV | Radial | None | Minimum
Upper North | WIRRABARA FOREST TEE - GLADSTONE SD31200 | Reverse Normal Rating | MVA | 2026 | -3.3723 | 33kV | Radial | None | Minimum
Upper North | MURRAYTOWN - ORROROO SD31300 | Reverse Normal Rating | MVA | 2026 | -3.9439 | 33kV | Radial | None | Minimum
Upper North | MURRAYTOWN - WILMINGTON SD31400 | Reverse Normal Rating | MVA | 2026 | -3.3723 | 33kV | Radial | None | Minimum
Upper North | BUNGAMA - PORT PIRIE SOUTH SD32101 | Reverse Normal Rating | MVA | 2026 | -20.1767 | 33kV | Meshed | None | Minimum
Upper North | PORT PIRIE SOUTH - PORT PIRIE SD32102 | Reverse Normal Rating | MVA | 2026 | -20.1767 | 33kV | Meshed | None | Minimum
Upper North | BUNGAMA - PORT PIRIE SD32103 | Reverse Normal Rating | MVA | 2026 | -20.1767 | 33kV | Meshed | None | Minimum
Upper North | BUNGAMA - HUGHES GAP SD32301 | Reverse Normal Rating | MVA | 2026 | -21.377 | 33kV | Radial | Reverse N | Minimum
Upper North | HUGHES GAP - CRYSTAL BROOK TEE SD32302 | Reverse Normal Rating | MVA | 2026 | -21.377 | 33kV | Radial | None | Minimum
Upper North | CRYSTAL BROOK TEE - GLADSTONE SD32302 | Reverse Normal Rating | MVA | 2026 | -16.0613 | 33kV | Radial | None | Minimum
Upper North | GLADSTONE - CALTOWIE TEE SD32200 | Reverse Normal Rating | MVA | 2026 | -13.2034 | 33kV | Radial | None | Minimum
Upper North | CALTOWIE TEE - CALTOWIE SD32200 | Reverse Normal Rating | MVA | 2026 | -13.2034 | 33kV | Radial | None | Minimum
Upper North | CALTOWIE TEE - PETERBOROUGH TEE SD32200 | Reverse Normal Rating | MVA | 2026 | -13.2034 | 33kV | Radial | None | Minimum
Upper North | PETERBOROUGH TEE - JAMESTOWN SD32200 | Reverse Normal Rating | MVA | 2026 | -6.6874 | 33kV | Radial | None | Minimum
Upper North | JAMESTOWN - TEROWIE TOWNSHIP SD32200 | Reverse Normal Rating | MVA | 2026 | -3.4866 | 33kV | Radial | None | Minimum
Upper North | PETERBOROUGH TEE - PETERBOROUGH SD32200 | Reverse Normal Rating | MVA | 2026 | -6.173 | 33kV | Radial | None | Minimum
Upper North | BUNGAMA - PORT BROUGHTON TEE SD32400 | Reverse Normal Rating | MVA | 2026 | -13.2034 | 33kV | Radial | Reverse N | Minimum
Upper North | PORT BROUGHTON TEE - PORT BROUGHTON SD32400 | Reverse Normal Rating | MVA | 2026 | -5.1442 | 33kV | Radial | None | Minimum
Upper North | PORT BROUGHTON TEE - BRINKWORTH TIE SD32400 | Reverse Normal Rating | MVA | 2026 | -3.9439 | 33kV | Radial | None | Minimum
Upper North | PORT BROUGHTON TEE - CRYSTAL BROOK TEE SD32400 | Reverse Normal Rating | MVA | 2026 | -3.9439 | 33kV | Radial | None | Minimum
Upper North | NEUROODLA - HAWKER SD59100 | Reverse Normal Rating | MVA | 2026 | -5.1442 | 33kV | Radial | None | Minimum
Yorke Peninsula | HUMMOCKS DISTRIBUTION - NINNES TEE SD34400 | Reverse Normal Rating | MVA | 2026 | -18.0618 | 33kV | Radial | None | Minimum
Yorke Peninsula | NINNES TEE - LOCHIEL SD34400 | Reverse Normal Rating | MVA | 2026 | -3.9439 | 33kV | Radial | None | Minimum
Yorke Peninsula | NINNES TEE - KAINTON TEE SD34400 | Reverse Normal Rating | MVA | 2026 | -18.0618 | 33kV | Radial | None | Minimum
Yorke Peninsula | KAINTON TEE - KAINTON SD34400 | Reverse Normal Rating | MVA | 2026 | -5.2585 | 33kV | Radial | None | Minimum
Yorke Peninsula | KAINTON TEE - PASKEVILLE SD34400 | Reverse Normal Rating | MVA | 2026 | -18.0618 | 33kV | Radial | None | Minimum
Yorke Peninsula | PASKEVILLE - KADINA EAST SD34405 | Reverse Normal Rating | MVA | 2026 | -6.5731 | 33kV | Radial | None | Minimum
Yorke Peninsula | HUMMOCKS DISTRIBUTION - PORT CLINTON SD34300 | Reverse Normal Rating | MVA | 2026 | -7.0304 | 33kV | Radial | None | Minimum
Yorke Peninsula | PORT CLINTON - ARDROSSAN SD34300 | Reverse Normal Rating | MVA | 2026 | -5.8872 | 33kV | Radial | None | Minimum
Yorke Peninsula | HUMMOCKS DISTRIBUTION - FEDERATION CORNER SD34201 | Reverse Normal Rating | MVA | 2026 | -17.1473 | 33kV | Radial | None | Minimum
Yorke Peninsula | FEDERATION CORNER - SWAMP ROAD SD34201 | Reverse Normal Rating | MVA | 2026 | -5.2585 | 33kV | Radial | None | Minimum
Yorke Peninsula | FEDERATION CORNER - PT WAKEFIELD TEE SD34201 | Reverse Normal Rating | MVA | 2026 | -17.1473 | 33kV | Radial | None | Minimum
Yorke Peninsula | PT WAKEFIELD TEE - SWAMP ROAD SD34201 | Reverse Normal Rating | MVA | 2026 | -14.7467 | 33kV | Radial | None | Minimum
Yorke Peninsula | SWAMP ROAD - PT WAKEFIELD FAR NORTH EAST SD34201 | Reverse Normal Rating | MVA | 2026 | -9.2024 | 33kV | Radial | None | Minimum
Yorke Peninsula | PT WAKEFIELD TEE - PT WAKEFIELD RURAL SD34201 | Reverse Normal Rating | MVA | 2026 | -17.1473 | 33kV | Radial | None | Minimum
Yorke Peninsula | PT WAKEFIELD RURAL - PT WAKEFIELD TOWN TEE SD34201 | Reverse Normal Rating | MVA | 2026 | -8.9166 | 33kV | Radial | None | Minimum
Yorke Peninsula | PT WAKEFIELD TOWN TEE - PT WAKEFIELD TOWN SD34201 | Reverse Normal Rating | MVA | 2026 | -8.9166 | 33kV | Radial | None | Minimum
Yorke Peninsula | PT WAKEFIELD TOWN TEE - PROOF RANGE SD34201 | Reverse Normal Rating | MVA | 2026 | -8.9166 | 33kV | Radial | None | Minimum
Yorke Peninsula | HUMMOCKS DISTRIBUTION - BOWMANS TEE SD34102 | Reverse Normal Rating | MVA | 2026 | -25.1494 | 33kV | Radial | None | Minimum
Yorke Peninsula | BOWMANS TEE - PT WAKEFIELD RURAL SD34102 | Reverse Normal Rating | MVA | 2026 | -15.0325 | 33kV | Radial | None | Minimum
Yorke Peninsula | BOWMANS TEE - SAINTS SD34102 | Reverse Normal Rating | MVA | 2026 | -9.8311 | 33kV | Radial | None | Minimum
Yorke Peninsula | SAINTS - BALAKLAVA SD34102 | Reverse Normal Rating | MVA | 2026 | -5.1442 | 33kV | Radial | None | Minimum
Yorke Peninsula | BALAKLAVA - BALAKLAVA RURAL SD34102 | Reverse Normal Rating | MVA | 2026 | -5.1442 | 33kV | Radial | None | Minimum
Yorke Peninsula | BALAKLAVA - BALAKLAVA TOWNSHIP SD34102 | Reverse Normal Rating | MVA | 2026 | -5.1442 | 33kV | Radial | None | Minimum
Yorke Peninsula | KADINA EAST DISTRIBUTION - KADINA SD51102 | Reverse Normal Rating | MVA | 2026 | -25.1494 | 33kV | Radial | None | Minimum
Yorke Peninsula | KADINA EAST DISTRIBUTION - MOONTA TEE SD51200 | Reverse Normal Rating | MVA | 2026 | -25.1494 | 33kV | Radial | None | Minimum
Yorke Peninsula | MOONTA TEE - KADINA SD51200 | Reverse Normal Rating | MVA | 2026 | -13.775 | 33kV | Radial | None | Minimum
Yorke Peninsula | MOONTA TEE - MOONTA SD51200 | Reverse Normal Rating | MVA | 2026 | -13.775 | 33kV | Radial | N | Minimum
Yorke Peninsula | KADINA EAST DISTRIBUTION - WALLAROO TEE SD51300 | Reverse Normal Rating | MVA | 2026 | -25.1494 | 33kV | Radial | None | Minimum
Yorke Peninsula | WALLAROO TEE - KADINA SD51300 | Reverse Normal Rating | MVA | 2026 | -26.6355 | 33kV | Radial | None | Minimum
Yorke Peninsula | WALLAROO TEE - WALLAROO SD51300 | Reverse Normal Rating | MVA | 2026 | -13.775 | 33kV | Radial | None | Minimum
Yorke Peninsula | ARDROSSAN WEST DISTRIBUTION - MAITLAND SD35100 | Reverse Normal Rating | MVA | 2026 | -9.8311 | 33kV | Radial | None | Minimum
Yorke Peninsula | ARDROSSAN WEST DISTRIBUTION - ARDROSSAN SD35201 | Reverse Normal Rating | MVA | 2026 | -5.1442 | 33kV | Radial | None | Minimum
Yorke Peninsula | ARDROSSAN WEST DISTRIBUTION - ARDROSSAN BHP SD35200 | Reverse Normal Rating | MVA | 2026 | -27.7786 | 33kV | Radial | None | Minimum
Yorke Peninsula | ARDROSSAN - ARDROSSAN BHP SD35200 | Reverse Normal Rating | MVA | 2026 | -7.0304 | 33kV | Radial | None | Minimum
Yorke Peninsula | ARDROSSAN BHP - PORT VINCENT SD35200 | Reverse Normal Rating | MVA | 2026 | -20.1767 | 33kV | Radial | None | Minimum
Yorke Peninsula | PORT VINCENT - MINLATON TEE SD35300 | Reverse Normal Rating | MVA | 2026 | -7.0304 | 33kV | Radial | None | Minimum
Yorke Peninsula | MINLATON TEE - CURRAMULKA TEE SD35300 | Reverse Normal Rating | MVA | 2026 | -5.2585 | 33kV | Radial | None | Minimum
Yorke Peninsula | CURRAMULKA TEE - CURRAMULKA SD35300 | Reverse Normal Rating | MVA | 2026 | -4.2297 | 33kV | Radial | None | Minimum
Yorke Peninsula | CURRAMULKA TEE - MINLATON SD35300 | Reverse Normal Rating | MVA | 2026 | -4.2297 | 33kV | Radial | None | Minimum
Yorke Peninsula | MINLATON TEE - PT VINCENT RURAL SD35300 | Reverse Normal Rating | MVA | 2026 | -7.0304 | 33kV | Radial | None | Minimum
Yorke Peninsula | DALRYMPLE - STANSBURY TEE SD35400 | Reverse Normal Rating | MVA | 2026 | -20.1767 | 33kV | Radial | None | Minimum
Yorke Peninsula | STANSBURY TEE - PORT GILES TEE SD35400 | Reverse Normal Rating | MVA | 2026 | -20.1767 | 33kV | Radial | None | Minimum
Yorke Peninsula | PORT GILES TEE - PORT GILES SD35400 | Reverse Normal Rating | MVA | 2026 | -10.0026 | 33kV | Radial | None | Minimum
Yorke Peninsula | STANSBURY TEE - STANSBURY SD35400 | Reverse Normal Rating | MVA | 2026 | -6.173 | 33kV | Radial | None | Minimum
Yorke Peninsula | STANSBURY - PT VINCENT RURAL SD35403 | Reverse Normal Rating | MVA | 2026 | -7.0304 | 33kV | Radial | None | Minimum
Yorke Peninsula | DALRYMPLE - WOOL BAY RURAL SD35500 | Reverse Normal Rating | MVA | 2026 | -20.4053 | 33kV | Radial | None | Minimum
Yorke Peninsula | WOOL BAY RURAL - WOOL BAY SD35500 | Reverse Normal Rating | MVA | 2026 | -9.8311 | 33kV | Radial | None | Minimum
Yorke Peninsula | WOOL BAY RURAL - PORT GILES TEE SD35500 | Reverse Normal Rating | MVA | 2026 | -10.1169 | 33kV | Radial | None | Minimum
Yorke Peninsula | WOOL BAY - EDITHBURGH TEE SD35500 | Reverse Normal Rating | MVA | 2026 | -9.8311 | 33kV | Radial | None | Minimum
Yorke Peninsula | EDITHBURGH TEE - YORKETOWN SD35500 | Reverse Normal Rating | MVA | 2026 | -9.8311 | 33kV | Radial | None | Minimum
Yorke Peninsula | YORKETOWN - MARION BAY SD35500 | Reverse Normal Rating | MVA | 2026 | -5.1442 | 33kV | Radial | None | Minimum
Yorke Peninsula | EDITHBURGH TEE - EDITHBURGH SD35500 | Reverse Normal Rating | MVA | 2026 | -9.8311 | 33kV | Radial | None | Minimum
Metro West | ADELAIDE BRIGHTON CEMENT - PORT ADELAIDE SD1529 | Reverse Normal Rating | MVA | 2027 | -127 | 66kV | Meshed | None | Minimum
Metro South | ALDINGA - WILLUNGA SD1674 | Reverse Normal Rating | MVA | 2027 | -84 | 66kV | Meshed | None | Minimum
Metro North | ANGLE VALE - ANGLE VALE TEE SD1506A | Reverse Normal Rating | MVA | 2027 | -61 | 66kV | Meshed | None | Minimum
Metro North | ANGLE VALE TEE - EVANSTON SD1506B | Reverse Normal Rating | MVA | 2027 | -61 | 66kV | Meshed | None | Minimum
Metro North | ANGLE VALE TEE - VIRGINIA TEE SD2033 | Reverse Normal Rating | MVA | 2027 | -137 | 66kV | Radial | None | Minimum
Metro West | ATHOL PARK - ATHOL PARK TEE SD1677A | Reverse Normal Rating | MVA | 2027 | -53 | 66kV | Radial | None | Minimum
Metro West | BLACKPOOL - FULHAM GARDENS SD1639 | Reverse Normal Rating | MVA | 2027 | -127 | 66kV | Meshed | None | Minimum
Metro North | BOLIVAR - ST KILDA SD2034 | Reverse Normal Rating | MVA | 2027 | -60 | 66kV | Radial | None | Minimum
Metro East | CAMPBELLTOWN - MAGILL SD1661 | Reverse Normal Rating | MVA | 2027 | -127 | 66kV | Meshed | None | Minimum
Metro West | CHELTENHAM - CROYDON PARK TEE SD1655A | Reverse Normal Rating | MVA | 2027 | -128 | 66kV | Meshed | None | Minimum
Metro South | CITY WEST - KESWICK SD2013 | Reverse Normal Rating | MVA | 2027 | -300 | 66kV | Meshed | None | Minimum
Metro East | CITY WEST - WHITMORE SQUARE SD2016 | Reverse Normal Rating | MVA | 2027 | -300 | 66kV | Meshed | None | Minimum
Metro East | COROMANDEL PLACE - WHITMORE SQUARE SD1681 | Reverse Normal Rating | MVA | 2027 | -155 | 66kV | Meshed | None | Minimum
Metro East | CROYDON - HINDLEY STREET TEE SD1659B | Reverse Normal Rating | MVA | 2027 | -128 | 66kV | Meshed | None | Minimum
Metro West | CROYDON - KILKENNY SD1523 | Reverse Normal Rating | MVA | 2027 | -127 | 66kV | Meshed | None | Minimum
Metro West | CROYDON PARK - CROYDON PARK TEE SD1655B | Reverse Normal Rating | MVA | 2027 | -137 | 66kV | Meshed | None | Minimum
Metro West | CROYDON PARK TEE - CROYDON SD1655C | Reverse Normal Rating | MVA | 2027 | -128 | 66kV | Meshed | None | Minimum
Metro North | DIREK - PARALOWIE SD2004 | Reverse Normal Rating | MVA | 2027 | -127 | 66kV | Meshed | None | Minimum
Metro East | DRY CREEK - KILBURN SOUTH TEE SD1658A | Reverse Normal Rating | MVA | 2027 | -128 | 66kV | Meshed | None | Minimum
Metro East | EAST TERRACE - COROMANDEL PLACE SD1680 | Reverse Normal Rating | MVA | 2027 | -155 | 66kV | Meshed | None | Minimum
Metro East | EAST TERRACE - NORTH ADELAIDE SD1560 | Reverse Normal Rating | MVA | 2027 | -81 | 66kV | Meshed | None | Minimum
Metro North | EDINBURGH - SALISBURY SD1688 | Reverse Normal Rating | MVA | 2027 | -127 | 66kV | Meshed | None | Minimum
Metro North | ELIZABETH DOWNS - PENFIELD SD1508 | Reverse Normal Rating | MVA | 2027 | -137 | 66kV | Meshed | None | Minimum
Metro North | ELIZABETH DOWNS - SMITHFIELD WEST SD1686 | Reverse Normal Rating | MVA | 2027 | -83 | 66kV | Meshed | N-1 | Minimum
Metro North | ELIZABETH HEIGHTS - ELIZABETH DOWNS SD1501 | Reverse Normal Rating | MVA | 2027 | -109 | 66kV | Meshed | None | Minimum
Metro North | ELIZABETH SOUTH - EDINBURGH SD1511 | Reverse Normal Rating | MVA | 2027 | -127 | 66kV | Meshed | None | Minimum
Metro West | FINDON - FINDON TEE SD1520A | Reverse Normal Rating | MVA | 2027 | -137 | 66kV | Meshed | None | Minimum
Metro West | FINDON TEE - FLINDERS PARK SD1520B | Reverse Normal Rating | MVA | 2027 | -128 | 66kV | Meshed | None | Minimum
Metro West | FLINDERS PARK - NEW RICHMOND SD1521 | Reverse Normal Rating | MVA | 2027 | -70 | 66kV | Meshed | None | Minimum
Metro West | FULHAM GARDENS - FINDON TEE SD1520C | Reverse Normal Rating | MVA | 2027 | -128 | 66kV | Meshed | None | Minimum
Metro West | FULHAM GARDENS - HENLEY SOUTH #1 SD1519 | Reverse Normal Rating | MVA | 2027 | -61 | 66kV | Meshed | None | Minimum
Metro West | FULHAM GARDENS - HENLEY SOUTH #2 SD1691 | Reverse Normal Rating | MVA | 2027 | -61 | 66kV | Meshed | None | Minimum
Metro South | GLENELG NORTH TEE - GLENELG NORTH SD1584A | Reverse Normal Rating | MVA | 2027 | -66 | 66kV | Meshed | None | Minimum
Metro South | GLENELG NORTH TEE - PLYMPTON SD1584B | Reverse Normal Rating | MVA | 2027 | -127 | 66kV | Meshed | None | Minimum
Metro East | GOLDEN GROVE - INGLE FARM SD1647 | Reverse Normal Rating | MVA | 2027 | -127 | 66kV | Meshed | None | Minimum
Metro South | HACKHAM - PORT NOARLUNGA SD1694A | Reverse Normal Rating | MVA | 2027 | -127 | 66kV | Meshed | None | Minimum
Metro South | HAPPY VALLEY - HV/SAW TEE SD1591A | Reverse Normal Rating | MVA | 2027 | -128 | 66kV | Meshed | None | Minimum
Metro South | HAPPY VALLEY - PANORAMA #1 SD1665 | Reverse Normal Rating | MVA | 2027 | -125 | 66kV | Meshed | None | Minimum
Metro South | HAPPY VALLEY - PANORAMA #2 SD1666 | Reverse Normal Rating | MVA | 2027 | -126 | 66kV | Meshed | None | Minimum
Metro South | HAPPY VALLEY - SEACOMBE #1 SD1566 | Reverse Normal Rating | MVA | 2027 | -109 | 66kV | Meshed | None | Minimum
Metro South | HAPPY VALLEY - SEACOMBE #2 SD1590 | Reverse Normal Rating | MVA | 2027 | -119 | 66kV | Meshed | None | Minimum
Metro East | HILLCREST - HOLDEN HILL SD1692 | Reverse Normal Rating | MVA | 2027 | -127 | 66kV | Meshed | None | Minimum
Metro East | HINDLEY STREET - WHITMORE SQUARE SD1664 | Reverse Normal Rating | MVA | 2027 | -125 | 66kV | Meshed | None | Minimum
Metro East | HINDLEY STREET TEE - HINDLEY STREET SD1659C | Reverse Normal Rating | MVA | 2027 | -81 | 66kV | Meshed | None | Minimum
Metro East | HOLDEN HILL - CAMPBELLTOWN SD1660 | Reverse Normal Rating | MVA | 2027 | -127 | 66kV | Meshed | None | Minimum
Metro East | HOLDEN HILL - HOPE VALLEY SD1554A | Reverse Normal Rating | MVA | 2027 | -127 | 66kV | Meshed | None | Minimum
Metro East | HOPE VALLEY - TEA TREE GULLY SD1554B | Reverse Normal Rating | MVA | 2027 | -127 | 66kV | Meshed | None | Minimum
Metro South | HV/SAW TEE - MORPHETT VALE EAST SD1591C | Reverse Normal Rating | MVA | 2027 | -127 | 66kV | Meshed | None | Minimum
Metro East | KENT TOWN - KENT TOWN TEE SD1690 | Reverse Normal Rating | MVA | 2027 | -65 | 66kV | Meshed | None | Minimum
Metro South | KESWICK - CLARENCE GARDENS SD1671 | Reverse Normal Rating | MVA | 2027 | -52 | 66kV | Radial | None | Minimum
Metro South | KESWICK - NEW RICHMOND TEE SD1670A | Reverse Normal Rating | MVA | 2027 | -127 | 66kV | Meshed | N-1 | Minimum
Metro South | KESWICK - WHITMORE SQUARE TEE SD1669A | Reverse Normal Rating | MVA | 2027 | -127 | 66kV | Meshed | None | Minimum
Metro West | KILBURN - CAVAN SD2014 | Reverse Normal Rating | MVA | 2027 | -137 | 66kV | Meshed | None | Minimum
Metro West | KILBURN - CROYDON PARK SD1531 | Reverse Normal Rating | MVA | 2027 | -127 | 66kV | Meshed | None | Minimum
Metro East | KILBURN SOUTH TEE - KILBURN SOUTH SD1658B | Reverse Normal Rating | MVA | 2027 | -114 | 66kV | Radial | None | Minimum
Metro East | KILBURN SOUTH TEE - PROSPECT SD1658C | Reverse Normal Rating | MVA | 2027 | -128 | 66kV | Meshed | None | Minimum
Metro West | KILKENNY - WOODVILLE SD1675 | Reverse Normal Rating | MVA | 2027 | -127 | 66kV | Meshed | None | Minimum
Metro South | KINGSWOOD - NORTH UNLEY SD1574 | Reverse Normal Rating | MVA | 2027 | -109 | 66kV | Meshed | None | Minimum
Metro West | LARGS NORTH - ADELAIDE BRIGHTON CEMENT SD1654 | Reverse Normal Rating | MVA | 2027 | -127 | 66kV | Meshed | None | Minimum
Metro West | LEFEVRE - BLACKPOOL SD1693 | Reverse Normal Rating | MVA | 2027 | -137 | 66kV | Meshed | None | Minimum
Metro South | LINDEN PARK - LINDEN PARK TEE SD1662A | Reverse Normal Rating | MVA | 2027 | -46 | 66kV | Meshed | None | Minimum
Metro South | LOWER MITCHAM - KINGSWOOD SD1563 | Reverse Normal Rating | MVA | 2027 | -127 | 66kV | Meshed | None | Minimum
Metro East | MAGILL - BURNSIDE SD1556 | Reverse Normal Rating | MVA | 2027 | -55 | 66kV | Radial | None | Minimum
Metro East | MAGILL - KENT TOWN TEE SD1663A | Reverse Normal Rating | MVA | 2027 | -128 | 66kV | Meshed | None | Minimum
Metro East | MAGILL - NORWOOD SD1543 | Reverse Normal Rating | MVA | 2027 | -128 | 66kV | Meshed | None | Minimum
Metro South | MAGILL - URAIDLA TEE SD1662B | Reverse Normal Rating | MVA | 2027 | -109 | 66kV | Meshed | None | Minimum
Metro East | MAGILL - WOODFORDE 2 SD1678 | Reverse Normal Rating | MVA | 2027 | -114 | 66kV | Radial | None | Minimum
Metro East | MAGILL - WOODFORDE 3 SD1679 | Reverse Normal Rating | MVA | 2027 | -128 | 66kV | Radial | None | Minimum
Metro South | MCLAREN FLAT - WILLUNGA SD1594A | Reverse Normal Rating | MVA | 2027 | -83 | 66kV | Meshed | N-1 | Minimum
Metro South | MORPHETT VALE EAST - CLARENDON SD1592 | Reverse Normal Rating | MVA | 2027 | -15 | 66kV | Radial | None | Minimum
Metro South | MORPHETT VALE EAST - HACKHAM SD1694B | Reverse Normal Rating | MVA | 2027 | -127 | 66kV | Meshed | None | Minimum
Metro South | MORPHETT VALE EAST - MCLAREN FLAT SD1594B | Reverse Normal Rating | MVA | 2027 | -83 | 66kV | Meshed | N-1 | Minimum
Metro South | MORPHETT VALE EAST - PORT STANVAC #1 SD1593 | Reverse Normal Rating | MVA | 2027 | -128 | 66kV | Meshed | None | Minimum
Metro South | MORPHETT VALE EAST - PORT STANVAC #2 SD2010 | Reverse Normal Rating | MVA | 2027 | -127 | 66kV | Meshed | None | Minimum
Metro South | MORPHETTVILLE - ASCOT PARK SD1586 | Reverse Normal Rating | MVA | 2027 | -128 | 66kV | Meshed | None | Minimum
Metro South | MORPHETTVILLE - GLENELG NORTH TEE SD1584C | Reverse Normal Rating | MVA | 2027 | -109 | 66kV | Meshed | None | Minimum
Metro South | MORPHETTVILLE - OAKLANDS SD1585 | Reverse Normal Rating | MVA | 2027 | -126 | 66kV | Meshed | None | Minimum
Metro North | MUNNO PARA - ELIZABETH DOWNS SD2023 | Reverse Normal Rating | MVA | 2027 | -83 | 66kV | Meshed | None | Minimum
Metro North | MUNNO PARA - EVANSTON SD1652 | Reverse Normal Rating | MVA | 2027 | -83 | 66kV | Meshed | N-1 | Minimum
Metro West | NEW OSBORNE - BLACKPOOL SD1518 | Reverse Normal Rating | MVA | 2027 | -127 | 66kV | Meshed | None | Minimum
Metro West | NEW OSBORNE - GLANVILLE SD1527 | Reverse Normal Rating | MVA | 2027 | -128 | 66kV | Meshed | N-1 | Minimum
Metro West | NEW OSBORNE - LARGS NORTH SD1653 | Reverse Normal Rating | MVA | 2027 | -127 | 66kV | Meshed | None | Minimum
Metro West | NEW OSBORNE - SMORGON STEEL RECYCLING SD1532A | Reverse Normal Rating | MVA | 2027 | -128 | 66kV | Meshed | None | Minimum
Metro West | NEW RICHMOND - THEBARTON SD1516 | Reverse Normal Rating | MVA | 2027 | -125 | 66kV | Meshed | None | Minimum
Metro South | NEW RICHMOND TEE - NEW RICHMOND SD1670B | Reverse Normal Rating | MVA | 2027 | -126 | 66kV | Meshed | None | Minimum
Metro South | NEW RICHMOND TEE - PLYMPTON SD1670C | Reverse Normal Rating | MVA | 2027 | -128 | 66kV | Meshed | None | Minimum
Metro South | NOARLUNGA CENTRE - PORT NOARLUNGA SD1668 | Reverse Normal Rating | MVA | 2027 | -83 | 66kV | Meshed | None | Minimum
Metro East | NORTH ADELAIDE - HINDLEY STREET TEE SD1659A | Reverse Normal Rating | MVA | 2027 | -86 | 66kV | Meshed | None | Minimum
Metro South | NORTH UNLEY - WHITMORE SQUARE TEE SD1669B | Reverse Normal Rating | MVA | 2027 | -109 | 66kV | Meshed | N-1 | Minimum
Metro East | NORTHFIELD - CLEARVIEW SD1549 | Reverse Normal Rating | MVA | 2027 | -40 | 66kV | Radial | None | Minimum
Metro East | NORTHFIELD - DRY CREEK SD1657 | Reverse Normal Rating | MVA | 2027 | -127 | 66kV | Meshed | None | Minimum
Metro East | NORTHFIELD - HARROW SD1535 | Reverse Normal Rating | MVA | 2027 | -40 | 66kV | Radial | None | Minimum
Metro East | NORTHFIELD - HILLCREST SD1534 | Reverse Normal Rating | MVA | 2027 | -127 | 66kV | Meshed | None | Minimum
Metro East | NORTHFIELD - HOLDEN HILL SD1539 | Reverse Normal Rating | MVA | 2027 | -128 | 66kV | Meshed | None | Minimum
Metro East | NORTHFIELD - INGLE FARM #1 SD1548 | Reverse Normal Rating | MVA | 2027 | -126 | 66kV | Meshed | None | Minimum
Metro East | NORTHFIELD - INGLE FARM #2 SD2019 | Reverse Normal Rating | MVA | 2027 | -137 | 66kV | Meshed | None | Minimum
Metro East | NORWOOD - EAST TERRACE SD1545 | Reverse Normal Rating | MVA | 2027 | -91 | 66kV | Meshed | N-1 | Minimum
Metro East | NORWOOD - KENT TOWN SD1559 | Reverse Normal Rating | MVA | 2027 | -46 | 66kV | Meshed | None | Minimum
Metro East | NORWOOD - LINDEN PARK SD1544 | Reverse Normal Rating | MVA | 2027 | -59 | 66kV | Meshed | None | Minimum
Metro South | PANORAMA - ASCOT PARK SD1587 | Reverse Normal Rating | MVA | 2027 | -128 | 66kV | Meshed | None | Minimum
Metro South | PANORAMA - BLACKWOOD SD1572 | Reverse Normal Rating | MVA | 2027 | -40 | 66kV | Radial | None | Minimum
Metro South | PANORAMA - CUDMORE PARK SD1573 | Reverse Normal Rating | MVA | 2027 | -35 | 66kV | Radial | None | Minimum
Metro South | PANORAMA - LINDEN PARK TEE SD1662C | Reverse Normal Rating | MVA | 2027 | -128 | 66kV | Meshed | None | Minimum
Metro South | PANORAMA - LOWER MITCHAM SD1562 | Reverse Normal Rating | MVA | 2027 | -127 | 66kV | Meshed | None | Minimum
Metro South | PANORAMA - TONSLEY EAST SD2035 | Reverse Normal Rating | MVA | 2027 | -81 | 66kV | Meshed | None | Minimum
Metro North | PARA - ELIZABETH HEIGHTS SD1504 | Reverse Normal Rating | MVA | 2027 | -128 | 66kV | Meshed | None | Minimum
Metro North | PARA - ELIZABETH SOUTH SD1503 | Reverse Normal Rating | MVA | 2027 | -128 | 66kV | Meshed | None | Minimum
Metro North | PARAFIELD GARDENS - CAVAN SD1687 | Reverse Normal Rating | MVA | 2027 | -60 | 66kV | Meshed | None | Minimum
Metro North | PARAFIELD GARDENS - SALISBURY SD1502 | Reverse Normal Rating | MVA | 2027 | -127 | 66kV | Meshed | None | Minimum
Metro North | PARAFIELD GARDENS WEST - BOLIVAR SD1683 | Reverse Normal Rating | MVA | 2027 | -127 | 66kV | Radial | None | Minimum
Metro North | PARAFIELD GARDENS WEST - PARAFIELD GARDENS SD1682 | Reverse Normal Rating | MVA | 2027 | -127 | 66kV | Meshed | N-1 | Minimum
Metro North | PARAFIELD GARDENS WEST - PARALOWIE SD1510 | Reverse Normal Rating | MVA | 2027 | -127 | 66kV | Meshed | None | Minimum
Metro North | PENFIELD - DIREK SD1685 | Reverse Normal Rating | MVA | 2027 | -127 | 66kV | Meshed | None | Minimum
Metro North | PENFIELD - ELIZABETH SOUTH SD1509 | Reverse Normal Rating | MVA | 2027 | -137 | 66kV | Meshed | None | Minimum
Metro South | PLYMPTON - GLENELG NORTH SD1583 | Reverse Normal Rating | MVA | 2027 | -55 | 66kV | Meshed | None | Minimum
Metro West | PORT ADELAIDE - CHELTENHAM SD1646 | Reverse Normal Rating | MVA | 2027 | -127 | 66kV | Meshed | None | Minimum
Metro West | PORT ADELAIDE NORTH - ATHOL PARK TEE SD1677B | Reverse Normal Rating | MVA | 2027 | -128 | 66kV | Meshed | None | Minimum
Metro South | PORT NOARLUNGA - SEAFORD SD1676A | Reverse Normal Rating | MVA | 2027 | -84 | 66kV | Meshed | N-1 | Minimum
Metro South | PORT STANVAC - LONSDALE SD1673 | Reverse Normal Rating | MVA | 2027 | -137 | 66kV | Meshed | None | Minimum
Metro South | PORT STANVAC - NOARLUNGA CENTRE SD1667 | Reverse Normal Rating | MVA | 2027 | -128 | 66kV | Meshed | None | Minimum
Metro East | PROSPECT - CROYDON SD2024 | Reverse Normal Rating | MVA | 2027 | -123 | 66kV | Meshed | None | Minimum
Metro West | QUEENSTOWN - GLANVILLE SD1526 | Reverse Normal Rating | MVA | 2027 | -127 | 66kV | Meshed | None | Minimum
Metro South | SEACOMBE - OAKLANDS SD1565 | Reverse Normal Rating | MVA | 2027 | -126 | 66kV | Meshed | None | Minimum
Metro South | SEACOMBE - SHEIDOW PARK SD1672 | Reverse Normal Rating | MVA | 2027 | -137 | 66kV | Meshed | None | Minimum
Metro South | SEAFORD - ALDINGA SD1676B | Reverse Normal Rating | MVA | 2027 | -84 | 66kV | Meshed | N-1 | Minimum
Metro South | SHEIDOW PARK - LONSDALE SD2009 | Reverse Normal Rating | MVA | 2027 | -137 | 66kV | Meshed | None | Minimum
Metro North | SMITHFIELD WEST - ANGLE VALE SD1650 | Reverse Normal Rating | MVA | 2027 | -84 | 66kV | Meshed | None | Minimum
Metro West | SMORGON STEEL RECYCLING - PORT ADELAIDE NORTH SD1532B | Reverse Normal Rating | MVA | 2027 | -128 | 66kV | Meshed | None | Minimum
Metro North | ST KILDA - VIRGINIA SD1684 | Reverse Normal Rating | MVA | 2027 | -60 | 66kV | Radial | None | Minimum
Metro East | TEA TREE GULLY - GOLDEN GROVE SD1638 | Reverse Normal Rating | MVA | 2027 | -127 | 66kV | Meshed | None | Minimum
Metro West | THEBARTON - CROYDON SD1522 | Reverse Normal Rating | MVA | 2027 | -128 | 66kV | Meshed | None | Minimum
Metro South | TONSLEY EAST - TONSLEY PARK SD1588 | Reverse Normal Rating | MVA | 2027 | -137 | 66kV | Meshed | None | Minimum
Metro South | TONSLEY PARK - SEACOMBE SD1564 | Reverse Normal Rating | MVA | 2027 | -128 | 66kV | Meshed | None | Minimum
Metro West | TORRENS ISLAND - ATHOL PARK TEE SD1677C | Reverse Normal Rating | MVA | 2027 | -127 | 66kV | Meshed | None | Minimum
Metro West | TORRENS ISLAND - KILBURN SD1656 | Reverse Normal Rating | MVA | 2027 | -98 | 66kV | Meshed | None | Minimum
Metro South | URAIDLA TEE - LINDEN PARK TEE SD1662D | Reverse Normal Rating | MVA | 2027 | -128 | 66kV | Meshed | None | Minimum
Metro North | VIRGINIA - VIRGINIA TEE SD2022A | Reverse Normal Rating | MVA | 2027 | -137 | 66kV | Radial | None | Minimum
Metro North | VIRGINIA TEE - TWO WELLS SD2022B | Reverse Normal Rating | MVA | 2027 | -60 | 66kV | Radial | None | Minimum
Metro East | WHITMORE SQUARE - KENT TOWN TEE SD1663B | Reverse Normal Rating | MVA | 2027 | -90 | 66kV | Meshed | None | Minimum
Metro East | WHITMORE SQUARE - WHITMORE SQUARE TEE SD1669C | Reverse Normal Rating | MVA | 2027 | -70 | 66kV | Meshed | None | Minimum
Metro West | WOODVILLE - FINDON SD1524 | Reverse Normal Rating | MVA | 2027 | -126 | 66kV | Meshed | None | Minimum
Metro West | WOODVILLE - QUEENSTOWN SD1525 | Reverse Normal Rating | MVA | 2027 | -127 | 66kV | Meshed | None | Minimum
Eastern Hills | MOUNT BARKER DISTRIBUTION - MOUNT BARKER SOUTH SD2012 | Reverse Normal Rating | MVA | 2027 | -109.9714 | 66kV | Meshed | None | Minimum
Eastern Hills | MOUNT BARKER DISTRIBUTION - BALHANNAH SD1598 | Reverse Normal Rating | MVA | 2027 | -55.5573 | 66kV | Radial | None | Minimum
Eastern Hills | BALHANNAH - URAIDLA SD1599 | Reverse Normal Rating | MVA | 2027 | -40.3533 | 66kV | Radial | None | Minimum
Eastern Hills | URAIDLA - MAGILL (METRO SOUTH TIE) SD1662E | Reverse Normal Rating | MVA | 2027 | -40.3533 | 66kV | Radial | None | Minimum
Eastern Hills | MOUNT BARKER DISTRIBUTION - HAHNDORF SD1596 | Reverse Normal Rating | MVA | 2027 | -55.5573 | 66kV | Radial | None | Minimum
Eastern Hills | MOUNT BARKER SOUTH - MEADOWS SD1597 | Reverse Normal Rating | MVA | 2027 | -55.5573 | 66kV | Radial | None | Minimum
Eastern Hills | MOUNT BARKER SOUTH - STRATHALBYN EAST TEE SD1601A | Reverse Normal Rating | MVA | 2027 | -34.8662 | 66kV | Radial | None | Minimum
Eastern Hills | STRATHALBYN EAST TEE - STRATHALBYN SD1601B | Reverse Normal Rating | MVA | 2027 | -34.8662 | 66kV | Radial | None | Minimum
Eastern Hills | STRATHALBYN - BELVIDERE SD1602 | Reverse Normal Rating | MVA | 2027 | -13.1463 | 66kV | Radial | None | Minimum
Eastern Hills | BELVIDERE - MILANG SD1603 | Reverse Normal Rating | MVA | 2027 | -10.2884 | 66kV | Radial | None | Minimum
Eastern Hills | BELVIDERE - LANGHORNE CREEK SD1604 | Reverse Normal Rating | MVA | 2027 | -13.1463 | 66kV | Radial | None | Minimum
Eyre Peninsula | YADNARIE - CLEVE SD1609 | Reverse Normal Rating | MVA | 2027 | -10.2884 | 66kV | Radial | None | Minimum
Eyre Peninsula | YADNARIE - RUDALL SD1610 | Reverse Normal Rating | MVA | 2027 | -10.2884 | 66kV | Radial | None | Minimum
Eyre Peninsula | RUDALL - DARKE PEAK SD1611 | Reverse Normal Rating | MVA | 2027 | -10.2884 | 66kV | Radial | None | Minimum
Eyre Peninsula | DARKE PEAK - CARALUE SD1612 | Reverse Normal Rating | MVA | 2027 | -10.2884 | 66kV | Radial | None | Minimum
Eyre Peninsula | RUDALL - LOCK SD1613 | Reverse Normal Rating | MVA | 2027 | -10.2884 | 66kV | Radial | None | Minimum
Eyre Peninsula | LOCK - POLDA SD1614 | Reverse Normal Rating | MVA | 2027 | -10.2884 | 66kV | Radial | None | Minimum
Eyre Peninsula | WUDINNA - POLDA SD1615 | Reverse Normal Rating | MVA | 2027 | -10.2884 | 66kV | Radial | None | Minimum
Eyre Peninsula | WUDINNA - MOORKITABIE SD1605 | Reverse Normal Rating | MVA | 2027 | -53.271 | 66kV | Radial | None | Minimum
Eyre Peninsula | MOORKITABIE - TARLTON SD1606 | Reverse Normal Rating | MVA | 2027 | -53.271 | 66kV | Radial | None | Minimum
Eyre Peninsula | TARLTON - STREAKY BAY SD1607 | Reverse Normal Rating | MVA | 2027 | -30.9795 | 66kV | Radial | None | Minimum
Eyre Peninsula | TARLTON - CEDUNA SD1608 | Reverse Normal Rating | MVA | 2027 | -53.271 | 66kV | Radial | None | Minimum
Riverland | NORTH WEST BEND - MORGAN TEE SD1616 | Reverse Normal Rating | MVA | 2027 | -19.4336 | 66kV | Radial | None | Minimum
Riverland | MORGAN TEE - CORDOLA SD1617 | Reverse Normal Rating | MVA | 2027 | -19.6622 | 66kV | Radial | None | Minimum
Riverland | CORDOLA - ROONKA SD1618 | Reverse Normal Rating | MVA | 2027 | -19.6622 | 66kV | Radial | None | Minimum
Riverland | ROONKA - PORTEE SD1619 | Reverse Normal Rating | MVA | 2027 | -19.6622 | 66kV | Radial | None | Minimum
Riverland | PORTEE - SWAN REACH SD1620 | Reverse Normal Rating | MVA | 2027 | -10.2884 | 66kV | Radial | None | Minimum
Riverland | NORTH WEST BEND - CADELL SD1622 | Reverse Normal Rating | MVA | 2027 | -26.5212 | 66kV | Radial | None | Minimum
Riverland | CADELL - QUALCO SD1623 | Reverse Normal Rating | MVA | 2027 | -26.5212 | 66kV | Radial | None | Minimum
Riverland | QUALCO - RAMCO SD1624 | Reverse Normal Rating | MVA | 2027 | -26.5212 | 66kV | Radial | None | Minimum
Riverland | RAMCO - WAIKERIE SD1625 | Reverse Normal Rating | MVA | 2027 | -26.5212 | 66kV | Radial | None | Minimum
Riverland | BERRI - GLOSSOP SD1626 | Reverse Normal Rating | MVA | 2027 | -40.3533 | 66kV | Radial | None | Minimum
Riverland | GLOSSOP - LOVEDAY SD1627 | Reverse Normal Rating | MVA | 2027 | -26.5212 | 66kV | Radial | None | Minimum
Riverland | LOVEDAY - WOOLPUNDA SD1628 | Reverse Normal Rating | MVA | 2027 | -14.0608 | 66kV | Radial | None | Minimum
Riverland | WOOLPUNDA - WAIKERIE SD1629 | Reverse Normal Rating | MVA | 2027 | -14.0608 | 66kV | Radial | None | Minimum
Riverland | BERRI - LOXTON SD1630 | Reverse Normal Rating | MVA | 2027 | -44.0114 | 66kV | Radial | None | Minimum
Riverland | LOXTON - PYAP SD1631 | Reverse Normal Rating | MVA | 2027 | -14.0608 | 66kV | Radial | None | Minimum
Riverland | BERRI - RENMARK SD1632 | Reverse Normal Rating | MVA | 2027 | -42.7539 | 66kV | Radial | None | Minimum
Riverland | RENMARK - PARINGA SD1633 | Reverse Normal Rating | MVA | 2027 | -26.0639 | 66kV | Radial | None | Minimum
Riverland | BERRI - LYRUP SD1634 | Reverse Normal Rating | MVA | 2027 | -12.3461 | 66kV | Radial | None | Minimum
Metro South | WILLUNGA - MYPONGA SD1568 | Reverse Normal Rating | MVA | 2027 | -71.9044 | 66kV | Radial | None | Minimum
Metro South | MYPONGA - YANKALILLA SD1569 | Reverse Normal Rating | MVA | 2027 | -71.9044 | 66kV | Radial | None | Minimum
Metro South | YANKALILLA - CAPE JERVIS SD1689 | Reverse Normal Rating | MVA | 2027 | -60.5871 | 66kV | Radial | None | Minimum
Metro South | WILLUNGA - SQUARE WATER HOLE SD1570 | Reverse Normal Rating | MVA | 2027 | -71.9044 | 66kV | Radial | None | Minimum
Metro South | SQUARE WATER HOLE - VICTOR HARBOR SD1595 | Reverse Normal Rating | MVA | 2027 | -40.582 | 66kV | Radial | None | Minimum
Metro South | SQUARE WATER HOLE - GOOLWA SD1571 | Reverse Normal Rating | MVA | 2027 | -33.4944 | 66kV | Radial | None | Minimum
Eastern Hills | BALHANNAH - WOODSIDE SD41100 | Reverse Normal Rating | MVA | 2027 | -20.1767 | 33kV | Radial | None | Minimum
Eastern Hills | BALHANNAH - VERDUN TEE SD41200 | Reverse Normal Rating | MVA | 2027 | -21.377 | 33kV | Radial | None | Minimum
Eastern Hills | VERDUN TEE - ALDGATE TEE SD41200 | Reverse Normal Rating | MVA | 2027 | -20.291 | 33kV | Radial | None | Minimum
Eastern Hills | VERDUN TEE - MYLOR SD41200 | Reverse Normal Rating | MVA | 2027 | -3.3723 | 33kV | Radial | None | Minimum
Eastern Hills | BALHANNAH - NAIRNE TEE SD41300 | Reverse Normal Rating | MVA | 2027 | -13.032 | 33kV | Radial | None | Minimum
Eastern Hills | NAIRNE TEE - NAIRNE SD41300 | Reverse Normal Rating | MVA | 2027 | -13.032 | 33kV | Radial | None | Minimum
Eastern Hills | NAIRNE TEE - BRUKUNGA SD41300 | Reverse Normal Rating | MVA | 2027 | -6.5731 | 33kV | Radial | None | Minimum
Eastern Hills | URAIDLA - PICCADILLY TEE SD42100 | Reverse Normal Rating | MVA | 2027 | -20.291 | 33kV | Radial | None | Minimum
Eastern Hills | PICCADILLY TEE - PICCADILLY EOL SD42100 | Reverse Normal Rating | MVA | 2027 | -14.2894 | 33kV | Radial | None | Minimum
Eastern Hills | PICCADILLY TEE - ALDGATE TEE SD42100 | Reverse Normal Rating | MVA | 2027 | -20.291 | 33kV | Radial | None | Minimum
Eastern Hills | ALDGATE TEE - ALDGATE SD42100 | Reverse Normal Rating | MVA | 2027 | -13.032 | 33kV | Radial | None | Minimum
Eastern Hills | ANGAS CREEK - BIRDWOOD TEE SD38100 | Reverse Normal Rating | MVA | 2027 | -14.5752 | 33kV | Radial | None | Minimum
Eastern Hills | BIRDWOOD TEE - GUMERACHA RURAL SD38100 | Reverse Normal Rating | MVA | 2027 | -4.2297 | 33kV | Radial | None | Minimum
Eastern Hills | BIRDWOOD TEE - BIRDWOOD SD38100 | Reverse Normal Rating | MVA | 2027 | -7.1447 | 33kV | Radial | None | Minimum
Eastern Hills | BIRDWOOD - MOUNT PLEASANT TEE SD38100 | Reverse Normal Rating | MVA | 2027 | -4.2297 | 33kV | Radial | None | Minimum
Eastern Hills | MOUNT PLEASANT TEE - PALMER RURAL SD38100 | Reverse Normal Rating | MVA | 2027 | -4.2297 | 33kV | Radial | None | Minimum
Eastern Hills | MOUNT PLEASANT TEE - MOUNT PLEASANT SD38100 | Reverse Normal Rating | MVA | 2027 | -4.2297 | 33kV | Radial | None | Minimum
Eastern Hills | ANGAS CREEK - ANGAS CREEK TEE SD38200 | Reverse Normal Rating | MVA | 2027 | -20.291 | 33kV | Radial | None | Minimum
Eastern Hills | ANGAS CREEK TEE - LOBETHAL SD38200 | Reverse Normal Rating | MVA | 2027 | -20.1767 | 33kV | Radial | None | Minimum
Eastern Hills | LOBETHAL - WOODSIDE SD38200 | Reverse Normal Rating | MVA | 2027 | -7.0304 | 33kV | Radial | None | Minimum
Eastern Hills | ANGAS CREEK TEE - GUMERACHA WEIR SD38200 | Reverse Normal Rating | MVA | 2027 | -7.0304 | 33kV | Radial | None | Minimum
Eastern Hills | GUMERACHA WEIR - HOUGHTON SD38200 | Reverse Normal Rating | MVA | 2027 | -6.9732 | 33kV | Radial | None | Minimum
Eastern Hills | GUMERACHA WEIR - KERSBROOK SD38200 | Reverse Normal Rating | MVA | 2027 | -7.0304 | 33kV | Radial | None | Minimum
Eastern Hills | KERSBROOK - WILLIAMSTOWN SOUTH TEE SD38200 | Reverse Normal Rating | MVA | 2027 | -6.9732 | 33kV | Radial | None | Minimum
Eastern Hills | GUMERACHA WEIR - GUMERACHA RURAL SD38200 | Reverse Normal Rating | MVA | 2027 | -4.2297 | 33kV | Radial | None | Minimum
Eyre Peninsula | WHYALLA CENTRAL - WHYALLA CITY 1 SD56101 | Reverse Normal Rating | MVA | 2027 | -26.6355 | 33kV | Radial | None | Minimum
Eyre Peninsula | WHYALLA CENTRAL - WHYALLA CITY 2 SD56102 | Reverse Normal Rating | MVA | 2027 | -27.7786 | 33kV | Radial | None | Minimum
Eyre Peninsula | WHYALLA CENTRAL - WHYALLA STUART SD56201 | Reverse Normal Rating | MVA | 2027 | -27.7786 | 33kV | Radial | None | Minimum
Eyre Peninsula | WHYALLA CENTRAL - WHYALLA NORTH TEE SD56301 | Reverse Normal Rating | MVA | 2027 | -25.1494 | 33kV | Radial | None | Minimum
Eyre Peninsula | WHYALLA NORTH TEE - WHYALLA TERMINAL SD56301 | Reverse Normal Rating | MVA | 2027 | -21.3198 | 33kV | Radial | None | Minimum
Eyre Peninsula | WHYALLA NORTH TEE - WHYALLA SOLAR SD56301 | Reverse Normal Rating | MVA | 2027 | -25.1494 | 33kV | Radial | None | Minimum
Eyre Peninsula | WHYALLA SOLAR - WHYALLA NORTH SD56301 | Reverse Normal Rating | MVA | 2027 | -13.2034 | 33kV | Radial | None | Minimum
Eyre Peninsula | PORT LINCOLN TERMINAL - PORT LINCOLN CITY TEE PL32 | Reverse Normal Rating | MVA | 2027 | -20.5768 | 33kV | Radial | None | Minimum
Eyre Peninsula | PORT LINCOLN CITY TEE - PORT LINCOLN CITY PL32 | Reverse Normal Rating | MVA | 2027 | -20.5768 | 33kV | Radial | None | Minimum
Eyre Peninsula | PORT LINCOLN CITY TEE - PORT LINCOLN MARINA TEE PL32 | Reverse Normal Rating | MVA | 2027 | -20.5768 | 33kV | Radial | None | Minimum
Eyre Peninsula | PORT LINCOLN MARINA TEE - PORT LINCOLN DOCKS PL32 | Reverse Normal Rating | MVA | 2027 | -20.291 | 33kV | Radial | None | Minimum
Eyre Peninsula | PORT LINCOLN MARINA TEE - PORT LINCOLN MARINA PL32 | Reverse Normal Rating | MVA | 2027 | -25.1494 | 33kV | Radial | None | Minimum
Eyre Peninsula | PORT LINCOLN TERMINAL - PORT LINCOLN CITY SD61101 | Reverse Normal Rating | MVA | 2027 | -24.4898 | 33kV | Radial | None | Minimum
Eyre Peninsula | PORT LINCOLN TERMINAL - POONINDIE TEE PL34 | Reverse Normal Rating | MVA | 2027 | -20.4053 | 33kV | Radial | None | Minimum
Eyre Peninsula | POONINDIE TEE - POONINDIE PL34 | Reverse Normal Rating | MVA | 2027 | -15.4897 | 33kV | Radial | None | Minimum
Eyre Peninsula | POONINDIE - POINT BOSTON PL34 | Reverse Normal Rating | MVA | 2027 | -14.2894 | 33kV | Radial | None | Minimum
Eyre Peninsula | POONINDIE TEE - TOD RIVER PL34 | Reverse Normal Rating | MVA | 2027 | -20.4053 | 33kV | Radial | None | Minimum
Eyre Peninsula | TOD RIVER - CUMMINS CM36 | Reverse Normal Rating | MVA | 2027 | -5.1442 | 33kV | Radial | None | Minimum
Eyre Peninsula | TOD RIVER - TUMBY BAY CM35 | Reverse Normal Rating | MVA | 2027 | -5.1442 | 33kV | Radial | None | Minimum
Eyre Peninsula | PORT LINCOLN TERMINAL - ULEY SOUTH TEE PL33 | Reverse Normal Rating | MVA | 2027 | -23.1489 | 33kV | Radial | None | Minimum
Eyre Peninsula | ULEY SOUTH TEE - ULEY SOUTH PL33 | Reverse Normal Rating | MVA | 2027 | -5.2585 | 33kV | Radial | None | Minimum
Eyre Peninsula | ULEY SOUTH TEE - ULEY PL33 | Reverse Normal Rating | MVA | 2027 | -15.4897 | 33kV | Radial | None | Minimum
Eyre Peninsula | ULEY - COFFIN BAY PL33 | Reverse Normal Rating | MVA | 2027 | -3.9439 | 33kV | Radial | None | Minimum
Eyre Peninsula | CLEVE - COWELL SD53100 | Reverse Normal Rating | MVA | 2027 | -14.2894 | 33kV | Radial | None | Minimum
Eyre Peninsula | CLEVE - BOOTHBY SD55100 | Reverse Normal Rating | MVA | 2027 | -15.0325 | 33kV | Radial | None | Minimum
Eyre Peninsula | BOOTHBY - PUMPING STATION ROAD SD55100 | Reverse Normal Rating | MVA | 2027 | -14.2894 | 33kV | Radial | None | Minimum
Eyre Peninsula | PUMPING STATION ROAD - ARNO BAY SD55100 | Reverse Normal Rating | MVA | 2027 | -14.2894 | 33kV | Radial | None | Minimum
Mid North | BRINKWORTH - YACKA TEE SD33100 | Reverse Normal Rating | MVA | 2027 | -6.173 | 33kV | Radial | None | Minimum
Mid North | YACKA TEE - YACKA RURAL SD33100 | Reverse Normal Rating | MVA | 2027 | -5.1442 | 33kV | Radial | None | Minimum
Mid North | YACKA TEE - SPALDING TEE SD33100 | Reverse Normal Rating | MVA | 2027 | -5.1442 | 33kV | Radial | None | Minimum
Mid North | SPALDING TEE - GEORGETOWN SD33100 | Reverse Normal Rating | MVA | 2027 | -5.1442 | 33kV | Radial | None | Minimum
Mid North | GEORGETOWN - GLADSTONE SD33100 | Reverse Normal Rating | MVA | 2027 | -3.9439 | 33kV | Radial | None | Minimum
Mid North | SPALDING TEE - SPALDING SD33100 | Reverse Normal Rating | MVA | 2027 | -3.9439 | 33kV | Radial | None | Minimum
Mid North | BRINKWORTH - MERRITON SD33300 | Reverse Normal Rating | MVA | 2027 | -6.173 | 33kV | Radial | None | Minimum
Mid North | BRINKWORTH - BRINKWORTH TEE SD33200 | Reverse Normal Rating | MVA | 2027 | -6.173 | 33kV | Radial | None | Minimum
Mid North | BRINKWORTH TEE - YACKA RURAL SD33200 | Reverse Normal Rating | MVA | 2027 | -5.1442 | 33kV | Radial | None | Minimum
Mid North | BRINKWORTH TEE - BLYTH TOWNSHIP SD33200 | Reverse Normal Rating | MVA | 2027 | -5.1442 | 33kV | Radial | None | Minimum
Mid North | BLYTH TOWNSHIP - CLARE NORTH TEE SD33200 | Reverse Normal Rating | MVA | 2027 | -5.1442 | 33kV | Radial | None | Minimum
Mid North | BLYTH TOWNSHIP - BALAKLAVA TOWNSHIP SD33200 | Reverse Normal Rating | MVA | 2027 | -4.0582 | 33kV | Radial | None | Minimum
Mid North | WATERLOO DISTRIBUTION - RIVERTON TEE SD36400 | Reverse Normal Rating | MVA | 2027 | -6.173 | 33kV | Radial | N | Minimum
Mid North | RIVERTON TEE - AUBURN TEE SD36400 | Reverse Normal Rating | MVA | 2027 | -6.173 | 33kV | Radial | None | Minimum
Mid North | AUBURN TEE - AUBURN SD36400 | Reverse Normal Rating | MVA | 2027 | -6.173 | 33kV | Radial | None | Minimum
Mid North | RIVERTON TEE - RIVERTON SD36400 | Reverse Normal Rating | MVA | 2027 | -6.173 | 33kV | Radial | None | Minimum
Mid North | WATERLOO DISTRIBUTION - WATERLOO RURAL SD36201 | Reverse Normal Rating | MVA | 2027 | -7.0304 | 33kV | Radial | None | Minimum
Mid North | WATERLOO RURAL - ROBERTSTOWN SD36201 | Reverse Normal Rating | MVA | 2027 | -7.0304 | 33kV | Radial | None | Minimum
Mid North | WATERLOO DISTRIBUTION - PORTERS LAGOON SD36101 | Reverse Normal Rating | MVA | 2027 | -21.377 | 33kV | Radial | None | Minimum
Mid North | PORTERS LAGOON - HANSON SD36101 | Reverse Normal Rating | MVA | 2027 | -20.291 | 33kV | Radial | None | Minimum
Mid North | WATERLOO DISTRIBUTION - WATERLOO TOWN SD36300 | Reverse Normal Rating | MVA | 2027 | -20.291 | 33kV | Radial | None | Minimum
Mid North | WATERLOO TOWN - EUDUNDA TEE SD36300 | Reverse Normal Rating | MVA | 2027 | -7.0304 | 33kV | Radial | None | Minimum
Mid North | EUDUNDA TEE - EUDUNDA SD36300 | Reverse Normal Rating | MVA | 2027 | -5.1442 | 33kV | Radial | None | Minimum
Mid North | EUDUNDA TEE - KAPUNDA RURAL SD36300 | Reverse Normal Rating | MVA | 2027 | -7.0304 | 33kV | Radial | None | Minimum
Mid North | TEMPLERS - WASLEYS SD37402 | Reverse Normal Rating | MVA | 2027 | -13.032 | 33kV | Radial | None | Minimum
Mid North | WASLEYS - MALLALA SD37402 | Reverse Normal Rating | MVA | 2027 | -9.8311 | 33kV | Radial | None | Minimum
Mid North | TEMPLERS - HAMLEY BRIDGE SD37101 | Reverse Normal Rating | MVA | 2027 | -9.8311 | 33kV | Radial | None | Minimum
Mid North | HAMLEY BRIDGE - BALAKLAVA RURAL SD37102 | Reverse Normal Rating | MVA | 2027 | -5.1442 | 33kV | Radial | None | Minimum
Mid North | TEMPLERS - FREELING NORTH TEE SD37200 | Reverse Normal Rating | MVA | 2027 | -13.2606 | 33kV | Radial | None | Minimum
Mid North | FREELING NORTH TEE - KAPUNDA RURAL SD37200 | Reverse Normal Rating | MVA | 2027 | -7.0304 | 33kV | Radial | N | Minimum
Mid North | TEMPLERS - DAVEYSTON TOWNSHIP SD37301 | Reverse Normal Rating | MVA | 2027 | -21.377 | 33kV | Radial | None | Minimum
Mid North | TEMPLERS - GAWLER BELT TEE SD37501 | Reverse Normal Rating | MVA | 2027 | -20.1767 | 33kV | Radial | None | Minimum
Mid North | GAWLER BELT TEE - EVANSTON SD60101 | Reverse Normal Rating | MVA | 2027 | -6.5731 | 33kV | Radial | None | Minimum
Mid North | DORRIEN - NURIOOTPA TEE SD52100 | Reverse Normal Rating | MVA | 2027 | -20.291 | 33kV | Radial | N | Minimum
Mid North | NURIOOTPA TEE - NURIOOTPA SD52100 | Reverse Normal Rating | MVA | 2027 | -20.291 | 33kV | Radial | None | Minimum
Mid North | NURIOOTPA TEE - STOCKWELL SD52100 | Reverse Normal Rating | MVA | 2027 | -14.2894 | 33kV | Radial | None | Minimum
Mid North | DORRIEN - ANGASTON NO 1 SD52201 | Reverse Normal Rating | MVA | 2027 | -25.1494 | 33kV | Meshed | None | Minimum
Mid North | DORRIEN - ANGASTON NO 2 SD52202 | Reverse Normal Rating | MVA | 2027 | -25.1494 | 33kV | Meshed | None | Minimum
Mid North | DORRIEN - BAROSSA SOUTH SD52300 | Reverse Normal Rating | MVA | 2027 | -25.1494 | 33kV | Radial | None | Minimum
Mid North | BAROSSA SOUTH TEE - LYNDOCH TEE SD52300 | Reverse Normal Rating | MVA | 2027 | -26.6355 | 33kV | Radial | None | Minimum
Mid North | LYNDOCH TEE - LYNDOCH SD52300 | Reverse Normal Rating | MVA | 2027 | -15.0325 | 33kV | Radial | None | Minimum
Mid North | LYNDOCH TEE - SANDY CREEK TEE SD52300 | Reverse Normal Rating | MVA | 2027 | -3.9439 | 33kV | Radial | None | Minimum
Mid North | SANDY CREEK TEE - SANDY CREEK SD52300 | Reverse Normal Rating | MVA | 2027 | -3.9439 | 33kV | Radial | None | Minimum
Mid North | SANDY CREEK TEE - EVANSTON TEE SD52300 | Reverse Normal Rating | MVA | 2027 | -3.9439 | 33kV | Radial | None | Minimum
Mid North | LYNDOCH - WILLIAMSTOWN SD52300 | Reverse Normal Rating | MVA | 2027 | -8.1164 | 33kV | Radial | None | Minimum
Mid North | WILLIAMSTOWN - WILLIAMSTOWN SOUTH TEE SD52300 | Reverse Normal Rating | MVA | 2027 | -6.9732 | 33kV | Radial | None | Minimum
Mid North | WILLIAMSTOWN SOUTH TEE - WILLIAMSTOWN SOUTH SD52300 | Reverse Normal Rating | MVA | 2027 | -6.9732 | 33kV | Radial | None | Minimum
Mid North | WILLIAMSTOWN SOUTH TEE - ANGAS CREEK TIE SD52300 | Reverse Normal Rating | MVA | 2027 | -6.9732 | 33kV | Radial | None | Minimum
Mid North | CLARE NORTH - CLARE NO 1 SD57101 | Reverse Normal Rating | MVA | 2027 | -36.6381 | 33kV | Meshed | None | Minimum
Mid North | CLARE NORTH - CLARE NORTH TEE SD57102 | Reverse Normal Rating | MVA | 2027 | -36.6381 | 33kV | Meshed | None | Minimum
Mid North | CLARE NORTH TEE - CLARE NO 2 SD57102 | Reverse Normal Rating | MVA | 2027 | -36.6381 | 33kV | Meshed | None | Minimum
Mid North | CLARE - FARRELL FLAT SD57100 | Reverse Normal Rating | MVA | 2027 | -13.032 | 33kV | Radial | None | Minimum
Mid North | FARRELL FLAT - WATERLOO TIE SD57100 | Reverse Normal Rating | MVA | 2027 | -13.032 | 33kV | Radial | None | Minimum
Mid North | FARRELL FLAT - BURRA SD57100 | Reverse Normal Rating | MVA | 2027 | -3.9439 | 33kV | Radial | None | Minimum
Murraylands | MANNUM - PALMER TEE SD39200 | Reverse Normal Rating | MVA | 2027 | -4.2297 | 33kV | Radial | None | Minimum
Murraylands | PALMER TEE - MANNUM ROAD RANDELL ROAD INT SD39200 | Reverse Normal Rating | MVA | 2027 | -4.2297 | 33kV | Radial | None | Minimum
Murraylands | PALMER TEE - CAMBRAI TEE SD39200 | Reverse Normal Rating | MVA | 2027 | -4.2297 | 33kV | Radial | None | Minimum
Murraylands | CAMBRAI TEE - CAMBRAI SD39200 | Reverse Normal Rating | MVA | 2027 | -3.9439 | 33kV | Radial | None | Minimum
Murraylands | CAMBRAI TEE - PALMER RURAL SD39200 | Reverse Normal Rating | MVA | 2027 | -4.2297 | 33kV | Radial | None | Minimum
Murraylands | MANNUM - TEAL FLAT TEE SD39100 | Reverse Normal Rating | MVA | 2027 | -9.8311 | 33kV | Radial | None | Minimum
Murraylands | TEAL FLAT TEE - TEAL FLAT SD39100 | Reverse Normal Rating | MVA | 2027 | -5.1442 | 33kV | Radial | None | Minimum
Murraylands | TEAL FLAT TEE - SWAN REACH SD39100 | Reverse Normal Rating | MVA | 2027 | -5.1442 | 33kV | Radial | None | Minimum
Murraylands | MANNUM - CALOOTE TEE SD39300 | Reverse Normal Rating | MVA | 2027 | -13.775 | 33kV | Radial | None | Minimum
Murraylands | CALOOTE TEE - CALOOTE SD39300 | Reverse Normal Rating | MVA | 2027 | -6.5731 | 33kV | Radial | None | Minimum
Murraylands | CALOOTE TEE - MOBILONG TIE SD39300 | Reverse Normal Rating | MVA | 2027 | -6.5731 | 33kV | Radial | None | Minimum
Murraylands | MANNUM - MANNUM RURAL SD39300 | Reverse Normal Rating | MVA | 2027 | -13.0891 | 33kV | Radial | None | Minimum
Murraylands | MANNUM RURAL - MANNUM TOWN TEE SD39300 | Reverse Normal Rating | MVA | 2027 | -7.1447 | 33kV | Radial | None | Minimum
Murraylands | MANNUM TOWN TEE - MANNUM ROAD RANDELL ROAD INT SD39300 | Reverse Normal Rating | MVA | 2027 | -4.2297 | 33kV | Radial | None | Minimum
Murraylands | MANNUM TOWN TEE - PELLARING FLAT TEE SD39300 | Reverse Normal Rating | MVA | 2027 | -7.1447 | 33kV | Radial | None | Minimum
Murraylands | PELLARING FLAT TEE - MANNUM TOWN SD39300 | Reverse Normal Rating | MVA | 2027 | -6.173 | 33kV | Radial | None | Minimum
Murraylands | MOBILONG DISTRIBUTION - MOBILONG SD43100 | Reverse Normal Rating | MVA | 2027 | -59.3297 | 33kV | Radial | None | Minimum
Murraylands | MOBILONG - MOBILONG TEE SD43100 | Reverse Normal Rating | MVA | 2027 | -21.377 | 33kV | Radial | None | Minimum
Murraylands | MOBILONG TEE - MYPOLONGA TIE SD43100 | Reverse Normal Rating | MVA | 2027 | -21.377 | 33kV | Radial | None | Minimum
Murraylands | MOBILONG TEE - MURRAY BRIDGE NORTH TEE SD43100 | Reverse Normal Rating | MVA | 2027 | -21.377 | 33kV | Radial | None | Minimum
Murraylands | MURRAY BRIDGE NORTH TEE - MURRAY BRIDGE NORTH SD43100 | Reverse Normal Rating | MVA | 2027 | -21.377 | 33kV | Radial | None | Minimum
Murraylands | MURRAY BRIDGE NORTH TEE - MURRAY BRIDGE SOUTH TEE SD43100 | Reverse Normal Rating | MVA | 2027 | -21.377 | 33kV | Radial | None | Minimum
Murraylands | MURRAY BRIDGE SOUTH TEE - MURRAY BRIDGE SOUTH SD43100 | Reverse Normal Rating | MVA | 2027 | -21.377 | 33kV | Radial | None | Minimum
Murraylands | MURRAY BRIDGE SOUTH TEE - MURRAY BRIDGE TOWNSHIP SD43100 | Reverse Normal Rating | MVA | 2027 | -6.5731 | 33kV | Radial | None | Minimum
Murraylands | MOBILONG DISTRIBUTION - MOBILONG SD43200 | Reverse Normal Rating | MVA | 2027 | -54.9857 | 33kV | Radial | None | Minimum
Murraylands | MOBILONG - MONARTO TEE SD43200 | Reverse Normal Rating | MVA | 2027 | -54.9857 | 33kV | Radial | None | Minimum
Murraylands | MONARTO TEE - MURRAY BRIDGE NORTH SD43200 | Reverse Normal Rating | MVA | 2027 | -54.9857 | 33kV | Radial | None | Minimum
Murraylands | MONARTO TEE - MONARTO SOUTH TEE SD43200 | Reverse Normal Rating | MVA | 2027 | -20.4053 | 33kV | Radial | None | Minimum
Murraylands | MONARTO SOUTH TEE - MONARTO SOUTH SD43200 | Reverse Normal Rating | MVA | 2027 | -14.2894 | 33kV | Radial | None | Minimum
Murraylands | MONARTO SOUTH TEE - MONARTO CENTRAL SD43200 | Reverse Normal Rating | MVA | 2027 | -14.2894 | 33kV | Radial | None | Minimum
Murraylands | MOBILONG DISTRIBUTION - MOBILONG SD43300 | Reverse Normal Rating | MVA | 2027 | -21.377 | 33kV | Radial | None | Minimum
Murraylands | MOBILONG - PALLAMANA TEE SD43300 | Reverse Normal Rating | MVA | 2027 | -21.377 | 33kV | Radial | None | Minimum
Murraylands | PALLAMANA TEE - MYPOLONGA TEE SD43300 | Reverse Normal Rating | MVA | 2027 | -6.5731 | 33kV | Radial | None | Minimum
Murraylands | MYPOLONGA TEE - MYPOLONGA SD43300 | Reverse Normal Rating | MVA | 2027 | -6.5731 | 33kV | Radial | None | Minimum
Murraylands | MYPOLONGA - MYPOLONGA EOL SD43300 | Reverse Normal Rating | MVA | 2027 | -6.173 | 33kV | Radial | None | Minimum
Murraylands | MYPOLONGA TEE - CALOOTE TEE SD43300 | Reverse Normal Rating | MVA | 2027 | -6.5731 | 33kV | Radial | None | Minimum
Murraylands | TAILEM BEND - PUMP STATION TEE SD40101 | Reverse Normal Rating | MVA | 2027 | -21.377 | 33kV | Radial | None | Minimum
Murraylands | PUMP STATION TEE - TAILEM BEND RURAL SD40101 | Reverse Normal Rating | MVA | 2027 | -5.1442 | 33kV | Radial | None | Minimum
Murraylands | TAILEM BEND RURAL - TAILEM BEND EOL SD40101 | Reverse Normal Rating | MVA | 2027 | -5.1442 | 33kV | Radial | None | Minimum
Murraylands | PUMP STATION TEE - TAILEM BEND TOWN TEE SD40101 | Reverse Normal Rating | MVA | 2027 | -21.377 | 33kV | Radial | None | Minimum
Murraylands | TAILEM BEND TOWN TEE - TAILEM BEND TOWN SD40101 | Reverse Normal Rating | MVA | 2027 | -6.5731 | 33kV | Radial | None | Minimum
Murraylands | TAILEM BEND TOWN TEE - JERVOIS SD40101 | Reverse Normal Rating | MVA | 2027 | -21.377 | 33kV | Radial | None | Minimum
Murraylands | JERVOIS - JERVOIS FLAT 1 TEE SD40102 | Reverse Normal Rating | MVA | 2027 | -21.377 | 33kV | Radial | None | Minimum
Murraylands | JERVOIS FLAT 1 TEE - JERVOIS FLAT 2 TEE SD40102 | Reverse Normal Rating | MVA | 2027 | -21.377 | 33kV | Radial | None | Minimum
Murraylands | JERVOIS FLAT 2 TEE - WOODS POINT SD40102 | Reverse Normal Rating | MVA | 2027 | -21.377 | 33kV | Radial | None | Minimum
Murraylands | WOODS POINT - WHITE SANDS TEE SD40103 | Reverse Normal Rating | MVA | 2027 | -21.377 | 33kV | Radial | None | Minimum
Murraylands | WHITE SANDS TEE - WHITE SANDS SD40103 | Reverse Normal Rating | MVA | 2027 | -14.2894 | 33kV | Radial | None | Minimum
Murraylands | WHITE SANDS TEE - MURRAY BRIDGE TOWNSHIP SD40103 | Reverse Normal Rating | MVA | 2027 | -21.377 | 33kV | Radial | None | Minimum
Murraylands | TAILEM BEND - SUBSTATION ROAD TEE SD40200 | Reverse Normal Rating | MVA | 2027 | -15.7184 | 33kV | Radial | None | Minimum
Murraylands | SUBSTATION ROAD TEE - SUBSTATION ROAD SD40200 | Reverse Normal Rating | MVA | 2027 | -15.7184 | 33kV | Radial | None | Minimum
Murraylands | SUBSTATION ROAD TEE - MALLEE HWY SD40200 | Reverse Normal Rating | MVA | 2027 | -15.7184 | 33kV | Radial | None | Minimum
Murraylands | MALLEE HWY - MOORLANDS SWER SD40200 | Reverse Normal Rating | MVA | 2027 | -15.7184 | 33kV | Radial | None | Minimum
Murraylands | MALLEE HWY - ELWOMPLE SD40200 | Reverse Normal Rating | MVA | 2027 | -10.1169 | 33kV | Radial | None | Minimum
Murraylands | MOORLANDS SWER - COOMANDOOK SD40200 | Reverse Normal Rating | MVA | 2027 | -15.7184 | 33kV | Radial | None | Minimum
Murraylands | COOMANDOOK - COONALPYN SD40200 | Reverse Normal Rating | MVA | 2027 | -12.1746 | 33kV | Radial | None | Minimum
Murraylands | COONALPYN - BINNIES TEE SD40300 | Reverse Normal Rating | MVA | 2027 | -6.173 | 33kV | Radial | N | Minimum
Murraylands | BINNIES TEE - BINNIES SD40300 | Reverse Normal Rating | MVA | 2027 | -6.173 | 33kV | Radial | None | Minimum
Murraylands | BINNIES TEE - MENINGIE SD40300 | Reverse Normal Rating | MVA | 2027 | -6.173 | 33kV | Radial | None | Minimum
Murraylands | MENINGIE - CAMPBELL PARK TEE SD40400 | Reverse Normal Rating | MVA | 2027 | -6.173 | 33kV | Radial | None | Minimum
Murraylands | CAMPBELL PARK TEE - CAMPBELL PARK SD40400 | Reverse Normal Rating | MVA | 2027 | -6.173 | 33kV | Radial | None | Minimum
Murraylands | CAMPBELL PARK TEE - NARRUNG SD40400 | Reverse Normal Rating | MVA | 2027 | -6.173 | 33kV | Radial | None | Minimum
Murraylands | TAILEM BEND - SHERLOCK SD40501 | Reverse Normal Rating | MVA | 2027 | -13.775 | 33kV | Radial | None | Minimum
Murraylands | SHERLOCK - KAROONDA SD40502 | Reverse Normal Rating | MVA | 2027 | -3.9439 | 33kV | Radial | None | Minimum
Murraylands | SHERLOCK - GERANIUM SD40600 | Reverse Normal Rating | MVA | 2027 | -9.8311 | 33kV | Radial | N | Minimum
Murraylands | GERANIUM - LAMEROO SD40700 | Reverse Normal Rating | MVA | 2027 | -9.8311 | 33kV | Radial | N | Minimum
Murraylands | LAMEROO - LAMEROO RURAL SD40800 | Reverse Normal Rating | MVA | 2027 | -6.9161 | 33kV | Radial | N | Minimum
Murraylands | LAMEROO RURAL - PARILLA TEE SD40800 | Reverse Normal Rating | MVA | 2027 | -5.6586 | 33kV | Radial | N | Minimum
Murraylands | PARILLA TEE - PARILLA SD40800 | Reverse Normal Rating | MVA | 2027 | -4.8012 | 33kV | Radial | None | Minimum
Murraylands | PARILLA TEE - PINNAROO SD40800 | Reverse Normal Rating | MVA | 2027 | -3.9439 | 33kV | Radial | None | Minimum
Riverland | PARINGA - MURTHO LX21 | Reverse Normal Rating | MVA | 2027 | -15.0325 | 33kV | Radial | N | Minimum
Riverland | MURTHO - LINDSAY PT TEE LX21 | Reverse Normal Rating | MVA | 2027 | -10.7456 | 33kV | Radial | None | Minimum
Riverland | LINDSAY PT TEE - BORDER CLIFFS LX21 | Reverse Normal Rating | MVA | 2027 | -10.7456 | 33kV | Radial | None | Minimum
Riverland | LINDSAY PT TEE - VIC BORDER LX21 | Reverse Normal Rating | MVA | 2027 | -10.7456 | 33kV | Radial | None | Minimum
Riverland | SWAN REACH - SWAN REACH FILTRATION TEE SD39400 | Reverse Normal Rating | MVA | 2027 | -5.1442 | 33kV | Radial | None | Minimum
Riverland | SWAN REACH FILTRATION TEE - SWAN REACH TOWN SD39400 | Reverse Normal Rating | MVA | 2027 | -5.1442 | 33kV | Radial | None | Minimum
South East | KEITH - COONALPYN SD45101 | Reverse Normal Rating | MVA | 2027 | -5.1442 | 33kV | Radial | None | Minimum
South East | KEITH - PADTHAWAY SD45300 | Reverse Normal Rating | MVA | 2027 | -7.0876 | 33kV | Radial | None | Minimum
South East | KEITH - WIRREGA SD45201 | Reverse Normal Rating | MVA | 2027 | -13.032 | 33kV | Radial | N | Minimum
South East | WIRREGA - BORDERTOWN SD45202 | Reverse Normal Rating | MVA | 2027 | -13.032 | 33kV | Radial | N | Minimum
South East | SNUGGERY RURAL - MILLICENT SD49100 | Reverse Normal Rating | MVA | 2027 | -20.291 | 33kV | Radial | None | Minimum
South East | MILLICENT - SOUTH END TEE SD49100 | Reverse Normal Rating | MVA | 2027 | -12.8033 | 33kV | Radial | None | Minimum
South East | SOUTH END TEE - SOUTH END SD49100 | Reverse Normal Rating | MVA | 2027 | -12.8033 | 33kV | Radial | None | Minimum
South East | SOUTH END TEE - HATHERLEIGH TOWNSHIP TEE SD49100 | Reverse Normal Rating | MVA | 2027 | -12.8033 | 33kV | Radial | None | Minimum
South East | HATHERLEIGH TOWNSHIP TEE - HATHERLEIGH TOWNSHIP SD49100 | Reverse Normal Rating | MVA | 2027 | -5.1442 | 33kV | Radial | None | Minimum
South East | HATHERLEIGH TOWNSHIP TEE - HATHERLEIGH SD49100 | Reverse Normal Rating | MVA | 2027 | -12.8033 | 33kV | Radial | None | Minimum
South East | HATHERLEIGH - BEACHPORT TEE SD49200 | Reverse Normal Rating | MVA | 2027 | -9.8311 | 33kV | Radial | None | Minimum
South East | BEACHPORT TEE - BEACHPORT SD49200 | Reverse Normal Rating | MVA | 2027 | -3.9439 | 33kV | Radial | None | Minimum
South East | BEACHPORT TEE - ROBE SD49200 | Reverse Normal Rating | MVA | 2027 | -5.1442 | 33kV | Radial | N | Minimum
South East | SNUGGERY RURAL - MOUNT BURR SD49500 | Reverse Normal Rating | MVA | 2027 | -27.7786 | 33kV | Radial | None | Minimum
South East | MOUNT BURR - KALANGADOO TEE SD49500 | Reverse Normal Rating | MVA | 2027 | -6.173 | 33kV | Radial | None | Minimum
South East | KALANGADOO TEE - KALANGADOO SD49500 | Reverse Normal Rating | MVA | 2027 | -5.1442 | 33kV | Radial | None | Minimum
South East | KALANGADOO TEE - KALANGADOO RURAL SD49500 | Reverse Normal Rating | MVA | 2027 | -6.173 | 33kV | Radial | None | Minimum
South East | BLANCHE - MOUNT GAMBIER WEST SD48101 | Reverse Normal Rating | MVA | 2027 | -32.4084 | 33kV | Radial | None | Minimum
South East | BLUE LAKE TEE - MOUNT GAMBIER SD48104 | Reverse Normal Rating | MVA | 2027 | -6.173 | 33kV | Radial | None | Minimum
South East | BLANCHE - LAKESIDE TEE SD48100 | Reverse Normal Rating | MVA | 2027 | -55.5573 | 33kV | Radial | None | Minimum
South East | LAKESIDE TEE - GLENCOE TEE SD48100 | Reverse Normal Rating | MVA | 2027 | -17.4331 | 33kV | Radial | None | Minimum
South East | GLENCOE TEE - TANTANOOLA SD48100 | Reverse Normal Rating | MVA | 2027 | -7.0876 | 33kV | Radial | None | Minimum
South East | GLENCOE TEE - MOUNT GAMBIER SD48100 | Reverse Normal Rating | MVA | 2027 | -17.4331 | 33kV | Radial | None | Minimum
South East | BLANCHE - KONGORONG TEE SD48200 | Reverse Normal Rating | MVA | 2027 | -15.0325 | 33kV | Radial | None | Minimum
South East | KONGORONG TEE - KONGORONG SD48200 | Reverse Normal Rating | MVA | 2027 | -5.1442 | 33kV | Radial | None | Minimum
South East | KONGORONG TEE - MOUNT SCHANK SD48200 | Reverse Normal Rating | MVA | 2027 | -12.8033 | 33kV | Radial | None | Minimum
South East | MOUNT SCHANK - ALLENDALE EAST SD48200 | Reverse Normal Rating | MVA | 2027 | -5.1442 | 33kV | Radial | None | Minimum
South East | MOUNT GAMBIER - TARPEENA SOUTH TEE SD47101 | Reverse Normal Rating | MVA | 2027 | -17.4331 | 33kV | Radial | None | Minimum
South East | TARPEENA SOUTH TEE - MOUNT GAMBIER SD47101 | Reverse Normal Rating | MVA | 2027 | -7.0876 | 33kV | Radial | None | Minimum
South East | TARPEENA SOUTH TEE - TARPEENA SOUTH SD47101 | Reverse Normal Rating | MVA | 2027 | -17.4331 | 33kV | Radial | None | Minimum
South East | KINCRAIG - LUCINDALE SD46201 | Reverse Normal Rating | MVA | 2027 | -13.032 | 33kV | Radial | None | Minimum
South East | LUCINDALE - KINGSTON SE SD46201 | Reverse Normal Rating | MVA | 2027 | -5.1442 | 33kV | Radial | None | Minimum
South East | KINCRAIG - NARACOORTE SD46300 | Reverse Normal Rating | MVA | 2027 | -29.9506 | 33kV | Radial | None | Minimum
South East | NARACOORTE - NARACOORTE EAST TEE SD46100 | Reverse Normal Rating | MVA | 2027 | -7.0876 | 33kV | Radial | None | Minimum
South East | NARACOORTE EAST TEE - NARACOORTE EAST SD46100 | Reverse Normal Rating | MVA | 2027 | -7.0876 | 33kV | Radial | None | Minimum
South East | NARACOORTE EAST TEE - PADTHAWAY SD46100 | Reverse Normal Rating | MVA | 2027 | -7.0876 | 33kV | Radial | None | Minimum
South East | KINCRAIG - STRUAN RURAL SD46400 | Reverse Normal Rating | MVA | 2027 | -27.7786 | 33kV | Radial | None | Minimum
South East | STRUAN RURAL - GLENROY RURAL SD46400 | Reverse Normal Rating | MVA | 2027 | -27.7786 | 33kV | Radial | None | Minimum
South East | PENOLA WEST - PENOLA TEE SD58200 | Reverse Normal Rating | MVA | 2027 | -20.4053 | 33kV | Radial | None | Minimum
South East | PENOLA TEE - GLENROY RURAL SD58200 | Reverse Normal Rating | MVA | 2027 | -6.173 | 33kV | Radial | N | Minimum
South East | PENOLA WEST - PENOLA TEE SD58101 | Reverse Normal Rating | MVA | 2027 | -20.4053 | 33kV | Radial | None | Minimum
South East | PENOLA TEE - SAFRIES TEE SD58101 | Reverse Normal Rating | MVA | 2027 | -6.173 | 33kV | Radial | None | Minimum
South East | SAFRIES TEE - KALANGADOO NANGWARRY TEE SD58101 | Reverse Normal Rating | MVA | 2027 | -6.173 | 33kV | Radial | None | Minimum
South East | KALANGADOO NANGWARRY TEE - NANGWARRY TEE SD58101 | Reverse Normal Rating | MVA | 2027 | -6.173 | 33kV | Radial | None | Minimum
South East | NANGWARRY TEE - NANGWARRY SD58101 | Reverse Normal Rating | MVA | 2027 | -6.173 | 33kV | Radial | None | Minimum
South East | KALANGADOO NANGWARRY TEE - KALANGADOO RURAL SD58101 | Reverse Normal Rating | MVA | 2027 | -6.173 | 33kV | Radial | None | Minimum
South East | NANGWARRY TEE - MOUNT GAMBIER SD58101 | Reverse Normal Rating | MVA | 2027 | -6.173 | 33kV | Radial | None | Minimum
Metro South | WILLUNGA - MCLAREN VALE SD44400 | Reverse Normal Rating | MVA | 2027 | -10.5742 | 33kV | Radial | None | Minimum
Metro South | YANKALILLA - HAY FLAT SD44200 | Reverse Normal Rating | MVA | 2027 | -15.0325 | 33kV | Radial | None | Minimum
Metro South | HAY FLAT - RAPID BAY TEE SD44200 | Reverse Normal Rating | MVA | 2027 | -5.1442 | 33kV | Radial | None | Minimum
Metro South | RAPID BAY TEE - RAPID BAY SD44200 | Reverse Normal Rating | MVA | 2027 | -5.1442 | 33kV | Radial | None | Minimum
Metro South | RAPID BAY TEE - CAPE JERVIS SD44200 | Reverse Normal Rating | MVA | 2027 | -5.1442 | 33kV | Radial | None | Minimum
Metro South | CAPE JERVIS - CUTTLEFISH BAY SD44301 | Reverse Normal Rating | MVA | 2027 | -13.032 | 33kV | Radial | None | Minimum
Metro South | FISHERY BEACH BACKUP - CUTTLEFISH BAY BACKUP SD44301 | Reverse Normal Rating | MVA | 2027 | -10.0026 | 33kV | Radial | None | Minimum
Metro South | CUTTLEFISH BAY - PENNESHAW SD44301 | Reverse Normal Rating | MVA | 2027 | -13.032 | 33kV | Radial | None | Minimum
Metro South | PENNESHAW - AMERICAN RIVER SD44300 | Reverse Normal Rating | MVA | 2027 | -13.032 | 33kV | Radial | None | Minimum
Metro South | AMERICAN RIVER - KINGSCOTE TEE SD44300 | Reverse Normal Rating | MVA | 2027 | -6.173 | 33kV | Radial | N | Minimum
Metro South | KINGSCOTE TEE - MACGILLIVRAY SD44300 | Reverse Normal Rating | MVA | 2027 | -6.173 | 33kV | Radial | None | Minimum
Metro South | KINGSCOTE TEE - KINGSCOTE SD44300 | Reverse Normal Rating | MVA | 2027 | -6.173 | 33kV | Radial | None | Minimum
Upper North | DAVENPORT WEST - PORT AUGUSTA NO1 SD54101 | Reverse Normal Rating | MVA | 2027 | -20.1767 | 33kV | Meshed | None | Minimum
Upper North | DAVENPORT WEST - PORT AUGUSTA TEE SD54102 | Reverse Normal Rating | MVA | 2027 | -20.1767 | 33kV | Meshed | None | Minimum
Upper North | PORT AUGUSTA NO2 - PORT AUGUSTA TEE SD54102 | Reverse Normal Rating | MVA | 2027 | -23.3203 | 33kV | Meshed | None | Minimum
Upper North | PORT AUGUSTA TEE - PORT AUGUSTA WEST TEE SD54102 | Reverse Normal Rating | MVA | 2027 | -14.9753 | 33kV | Radial | None | Minimum
Upper North | PORT AUGUSTA WEST TEE - PORT AUGUSTA WEST SD54102 | Reverse Normal Rating | MVA | 2027 | -14.9753 | 33kV | Radial | None | Minimum
Upper North | PORT AUGUSTA WEST TEE - PANDURRA TEE SD54102 | Reverse Normal Rating | MVA | 2027 | -3.9439 | 33kV | Radial | None | Minimum
Upper North | PANDURRA TEE - BOOKALOO SD54102 | Reverse Normal Rating | MVA | 2027 | -3.9439 | 33kV | Radial | None | Minimum
Upper North | PANDURRA TEE - PANDURRA SD54102 | Reverse Normal Rating | MVA | 2027 | -3.9439 | 33kV | Radial | None | Minimum
Upper North | DAVENPORT WEST - AUGUSTA HWY SD54300 | Reverse Normal Rating | MVA | 2027 | -20.4053 | 33kV | Radial | None | Minimum
Upper North | AUGUSTA HWY - STIRLING NORTH SD54300 | Reverse Normal Rating | MVA | 2027 | -10.0026 | 33kV | Radial | None | Minimum
Upper North | STIRLING NORTH - QUORN SD54300 | Reverse Normal Rating | MVA | 2027 | -3.9439 | 33kV | Radial | None | Minimum
Upper North | DAVENPORT WEST - PT PATERSON SD54400 | Reverse Normal Rating | MVA | 2027 | -14.2894 | 33kV | Radial | None | Minimum
Upper North | BAROOTA - BAROOTA TOWN TEE SD31100 | Reverse Normal Rating | MVA | 2027 | -20.291 | 33kV | Radial | None | Minimum
Upper North | BAROOTA TOWN TEE - BAROOTA TOWN SD31100 | Reverse Normal Rating | MVA | 2027 | -10.7456 | 33kV | Radial | None | Minimum
Upper North | BAROOTA TOWN TEE - BAROOTA TEE SD31100 | Reverse Normal Rating | MVA | 2027 | -20.291 | 33kV | Radial | None | Minimum
Upper North | BAROOTA TEE - NAPPERBY BUNGAMA SD31100 | Reverse Normal Rating | MVA | 2027 | -5.1442 | 33kV | Radial | None | Minimum
Upper North | BAROOTA TEE - MURRAYTOWN SD31100 | Reverse Normal Rating | MVA | 2027 | -9.8311 | 33kV | Radial | None | Minimum
Upper North | MURRAYTOWN - WIRRABARA FOREST TEE SD31200 | Reverse Normal Rating | MVA | 2027 | -3.3723 | 33kV | Radial | None | Minimum
Upper North | WIRRABARA FOREST TEE - WIRRABARA FOREST SD31200 | Reverse Normal Rating | MVA | 2027 | -3.3723 | 33kV | Radial | None | Minimum
Upper North | WIRRABARA FOREST TEE - GLADSTONE SD31200 | Reverse Normal Rating | MVA | 2027 | -3.3723 | 33kV | Radial | None | Minimum
Upper North | MURRAYTOWN - ORROROO SD31300 | Reverse Normal Rating | MVA | 2027 | -3.9439 | 33kV | Radial | None | Minimum
Upper North | MURRAYTOWN - WILMINGTON SD31400 | Reverse Normal Rating | MVA | 2027 | -3.3723 | 33kV | Radial | None | Minimum
Upper North | BUNGAMA - PORT PIRIE SOUTH SD32101 | Reverse Normal Rating | MVA | 2027 | -20.1767 | 33kV | Meshed | None | Minimum
Upper North | PORT PIRIE SOUTH - PORT PIRIE SD32102 | Reverse Normal Rating | MVA | 2027 | -20.1767 | 33kV | Meshed | None | Minimum
Upper North | BUNGAMA - PORT PIRIE SD32103 | Reverse Normal Rating | MVA | 2027 | -20.1767 | 33kV | Meshed | None | Minimum
Upper North | BUNGAMA - HUGHES GAP SD32301 | Reverse Normal Rating | MVA | 2027 | -21.377 | 33kV | Radial | Reverse N | Minimum
Upper North | HUGHES GAP - CRYSTAL BROOK TEE SD32302 | Reverse Normal Rating | MVA | 2027 | -21.377 | 33kV | Radial | None | Minimum
Upper North | CRYSTAL BROOK TEE - GLADSTONE SD32302 | Reverse Normal Rating | MVA | 2027 | -16.0613 | 33kV | Radial | None | Minimum
Upper North | GLADSTONE - CALTOWIE TEE SD32200 | Reverse Normal Rating | MVA | 2027 | -13.2034 | 33kV | Radial | None | Minimum
Upper North | CALTOWIE TEE - CALTOWIE SD32200 | Reverse Normal Rating | MVA | 2027 | -13.2034 | 33kV | Radial | None | Minimum
Upper North | CALTOWIE TEE - PETERBOROUGH TEE SD32200 | Reverse Normal Rating | MVA | 2027 | -13.2034 | 33kV | Radial | None | Minimum
Upper North | PETERBOROUGH TEE - JAMESTOWN SD32200 | Reverse Normal Rating | MVA | 2027 | -6.6874 | 33kV | Radial | None | Minimum
Upper North | JAMESTOWN - TEROWIE TOWNSHIP SD32200 | Reverse Normal Rating | MVA | 2027 | -3.4866 | 33kV | Radial | None | Minimum
Upper North | PETERBOROUGH TEE - PETERBOROUGH SD32200 | Reverse Normal Rating | MVA | 2027 | -6.173 | 33kV | Radial | None | Minimum
Upper North | BUNGAMA - PORT BROUGHTON TEE SD32400 | Reverse Normal Rating | MVA | 2027 | -13.2034 | 33kV | Radial | Reverse N | Minimum
Upper North | PORT BROUGHTON TEE - PORT BROUGHTON SD32400 | Reverse Normal Rating | MVA | 2027 | -5.1442 | 33kV | Radial | None | Minimum
Upper North | PORT BROUGHTON TEE - BRINKWORTH TIE SD32400 | Reverse Normal Rating | MVA | 2027 | -3.9439 | 33kV | Radial | None | Minimum
Upper North | PORT BROUGHTON TEE - CRYSTAL BROOK TEE SD32400 | Reverse Normal Rating | MVA | 2027 | -3.9439 | 33kV | Radial | None | Minimum
Upper North | NEUROODLA - HAWKER SD59100 | Reverse Normal Rating | MVA | 2027 | -5.1442 | 33kV | Radial | None | Minimum
Yorke Peninsula | HUMMOCKS DISTRIBUTION - NINNES TEE SD34400 | Reverse Normal Rating | MVA | 2027 | -18.0618 | 33kV | Radial | None | Minimum
Yorke Peninsula | NINNES TEE - LOCHIEL SD34400 | Reverse Normal Rating | MVA | 2027 | -3.9439 | 33kV | Radial | None | Minimum
Yorke Peninsula | NINNES TEE - KAINTON TEE SD34400 | Reverse Normal Rating | MVA | 2027 | -18.0618 | 33kV | Radial | None | Minimum
Yorke Peninsula | KAINTON TEE - KAINTON SD34400 | Reverse Normal Rating | MVA | 2027 | -5.2585 | 33kV | Radial | None | Minimum
Yorke Peninsula | KAINTON TEE - PASKEVILLE SD34400 | Reverse Normal Rating | MVA | 2027 | -18.0618 | 33kV | Radial | None | Minimum
Yorke Peninsula | PASKEVILLE - KADINA EAST SD34405 | Reverse Normal Rating | MVA | 2027 | -6.5731 | 33kV | Radial | None | Minimum
Yorke Peninsula | HUMMOCKS DISTRIBUTION - PORT CLINTON SD34300 | Reverse Normal Rating | MVA | 2027 | -7.0304 | 33kV | Radial | None | Minimum
Yorke Peninsula | PORT CLINTON - ARDROSSAN SD34300 | Reverse Normal Rating | MVA | 2027 | -5.8872 | 33kV | Radial | None | Minimum
Yorke Peninsula | HUMMOCKS DISTRIBUTION - FEDERATION CORNER SD34201 | Reverse Normal Rating | MVA | 2027 | -17.1473 | 33kV | Radial | None | Minimum
Yorke Peninsula | FEDERATION CORNER - SWAMP ROAD SD34201 | Reverse Normal Rating | MVA | 2027 | -5.2585 | 33kV | Radial | None | Minimum
Yorke Peninsula | FEDERATION CORNER - PT WAKEFIELD TEE SD34201 | Reverse Normal Rating | MVA | 2027 | -17.1473 | 33kV | Radial | None | Minimum
Yorke Peninsula | PT WAKEFIELD TEE - SWAMP ROAD SD34201 | Reverse Normal Rating | MVA | 2027 | -14.7467 | 33kV | Radial | None | Minimum
Yorke Peninsula | SWAMP ROAD - PT WAKEFIELD FAR NORTH EAST SD34201 | Reverse Normal Rating | MVA | 2027 | -9.2024 | 33kV | Radial | None | Minimum
Yorke Peninsula | PT WAKEFIELD TEE - PT WAKEFIELD RURAL SD34201 | Reverse Normal Rating | MVA | 2027 | -17.1473 | 33kV | Radial | None | Minimum
Yorke Peninsula | PT WAKEFIELD RURAL - PT WAKEFIELD TOWN TEE SD34201 | Reverse Normal Rating | MVA | 2027 | -8.9166 | 33kV | Radial | None | Minimum
Yorke Peninsula | PT WAKEFIELD TOWN TEE - PT WAKEFIELD TOWN SD34201 | Reverse Normal Rating | MVA | 2027 | -8.9166 | 33kV | Radial | None | Minimum
Yorke Peninsula | PT WAKEFIELD TOWN TEE - PROOF RANGE SD34201 | Reverse Normal Rating | MVA | 2027 | -8.9166 | 33kV | Radial | None | Minimum
Yorke Peninsula | HUMMOCKS DISTRIBUTION - BOWMANS TEE SD34102 | Reverse Normal Rating | MVA | 2027 | -25.1494 | 33kV | Radial | None | Minimum
Yorke Peninsula | BOWMANS TEE - PT WAKEFIELD RURAL SD34102 | Reverse Normal Rating | MVA | 2027 | -15.0325 | 33kV | Radial | None | Minimum
Yorke Peninsula | BOWMANS TEE - SAINTS SD34102 | Reverse Normal Rating | MVA | 2027 | -9.8311 | 33kV | Radial | None | Minimum
Yorke Peninsula | SAINTS - BALAKLAVA SD34102 | Reverse Normal Rating | MVA | 2027 | -5.1442 | 33kV | Radial | None | Minimum
Yorke Peninsula | BALAKLAVA - BALAKLAVA RURAL SD34102 | Reverse Normal Rating | MVA | 2027 | -5.1442 | 33kV | Radial | None | Minimum
Yorke Peninsula | BALAKLAVA - BALAKLAVA TOWNSHIP SD34102 | Reverse Normal Rating | MVA | 2027 | -5.1442 | 33kV | Radial | None | Minimum
Yorke Peninsula | KADINA EAST DISTRIBUTION - KADINA SD51102 | Reverse Normal Rating | MVA | 2027 | -25.1494 | 33kV | Radial | None | Minimum
Yorke Peninsula | KADINA EAST DISTRIBUTION - MOONTA TEE SD51200 | Reverse Normal Rating | MVA | 2027 | -25.1494 | 33kV | Radial | None | Minimum
Yorke Peninsula | MOONTA TEE - KADINA SD51200 | Reverse Normal Rating | MVA | 2027 | -13.775 | 33kV | Radial | None | Minimum
Yorke Peninsula | MOONTA TEE - MOONTA SD51200 | Reverse Normal Rating | MVA | 2027 | -13.775 | 33kV | Radial | N | Minimum
Yorke Peninsula | KADINA EAST DISTRIBUTION - WALLAROO TEE SD51300 | Reverse Normal Rating | MVA | 2027 | -25.1494 | 33kV | Radial | None | Minimum
Yorke Peninsula | WALLAROO TEE - KADINA SD51300 | Reverse Normal Rating | MVA | 2027 | -26.6355 | 33kV | Radial | None | Minimum
Yorke Peninsula | WALLAROO TEE - WALLAROO SD51300 | Reverse Normal Rating | MVA | 2027 | -13.775 | 33kV | Radial | None | Minimum
Yorke Peninsula | ARDROSSAN WEST DISTRIBUTION - MAITLAND SD35100 | Reverse Normal Rating | MVA | 2027 | -9.8311 | 33kV | Radial | None | Minimum
Yorke Peninsula | ARDROSSAN WEST DISTRIBUTION - ARDROSSAN SD35201 | Reverse Normal Rating | MVA | 2027 | -5.1442 | 33kV | Radial | None | Minimum
Yorke Peninsula | ARDROSSAN WEST DISTRIBUTION - ARDROSSAN BHP SD35200 | Reverse Normal Rating | MVA | 2027 | -27.7786 | 33kV | Radial | None | Minimum
Yorke Peninsula | ARDROSSAN - ARDROSSAN BHP SD35200 | Reverse Normal Rating | MVA | 2027 | -7.0304 | 33kV | Radial | None | Minimum
Yorke Peninsula | ARDROSSAN BHP - PORT VINCENT SD35200 | Reverse Normal Rating | MVA | 2027 | -20.1767 | 33kV | Radial | None | Minimum
Yorke Peninsula | PORT VINCENT - MINLATON TEE SD35300 | Reverse Normal Rating | MVA | 2027 | -7.0304 | 33kV | Radial | None | Minimum
Yorke Peninsula | MINLATON TEE - CURRAMULKA TEE SD35300 | Reverse Normal Rating | MVA | 2027 | -5.2585 | 33kV | Radial | None | Minimum
Yorke Peninsula | CURRAMULKA TEE - CURRAMULKA SD35300 | Reverse Normal Rating | MVA | 2027 | -4.2297 | 33kV | Radial | None | Minimum
Yorke Peninsula | CURRAMULKA TEE - MINLATON SD35300 | Reverse Normal Rating | MVA | 2027 | -4.2297 | 33kV | Radial | None | Minimum
Yorke Peninsula | MINLATON TEE - PT VINCENT RURAL SD35300 | Reverse Normal Rating | MVA | 2027 | -7.0304 | 33kV | Radial | None | Minimum
Yorke Peninsula | DALRYMPLE - STANSBURY TEE SD35400 | Reverse Normal Rating | MVA | 2027 | -20.1767 | 33kV | Radial | None | Minimum
Yorke Peninsula | STANSBURY TEE - PORT GILES TEE SD35400 | Reverse Normal Rating | MVA | 2027 | -20.1767 | 33kV | Radial | None | Minimum
Yorke Peninsula | PORT GILES TEE - PORT GILES SD35400 | Reverse Normal Rating | MVA | 2027 | -10.0026 | 33kV | Radial | None | Minimum
Yorke Peninsula | STANSBURY TEE - STANSBURY SD35400 | Reverse Normal Rating | MVA | 2027 | -6.173 | 33kV | Radial | None | Minimum
Yorke Peninsula | STANSBURY - PT VINCENT RURAL SD35403 | Reverse Normal Rating | MVA | 2027 | -7.0304 | 33kV | Radial | None | Minimum
Yorke Peninsula | DALRYMPLE - WOOL BAY RURAL SD35500 | Reverse Normal Rating | MVA | 2027 | -20.4053 | 33kV | Radial | None | Minimum
Yorke Peninsula | WOOL BAY RURAL - WOOL BAY SD35500 | Reverse Normal Rating | MVA | 2027 | -9.8311 | 33kV | Radial | None | Minimum
Yorke Peninsula | WOOL BAY RURAL - PORT GILES TEE SD35500 | Reverse Normal Rating | MVA | 2027 | -10.1169 | 33kV | Radial | None | Minimum
Yorke Peninsula | WOOL BAY - EDITHBURGH TEE SD35500 | Reverse Normal Rating | MVA | 2027 | -9.8311 | 33kV | Radial | None | Minimum
Yorke Peninsula | EDITHBURGH TEE - YORKETOWN SD35500 | Reverse Normal Rating | MVA | 2027 | -9.8311 | 33kV | Radial | None | Minimum
Yorke Peninsula | YORKETOWN - MARION BAY SD35500 | Reverse Normal Rating | MVA | 2027 | -5.1442 | 33kV | Radial | None | Minimum
Yorke Peninsula | EDITHBURGH TEE - EDITHBURGH SD35500 | Reverse Normal Rating | MVA | 2027 | -9.8311 | 33kV | Radial | None | Minimum
Metro West | ADELAIDE BRIGHTON CEMENT - PORT ADELAIDE SD1529 | Reverse Normal Rating | MVA | 2028 | -127 | 66kV | Meshed | None | Minimum
Metro South | ALDINGA - WILLUNGA SD1674 | Reverse Normal Rating | MVA | 2028 | -84 | 66kV | Meshed | None | Minimum
Metro North | ANGLE VALE - ANGLE VALE TEE SD1506A | Reverse Normal Rating | MVA | 2028 | -61 | 66kV | Meshed | None | Minimum
Metro North | ANGLE VALE TEE - EVANSTON SD1506B | Reverse Normal Rating | MVA | 2028 | -61 | 66kV | Meshed | None | Minimum
Metro North | ANGLE VALE TEE - VIRGINIA TEE SD2033 | Reverse Normal Rating | MVA | 2028 | -137 | 66kV | Radial | None | Minimum
Metro West | ATHOL PARK - ATHOL PARK TEE SD1677A | Reverse Normal Rating | MVA | 2028 | -53 | 66kV | Radial | None | Minimum
Metro West | BLACKPOOL - FULHAM GARDENS SD1639 | Reverse Normal Rating | MVA | 2028 | -127 | 66kV | Meshed | None | Minimum
Metro North | BOLIVAR - ST KILDA SD2034 | Reverse Normal Rating | MVA | 2028 | -60 | 66kV | Radial | None | Minimum
Metro East | CAMPBELLTOWN - MAGILL SD1661 | Reverse Normal Rating | MVA | 2028 | -127 | 66kV | Meshed | None | Minimum
Metro West | CHELTENHAM - CROYDON PARK TEE SD1655A | Reverse Normal Rating | MVA | 2028 | -128 | 66kV | Meshed | None | Minimum
Metro South | CITY WEST - KESWICK SD2013 | Reverse Normal Rating | MVA | 2028 | -300 | 66kV | Meshed | None | Minimum
Metro East | CITY WEST - WHITMORE SQUARE SD2016 | Reverse Normal Rating | MVA | 2028 | -300 | 66kV | Meshed | None | Minimum
Metro East | COROMANDEL PLACE - WHITMORE SQUARE SD1681 | Reverse Normal Rating | MVA | 2028 | -155 | 66kV | Meshed | None | Minimum
Metro East | CROYDON - HINDLEY STREET TEE SD1659B | Reverse Normal Rating | MVA | 2028 | -128 | 66kV | Meshed | None | Minimum
Metro West | CROYDON - KILKENNY SD1523 | Reverse Normal Rating | MVA | 2028 | -127 | 66kV | Meshed | None | Minimum
Metro West | CROYDON PARK - CROYDON PARK TEE SD1655B | Reverse Normal Rating | MVA | 2028 | -137 | 66kV | Meshed | None | Minimum
Metro West | CROYDON PARK TEE - CROYDON SD1655C | Reverse Normal Rating | MVA | 2028 | -128 | 66kV | Meshed | None | Minimum
Metro North | DIREK - PARALOWIE SD2004 | Reverse Normal Rating | MVA | 2028 | -127 | 66kV | Meshed | None | Minimum
Metro East | DRY CREEK - KILBURN SOUTH TEE SD1658A | Reverse Normal Rating | MVA | 2028 | -128 | 66kV | Meshed | None | Minimum
Metro East | EAST TERRACE - COROMANDEL PLACE SD1680 | Reverse Normal Rating | MVA | 2028 | -155 | 66kV | Meshed | None | Minimum
Metro East | EAST TERRACE - NORTH ADELAIDE SD1560 | Reverse Normal Rating | MVA | 2028 | -81 | 66kV | Meshed | None | Minimum
Metro North | EDINBURGH - SALISBURY SD1688 | Reverse Normal Rating | MVA | 2028 | -127 | 66kV | Meshed | None | Minimum
Metro North | ELIZABETH DOWNS - PENFIELD SD1508 | Reverse Normal Rating | MVA | 2028 | -137 | 66kV | Meshed | None | Minimum
Metro North | ELIZABETH DOWNS - SMITHFIELD WEST SD1686 | Reverse Normal Rating | MVA | 2028 | -83 | 66kV | Meshed | N-1 | Minimum
Metro North | ELIZABETH HEIGHTS - ELIZABETH DOWNS SD1501 | Reverse Normal Rating | MVA | 2028 | -109 | 66kV | Meshed | None | Minimum
Metro North | ELIZABETH SOUTH - EDINBURGH SD1511 | Reverse Normal Rating | MVA | 2028 | -127 | 66kV | Meshed | None | Minimum
Metro West | FINDON - FINDON TEE SD1520A | Reverse Normal Rating | MVA | 2028 | -137 | 66kV | Meshed | None | Minimum
Metro West | FINDON TEE - FLINDERS PARK SD1520B | Reverse Normal Rating | MVA | 2028 | -128 | 66kV | Meshed | None | Minimum
Metro West | FLINDERS PARK - NEW RICHMOND SD1521 | Reverse Normal Rating | MVA | 2028 | -70 | 66kV | Meshed | None | Minimum
Metro West | FULHAM GARDENS - FINDON TEE SD1520C | Reverse Normal Rating | MVA | 2028 | -128 | 66kV | Meshed | None | Minimum
Metro West | FULHAM GARDENS - HENLEY SOUTH #1 SD1519 | Reverse Normal Rating | MVA | 2028 | -61 | 66kV | Meshed | None | Minimum
Metro West | FULHAM GARDENS - HENLEY SOUTH #2 SD1691 | Reverse Normal Rating | MVA | 2028 | -61 | 66kV | Meshed | None | Minimum
Metro South | GLENELG NORTH TEE - GLENELG NORTH SD1584A | Reverse Normal Rating | MVA | 2028 | -66 | 66kV | Meshed | None | Minimum
Metro South | GLENELG NORTH TEE - PLYMPTON SD1584B | Reverse Normal Rating | MVA | 2028 | -127 | 66kV | Meshed | None | Minimum
Metro East | GOLDEN GROVE - INGLE FARM SD1647 | Reverse Normal Rating | MVA | 2028 | -127 | 66kV | Meshed | None | Minimum
Metro South | HACKHAM - PORT NOARLUNGA SD1694A | Reverse Normal Rating | MVA | 2028 | -127 | 66kV | Meshed | None | Minimum
Metro South | HAPPY VALLEY - HV/SAW TEE SD1591A | Reverse Normal Rating | MVA | 2028 | -128 | 66kV | Meshed | None | Minimum
Metro South | HAPPY VALLEY - PANORAMA #1 SD1665 | Reverse Normal Rating | MVA | 2028 | -125 | 66kV | Meshed | None | Minimum
Metro South | HAPPY VALLEY - PANORAMA #2 SD1666 | Reverse Normal Rating | MVA | 2028 | -126 | 66kV | Meshed | None | Minimum
Metro South | HAPPY VALLEY - SEACOMBE #1 SD1566 | Reverse Normal Rating | MVA | 2028 | -109 | 66kV | Meshed | None | Minimum
Metro South | HAPPY VALLEY - SEACOMBE #2 SD1590 | Reverse Normal Rating | MVA | 2028 | -119 | 66kV | Meshed | None | Minimum
Metro East | HILLCREST - HOLDEN HILL SD1692 | Reverse Normal Rating | MVA | 2028 | -127 | 66kV | Meshed | None | Minimum
Metro East | HINDLEY STREET - WHITMORE SQUARE SD1664 | Reverse Normal Rating | MVA | 2028 | -125 | 66kV | Meshed | None | Minimum
Metro East | HINDLEY STREET TEE - HINDLEY STREET SD1659C | Reverse Normal Rating | MVA | 2028 | -81 | 66kV | Meshed | None | Minimum
Metro East | HOLDEN HILL - CAMPBELLTOWN SD1660 | Reverse Normal Rating | MVA | 2028 | -127 | 66kV | Meshed | None | Minimum
Metro East | HOLDEN HILL - HOPE VALLEY SD1554A | Reverse Normal Rating | MVA | 2028 | -127 | 66kV | Meshed | None | Minimum
Metro East | HOPE VALLEY - TEA TREE GULLY SD1554B | Reverse Normal Rating | MVA | 2028 | -127 | 66kV | Meshed | None | Minimum
Metro South | HV/SAW TEE - MORPHETT VALE EAST SD1591C | Reverse Normal Rating | MVA | 2028 | -127 | 66kV | Meshed | None | Minimum
Metro East | KENT TOWN - KENT TOWN TEE SD1690 | Reverse Normal Rating | MVA | 2028 | -65 | 66kV | Meshed | None | Minimum
Metro South | KESWICK - CLARENCE GARDENS SD1671 | Reverse Normal Rating | MVA | 2028 | -52 | 66kV | Radial | None | Minimum
Metro South | KESWICK - NEW RICHMOND TEE SD1670A | Reverse Normal Rating | MVA | 2028 | -127 | 66kV | Meshed | N-1 | Minimum
Metro South | KESWICK - WHITMORE SQUARE TEE SD1669A | Reverse Normal Rating | MVA | 2028 | -127 | 66kV | Meshed | None | Minimum
Metro West | KILBURN - CAVAN SD2014 | Reverse Normal Rating | MVA | 2028 | -137 | 66kV | Meshed | None | Minimum
Metro West | KILBURN - CROYDON PARK SD1531 | Reverse Normal Rating | MVA | 2028 | -127 | 66kV | Meshed | None | Minimum
Metro East | KILBURN SOUTH TEE - KILBURN SOUTH SD1658B | Reverse Normal Rating | MVA | 2028 | -114 | 66kV | Radial | None | Minimum
Metro East | KILBURN SOUTH TEE - PROSPECT SD1658C | Reverse Normal Rating | MVA | 2028 | -128 | 66kV | Meshed | None | Minimum
Metro West | KILKENNY - WOODVILLE SD1675 | Reverse Normal Rating | MVA | 2028 | -127 | 66kV | Meshed | None | Minimum
Metro South | KINGSWOOD - NORTH UNLEY SD1574 | Reverse Normal Rating | MVA | 2028 | -109 | 66kV | Meshed | None | Minimum
Metro West | LARGS NORTH - ADELAIDE BRIGHTON CEMENT SD1654 | Reverse Normal Rating | MVA | 2028 | -127 | 66kV | Meshed | None | Minimum
Metro West | LEFEVRE - BLACKPOOL SD1693 | Reverse Normal Rating | MVA | 2028 | -137 | 66kV | Meshed | None | Minimum
Metro South | LINDEN PARK - LINDEN PARK TEE SD1662A | Reverse Normal Rating | MVA | 2028 | -46 | 66kV | Meshed | None | Minimum
Metro South | LOWER MITCHAM - KINGSWOOD SD1563 | Reverse Normal Rating | MVA | 2028 | -127 | 66kV | Meshed | None | Minimum
Metro East | MAGILL - BURNSIDE SD1556 | Reverse Normal Rating | MVA | 2028 | -55 | 66kV | Radial | None | Minimum
Metro East | MAGILL - KENT TOWN TEE SD1663A | Reverse Normal Rating | MVA | 2028 | -128 | 66kV | Meshed | None | Minimum
Metro East | MAGILL - NORWOOD SD1543 | Reverse Normal Rating | MVA | 2028 | -128 | 66kV | Meshed | None | Minimum
Metro South | MAGILL - URAIDLA TEE SD1662B | Reverse Normal Rating | MVA | 2028 | -109 | 66kV | Meshed | None | Minimum
Metro East | MAGILL - WOODFORDE 2 SD1678 | Reverse Normal Rating | MVA | 2028 | -114 | 66kV | Radial | None | Minimum
Metro East | MAGILL - WOODFORDE 3 SD1679 | Reverse Normal Rating | MVA | 2028 | -128 | 66kV | Radial | None | Minimum
Metro South | MCLAREN FLAT - WILLUNGA SD1594A | Reverse Normal Rating | MVA | 2028 | -83 | 66kV | Meshed | N-1 | Minimum
Metro South | MORPHETT VALE EAST - CLARENDON SD1592 | Reverse Normal Rating | MVA | 2028 | -15 | 66kV | Radial | None | Minimum
Metro South | MORPHETT VALE EAST - HACKHAM SD1694B | Reverse Normal Rating | MVA | 2028 | -127 | 66kV | Meshed | None | Minimum
Metro South | MORPHETT VALE EAST - MCLAREN FLAT SD1594B | Reverse Normal Rating | MVA | 2028 | -83 | 66kV | Meshed | N-1 | Minimum
Metro South | MORPHETT VALE EAST - PORT STANVAC #1 SD1593 | Reverse Normal Rating | MVA | 2028 | -128 | 66kV | Meshed | None | Minimum
Metro South | MORPHETT VALE EAST - PORT STANVAC #2 SD2010 | Reverse Normal Rating | MVA | 2028 | -127 | 66kV | Meshed | None | Minimum
Metro South | MORPHETTVILLE - ASCOT PARK SD1586 | Reverse Normal Rating | MVA | 2028 | -128 | 66kV | Meshed | None | Minimum
Metro South | MORPHETTVILLE - GLENELG NORTH TEE SD1584C | Reverse Normal Rating | MVA | 2028 | -109 | 66kV | Meshed | None | Minimum
Metro South | MORPHETTVILLE - OAKLANDS SD1585 | Reverse Normal Rating | MVA | 2028 | -126 | 66kV | Meshed | None | Minimum
Metro North | MUNNO PARA - ELIZABETH DOWNS SD2023 | Reverse Normal Rating | MVA | 2028 | -83 | 66kV | Meshed | None | Minimum
Metro North | MUNNO PARA - EVANSTON SD1652 | Reverse Normal Rating | MVA | 2028 | -83 | 66kV | Meshed | N-1 | Minimum
Metro West | NEW OSBORNE - BLACKPOOL SD1518 | Reverse Normal Rating | MVA | 2028 | -127 | 66kV | Meshed | None | Minimum
Metro West | NEW OSBORNE - GLANVILLE SD1527 | Reverse Normal Rating | MVA | 2028 | -128 | 66kV | Meshed | N-1 | Minimum
Metro West | NEW OSBORNE - LARGS NORTH SD1653 | Reverse Normal Rating | MVA | 2028 | -127 | 66kV | Meshed | None | Minimum
Metro West | NEW OSBORNE - SMORGON STEEL RECYCLING SD1532A | Reverse Normal Rating | MVA | 2028 | -128 | 66kV | Meshed | None | Minimum
Metro West | NEW RICHMOND - THEBARTON SD1516 | Reverse Normal Rating | MVA | 2028 | -125 | 66kV | Meshed | None | Minimum
Metro South | NEW RICHMOND TEE - NEW RICHMOND SD1670B | Reverse Normal Rating | MVA | 2028 | -126 | 66kV | Meshed | None | Minimum
Metro South | NEW RICHMOND TEE - PLYMPTON SD1670C | Reverse Normal Rating | MVA | 2028 | -128 | 66kV | Meshed | None | Minimum
Metro South | NOARLUNGA CENTRE - PORT NOARLUNGA SD1668 | Reverse Normal Rating | MVA | 2028 | -83 | 66kV | Meshed | None | Minimum
Metro East | NORTH ADELAIDE - HINDLEY STREET TEE SD1659A | Reverse Normal Rating | MVA | 2028 | -86 | 66kV | Meshed | None | Minimum
Metro South | NORTH UNLEY - WHITMORE SQUARE TEE SD1669B | Reverse Normal Rating | MVA | 2028 | -109 | 66kV | Meshed | N-1 | Minimum
Metro East | NORTHFIELD - CLEARVIEW SD1549 | Reverse Normal Rating | MVA | 2028 | -40 | 66kV | Radial | None | Minimum
Metro East | NORTHFIELD - DRY CREEK SD1657 | Reverse Normal Rating | MVA | 2028 | -127 | 66kV | Meshed | None | Minimum
Metro East | NORTHFIELD - HARROW SD1535 | Reverse Normal Rating | MVA | 2028 | -40 | 66kV | Radial | None | Minimum
Metro East | NORTHFIELD - HILLCREST SD1534 | Reverse Normal Rating | MVA | 2028 | -127 | 66kV | Meshed | None | Minimum
Metro East | NORTHFIELD - HOLDEN HILL SD1539 | Reverse Normal Rating | MVA | 2028 | -128 | 66kV | Meshed | None | Minimum
Metro East | NORTHFIELD - INGLE FARM #1 SD1548 | Reverse Normal Rating | MVA | 2028 | -126 | 66kV | Meshed | None | Minimum
Metro East | NORTHFIELD - INGLE FARM #2 SD2019 | Reverse Normal Rating | MVA | 2028 | -137 | 66kV | Meshed | None | Minimum
Metro East | NORWOOD - EAST TERRACE SD1545 | Reverse Normal Rating | MVA | 2028 | -91 | 66kV | Meshed | N-1 | Minimum
Metro East | NORWOOD - KENT TOWN SD1559 | Reverse Normal Rating | MVA | 2028 | -46 | 66kV | Meshed | None | Minimum
Metro East | NORWOOD - LINDEN PARK SD1544 | Reverse Normal Rating | MVA | 2028 | -59 | 66kV | Meshed | None | Minimum
Metro South | PANORAMA - ASCOT PARK SD1587 | Reverse Normal Rating | MVA | 2028 | -128 | 66kV | Meshed | None | Minimum
Metro South | PANORAMA - BLACKWOOD SD1572 | Reverse Normal Rating | MVA | 2028 | -40 | 66kV | Radial | None | Minimum
Metro South | PANORAMA - CUDMORE PARK SD1573 | Reverse Normal Rating | MVA | 2028 | -35 | 66kV | Radial | None | Minimum
Metro South | PANORAMA - LINDEN PARK TEE SD1662C | Reverse Normal Rating | MVA | 2028 | -128 | 66kV | Meshed | None | Minimum
Metro South | PANORAMA - LOWER MITCHAM SD1562 | Reverse Normal Rating | MVA | 2028 | -127 | 66kV | Meshed | None | Minimum
Metro South | PANORAMA - TONSLEY EAST SD2035 | Reverse Normal Rating | MVA | 2028 | -81 | 66kV | Meshed | None | Minimum
Metro North | PARA - ELIZABETH HEIGHTS SD1504 | Reverse Normal Rating | MVA | 2028 | -128 | 66kV | Meshed | None | Minimum
Metro North | PARA - ELIZABETH SOUTH SD1503 | Reverse Normal Rating | MVA | 2028 | -128 | 66kV | Meshed | None | Minimum
Metro North | PARAFIELD GARDENS - CAVAN SD1687 | Reverse Normal Rating | MVA | 2028 | -60 | 66kV | Meshed | None | Minimum
Metro North | PARAFIELD GARDENS - SALISBURY SD1502 | Reverse Normal Rating | MVA | 2028 | -127 | 66kV | Meshed | None | Minimum
Metro North | PARAFIELD GARDENS WEST - BOLIVAR SD1683 | Reverse Normal Rating | MVA | 2028 | -127 | 66kV | Radial | None | Minimum
Metro North | PARAFIELD GARDENS WEST - PARAFIELD GARDENS SD1682 | Reverse Normal Rating | MVA | 2028 | -127 | 66kV | Meshed | N-1 | Minimum
Metro North | PARAFIELD GARDENS WEST - PARALOWIE SD1510 | Reverse Normal Rating | MVA | 2028 | -127 | 66kV | Meshed | None | Minimum
Metro North | PENFIELD - DIREK SD1685 | Reverse Normal Rating | MVA | 2028 | -127 | 66kV | Meshed | None | Minimum
Metro North | PENFIELD - ELIZABETH SOUTH SD1509 | Reverse Normal Rating | MVA | 2028 | -137 | 66kV | Meshed | None | Minimum
Metro South | PLYMPTON - GLENELG NORTH SD1583 | Reverse Normal Rating | MVA | 2028 | -55 | 66kV | Meshed | None | Minimum
Metro West | PORT ADELAIDE - CHELTENHAM SD1646 | Reverse Normal Rating | MVA | 2028 | -127 | 66kV | Meshed | None | Minimum
Metro West | PORT ADELAIDE NORTH - ATHOL PARK TEE SD1677B | Reverse Normal Rating | MVA | 2028 | -128 | 66kV | Meshed | None | Minimum
Metro South | PORT NOARLUNGA - SEAFORD SD1676A | Reverse Normal Rating | MVA | 2028 | -84 | 66kV | Meshed | N-1 | Minimum
Metro South | PORT STANVAC - LONSDALE SD1673 | Reverse Normal Rating | MVA | 2028 | -137 | 66kV | Meshed | None | Minimum
Metro South | PORT STANVAC - NOARLUNGA CENTRE SD1667 | Reverse Normal Rating | MVA | 2028 | -128 | 66kV | Meshed | None | Minimum
Metro East | PROSPECT - CROYDON SD2024 | Reverse Normal Rating | MVA | 2028 | -123 | 66kV | Meshed | None | Minimum
Metro West | QUEENSTOWN - GLANVILLE SD1526 | Reverse Normal Rating | MVA | 2028 | -127 | 66kV | Meshed | None | Minimum
Metro South | SEACOMBE - OAKLANDS SD1565 | Reverse Normal Rating | MVA | 2028 | -126 | 66kV | Meshed | None | Minimum
Metro South | SEACOMBE - SHEIDOW PARK SD1672 | Reverse Normal Rating | MVA | 2028 | -137 | 66kV | Meshed | None | Minimum
Metro South | SEAFORD - ALDINGA SD1676B | Reverse Normal Rating | MVA | 2028 | -84 | 66kV | Meshed | N-1 | Minimum
Metro South | SHEIDOW PARK - LONSDALE SD2009 | Reverse Normal Rating | MVA | 2028 | -137 | 66kV | Meshed | None | Minimum
Metro North | SMITHFIELD WEST - ANGLE VALE SD1650 | Reverse Normal Rating | MVA | 2028 | -84 | 66kV | Meshed | None | Minimum
Metro West | SMORGON STEEL RECYCLING - PORT ADELAIDE NORTH SD1532B | Reverse Normal Rating | MVA | 2028 | -128 | 66kV | Meshed | None | Minimum
Metro North | ST KILDA - VIRGINIA SD1684 | Reverse Normal Rating | MVA | 2028 | -60 | 66kV | Radial | None | Minimum
Metro East | TEA TREE GULLY - GOLDEN GROVE SD1638 | Reverse Normal Rating | MVA | 2028 | -127 | 66kV | Meshed | None | Minimum
Metro West | THEBARTON - CROYDON SD1522 | Reverse Normal Rating | MVA | 2028 | -128 | 66kV | Meshed | None | Minimum
Metro South | TONSLEY EAST - TONSLEY PARK SD1588 | Reverse Normal Rating | MVA | 2028 | -137 | 66kV | Meshed | None | Minimum
Metro South | TONSLEY PARK - SEACOMBE SD1564 | Reverse Normal Rating | MVA | 2028 | -128 | 66kV | Meshed | None | Minimum
Metro West | TORRENS ISLAND - ATHOL PARK TEE SD1677C | Reverse Normal Rating | MVA | 2028 | -127 | 66kV | Meshed | None | Minimum
Metro West | TORRENS ISLAND - KILBURN SD1656 | Reverse Normal Rating | MVA | 2028 | -98 | 66kV | Meshed | None | Minimum
Metro South | URAIDLA TEE - LINDEN PARK TEE SD1662D | Reverse Normal Rating | MVA | 2028 | -128 | 66kV | Meshed | None | Minimum
Metro North | VIRGINIA - VIRGINIA TEE SD2022A | Reverse Normal Rating | MVA | 2028 | -137 | 66kV | Radial | None | Minimum
Metro North | VIRGINIA TEE - TWO WELLS SD2022B | Reverse Normal Rating | MVA | 2028 | -60 | 66kV | Radial | None | Minimum
Metro East | WHITMORE SQUARE - KENT TOWN TEE SD1663B | Reverse Normal Rating | MVA | 2028 | -90 | 66kV | Meshed | None | Minimum
Metro East | WHITMORE SQUARE - WHITMORE SQUARE TEE SD1669C | Reverse Normal Rating | MVA | 2028 | -70 | 66kV | Meshed | None | Minimum
Metro West | WOODVILLE - FINDON SD1524 | Reverse Normal Rating | MVA | 2028 | -126 | 66kV | Meshed | None | Minimum
Metro West | WOODVILLE - QUEENSTOWN SD1525 | Reverse Normal Rating | MVA | 2028 | -127 | 66kV | Meshed | None | Minimum
Eastern Hills | MOUNT BARKER DISTRIBUTION - MOUNT BARKER SOUTH SD2012 | Reverse Normal Rating | MVA | 2028 | -109.9714 | 66kV | Meshed | None | Minimum
Eastern Hills | MOUNT BARKER DISTRIBUTION - BALHANNAH SD1598 | Reverse Normal Rating | MVA | 2028 | -55.5573 | 66kV | Radial | None | Minimum
Eastern Hills | BALHANNAH - URAIDLA SD1599 | Reverse Normal Rating | MVA | 2028 | -40.3533 | 66kV | Radial | None | Minimum
Eastern Hills | URAIDLA - MAGILL (METRO SOUTH TIE) SD1662E | Reverse Normal Rating | MVA | 2028 | -40.3533 | 66kV | Radial | None | Minimum
Eastern Hills | MOUNT BARKER DISTRIBUTION - HAHNDORF SD1596 | Reverse Normal Rating | MVA | 2028 | -55.5573 | 66kV | Radial | None | Minimum
Eastern Hills | MOUNT BARKER SOUTH - MEADOWS SD1597 | Reverse Normal Rating | MVA | 2028 | -55.5573 | 66kV | Radial | None | Minimum
Eastern Hills | MOUNT BARKER SOUTH - STRATHALBYN EAST TEE SD1601A | Reverse Normal Rating | MVA | 2028 | -34.8662 | 66kV | Radial | None | Minimum
Eastern Hills | STRATHALBYN EAST TEE - STRATHALBYN SD1601B | Reverse Normal Rating | MVA | 2028 | -34.8662 | 66kV | Radial | None | Minimum
Eastern Hills | STRATHALBYN - BELVIDERE SD1602 | Reverse Normal Rating | MVA | 2028 | -13.1463 | 66kV | Radial | None | Minimum
Eastern Hills | BELVIDERE - MILANG SD1603 | Reverse Normal Rating | MVA | 2028 | -10.2884 | 66kV | Radial | None | Minimum
Eastern Hills | BELVIDERE - LANGHORNE CREEK SD1604 | Reverse Normal Rating | MVA | 2028 | -13.1463 | 66kV | Radial | None | Minimum
Eyre Peninsula | YADNARIE - CLEVE SD1609 | Reverse Normal Rating | MVA | 2028 | -10.2884 | 66kV | Radial | None | Minimum
Eyre Peninsula | YADNARIE - RUDALL SD1610 | Reverse Normal Rating | MVA | 2028 | -10.2884 | 66kV | Radial | None | Minimum
Eyre Peninsula | RUDALL - DARKE PEAK SD1611 | Reverse Normal Rating | MVA | 2028 | -10.2884 | 66kV | Radial | None | Minimum
Eyre Peninsula | DARKE PEAK - CARALUE SD1612 | Reverse Normal Rating | MVA | 2028 | -10.2884 | 66kV | Radial | None | Minimum
Eyre Peninsula | RUDALL - LOCK SD1613 | Reverse Normal Rating | MVA | 2028 | -10.2884 | 66kV | Radial | None | Minimum
Eyre Peninsula | LOCK - POLDA SD1614 | Reverse Normal Rating | MVA | 2028 | -10.2884 | 66kV | Radial | None | Minimum
Eyre Peninsula | WUDINNA - POLDA SD1615 | Reverse Normal Rating | MVA | 2028 | -10.2884 | 66kV | Radial | None | Minimum
Eyre Peninsula | WUDINNA - MOORKITABIE SD1605 | Reverse Normal Rating | MVA | 2028 | -53.271 | 66kV | Radial | None | Minimum
Eyre Peninsula | MOORKITABIE - TARLTON SD1606 | Reverse Normal Rating | MVA | 2028 | -53.271 | 66kV | Radial | None | Minimum
Eyre Peninsula | TARLTON - STREAKY BAY SD1607 | Reverse Normal Rating | MVA | 2028 | -30.9795 | 66kV | Radial | None | Minimum
Eyre Peninsula | TARLTON - CEDUNA SD1608 | Reverse Normal Rating | MVA | 2028 | -53.271 | 66kV | Radial | None | Minimum
Riverland | NORTH WEST BEND - MORGAN TEE SD1616 | Reverse Normal Rating | MVA | 2028 | -19.4336 | 66kV | Radial | None | Minimum
Riverland | MORGAN TEE - CORDOLA SD1617 | Reverse Normal Rating | MVA | 2028 | -19.6622 | 66kV | Radial | None | Minimum
Riverland | CORDOLA - ROONKA SD1618 | Reverse Normal Rating | MVA | 2028 | -19.6622 | 66kV | Radial | None | Minimum
Riverland | ROONKA - PORTEE SD1619 | Reverse Normal Rating | MVA | 2028 | -19.6622 | 66kV | Radial | None | Minimum
Riverland | PORTEE - SWAN REACH SD1620 | Reverse Normal Rating | MVA | 2028 | -10.2884 | 66kV | Radial | None | Minimum
Riverland | NORTH WEST BEND - CADELL SD1622 | Reverse Normal Rating | MVA | 2028 | -26.5212 | 66kV | Radial | None | Minimum
Riverland | CADELL - QUALCO SD1623 | Reverse Normal Rating | MVA | 2028 | -26.5212 | 66kV | Radial | None | Minimum
Riverland | QUALCO - RAMCO SD1624 | Reverse Normal Rating | MVA | 2028 | -26.5212 | 66kV | Radial | None | Minimum
Riverland | RAMCO - WAIKERIE SD1625 | Reverse Normal Rating | MVA | 2028 | -26.5212 | 66kV | Radial | None | Minimum
Riverland | BERRI - GLOSSOP SD1626 | Reverse Normal Rating | MVA | 2028 | -40.3533 | 66kV | Radial | None | Minimum
Riverland | GLOSSOP - LOVEDAY SD1627 | Reverse Normal Rating | MVA | 2028 | -26.5212 | 66kV | Radial | None | Minimum
Riverland | LOVEDAY - WOOLPUNDA SD1628 | Reverse Normal Rating | MVA | 2028 | -14.0608 | 66kV | Radial | None | Minimum
Riverland | WOOLPUNDA - WAIKERIE SD1629 | Reverse Normal Rating | MVA | 2028 | -14.0608 | 66kV | Radial | None | Minimum
Riverland | BERRI - LOXTON SD1630 | Reverse Normal Rating | MVA | 2028 | -44.0114 | 66kV | Radial | None | Minimum
Riverland | LOXTON - PYAP SD1631 | Reverse Normal Rating | MVA | 2028 | -14.0608 | 66kV | Radial | None | Minimum
Riverland | BERRI - RENMARK SD1632 | Reverse Normal Rating | MVA | 2028 | -42.7539 | 66kV | Radial | None | Minimum
Riverland | RENMARK - PARINGA SD1633 | Reverse Normal Rating | MVA | 2028 | -26.0639 | 66kV | Radial | None | Minimum
Riverland | BERRI - LYRUP SD1634 | Reverse Normal Rating | MVA | 2028 | -12.3461 | 66kV | Radial | None | Minimum
Metro South | WILLUNGA - MYPONGA SD1568 | Reverse Normal Rating | MVA | 2028 | -71.9044 | 66kV | Radial | None | Minimum
Metro South | MYPONGA - YANKALILLA SD1569 | Reverse Normal Rating | MVA | 2028 | -71.9044 | 66kV | Radial | None | Minimum
Metro South | YANKALILLA - CAPE JERVIS SD1689 | Reverse Normal Rating | MVA | 2028 | -60.5871 | 66kV | Radial | None | Minimum
Metro South | WILLUNGA - SQUARE WATER HOLE SD1570 | Reverse Normal Rating | MVA | 2028 | -71.9044 | 66kV | Radial | None | Minimum
Metro South | SQUARE WATER HOLE - VICTOR HARBOR SD1595 | Reverse Normal Rating | MVA | 2028 | -40.582 | 66kV | Radial | None | Minimum
Metro South | SQUARE WATER HOLE - GOOLWA SD1571 | Reverse Normal Rating | MVA | 2028 | -33.4944 | 66kV | Radial | None | Minimum
Eastern Hills | BALHANNAH - WOODSIDE SD41100 | Reverse Normal Rating | MVA | 2028 | -20.1767 | 33kV | Radial | None | Minimum
Eastern Hills | BALHANNAH - VERDUN TEE SD41200 | Reverse Normal Rating | MVA | 2028 | -21.377 | 33kV | Radial | None | Minimum
Eastern Hills | VERDUN TEE - ALDGATE TEE SD41200 | Reverse Normal Rating | MVA | 2028 | -20.291 | 33kV | Radial | None | Minimum
Eastern Hills | VERDUN TEE - MYLOR SD41200 | Reverse Normal Rating | MVA | 2028 | -3.3723 | 33kV | Radial | None | Minimum
Eastern Hills | BALHANNAH - NAIRNE TEE SD41300 | Reverse Normal Rating | MVA | 2028 | -13.032 | 33kV | Radial | None | Minimum
Eastern Hills | NAIRNE TEE - NAIRNE SD41300 | Reverse Normal Rating | MVA | 2028 | -13.032 | 33kV | Radial | None | Minimum
Eastern Hills | NAIRNE TEE - BRUKUNGA SD41300 | Reverse Normal Rating | MVA | 2028 | -6.5731 | 33kV | Radial | None | Minimum
Eastern Hills | URAIDLA - PICCADILLY TEE SD42100 | Reverse Normal Rating | MVA | 2028 | -20.291 | 33kV | Radial | None | Minimum
Eastern Hills | PICCADILLY TEE - PICCADILLY EOL SD42100 | Reverse Normal Rating | MVA | 2028 | -14.2894 | 33kV | Radial | None | Minimum
Eastern Hills | PICCADILLY TEE - ALDGATE TEE SD42100 | Reverse Normal Rating | MVA | 2028 | -20.291 | 33kV | Radial | None | Minimum
Eastern Hills | ALDGATE TEE - ALDGATE SD42100 | Reverse Normal Rating | MVA | 2028 | -13.032 | 33kV | Radial | None | Minimum
Eastern Hills | ANGAS CREEK - BIRDWOOD TEE SD38100 | Reverse Normal Rating | MVA | 2028 | -14.5752 | 33kV | Radial | None | Minimum
Eastern Hills | BIRDWOOD TEE - GUMERACHA RURAL SD38100 | Reverse Normal Rating | MVA | 2028 | -4.2297 | 33kV | Radial | None | Minimum
Eastern Hills | BIRDWOOD TEE - BIRDWOOD SD38100 | Reverse Normal Rating | MVA | 2028 | -7.1447 | 33kV | Radial | None | Minimum
Eastern Hills | BIRDWOOD - MOUNT PLEASANT TEE SD38100 | Reverse Normal Rating | MVA | 2028 | -4.2297 | 33kV | Radial | None | Minimum
Eastern Hills | MOUNT PLEASANT TEE - PALMER RURAL SD38100 | Reverse Normal Rating | MVA | 2028 | -4.2297 | 33kV | Radial | None | Minimum
Eastern Hills | MOUNT PLEASANT TEE - MOUNT PLEASANT SD38100 | Reverse Normal Rating | MVA | 2028 | -4.2297 | 33kV | Radial | None | Minimum
Eastern Hills | ANGAS CREEK - ANGAS CREEK TEE SD38200 | Reverse Normal Rating | MVA | 2028 | -20.291 | 33kV | Radial | None | Minimum
Eastern Hills | ANGAS CREEK TEE - LOBETHAL SD38200 | Reverse Normal Rating | MVA | 2028 | -20.1767 | 33kV | Radial | None | Minimum
Eastern Hills | LOBETHAL - WOODSIDE SD38200 | Reverse Normal Rating | MVA | 2028 | -7.0304 | 33kV | Radial | None | Minimum
Eastern Hills | ANGAS CREEK TEE - GUMERACHA WEIR SD38200 | Reverse Normal Rating | MVA | 2028 | -7.0304 | 33kV | Radial | None | Minimum
Eastern Hills | GUMERACHA WEIR - HOUGHTON SD38200 | Reverse Normal Rating | MVA | 2028 | -6.9732 | 33kV | Radial | None | Minimum
Eastern Hills | GUMERACHA WEIR - KERSBROOK SD38200 | Reverse Normal Rating | MVA | 2028 | -7.0304 | 33kV | Radial | None | Minimum
Eastern Hills | KERSBROOK - WILLIAMSTOWN SOUTH TEE SD38200 | Reverse Normal Rating | MVA | 2028 | -6.9732 | 33kV | Radial | None | Minimum
Eastern Hills | GUMERACHA WEIR - GUMERACHA RURAL SD38200 | Reverse Normal Rating | MVA | 2028 | -4.2297 | 33kV | Radial | None | Minimum
Eyre Peninsula | WHYALLA CENTRAL - WHYALLA CITY 1 SD56101 | Reverse Normal Rating | MVA | 2028 | -26.6355 | 33kV | Radial | None | Minimum
Eyre Peninsula | WHYALLA CENTRAL - WHYALLA CITY 2 SD56102 | Reverse Normal Rating | MVA | 2028 | -27.7786 | 33kV | Radial | None | Minimum
Eyre Peninsula | WHYALLA CENTRAL - WHYALLA STUART SD56201 | Reverse Normal Rating | MVA | 2028 | -27.7786 | 33kV | Radial | None | Minimum
Eyre Peninsula | WHYALLA CENTRAL - WHYALLA NORTH TEE SD56301 | Reverse Normal Rating | MVA | 2028 | -25.1494 | 33kV | Radial | None | Minimum
Eyre Peninsula | WHYALLA NORTH TEE - WHYALLA TERMINAL SD56301 | Reverse Normal Rating | MVA | 2028 | -21.3198 | 33kV | Radial | None | Minimum
Eyre Peninsula | WHYALLA NORTH TEE - WHYALLA SOLAR SD56301 | Reverse Normal Rating | MVA | 2028 | -25.1494 | 33kV | Radial | None | Minimum
Eyre Peninsula | WHYALLA SOLAR - WHYALLA NORTH SD56301 | Reverse Normal Rating | MVA | 2028 | -13.2034 | 33kV | Radial | None | Minimum
Eyre Peninsula | PORT LINCOLN TERMINAL - PORT LINCOLN CITY TEE PL32 | Reverse Normal Rating | MVA | 2028 | -20.5768 | 33kV | Radial | None | Minimum
Eyre Peninsula | PORT LINCOLN CITY TEE - PORT LINCOLN CITY PL32 | Reverse Normal Rating | MVA | 2028 | -20.5768 | 33kV | Radial | None | Minimum
Eyre Peninsula | PORT LINCOLN CITY TEE - PORT LINCOLN MARINA TEE PL32 | Reverse Normal Rating | MVA | 2028 | -20.5768 | 33kV | Radial | None | Minimum
Eyre Peninsula | PORT LINCOLN MARINA TEE - PORT LINCOLN DOCKS PL32 | Reverse Normal Rating | MVA | 2028 | -20.291 | 33kV | Radial | None | Minimum
Eyre Peninsula | PORT LINCOLN MARINA TEE - PORT LINCOLN MARINA PL32 | Reverse Normal Rating | MVA | 2028 | -25.1494 | 33kV | Radial | None | Minimum
Eyre Peninsula | PORT LINCOLN TERMINAL - PORT LINCOLN CITY SD61101 | Reverse Normal Rating | MVA | 2028 | -24.4898 | 33kV | Radial | None | Minimum
Eyre Peninsula | PORT LINCOLN TERMINAL - POONINDIE TEE PL34 | Reverse Normal Rating | MVA | 2028 | -20.4053 | 33kV | Radial | None | Minimum
Eyre Peninsula | POONINDIE TEE - POONINDIE PL34 | Reverse Normal Rating | MVA | 2028 | -15.4897 | 33kV | Radial | None | Minimum
Eyre Peninsula | POONINDIE - POINT BOSTON PL34 | Reverse Normal Rating | MVA | 2028 | -14.2894 | 33kV | Radial | None | Minimum
Eyre Peninsula | POONINDIE TEE - TOD RIVER PL34 | Reverse Normal Rating | MVA | 2028 | -20.4053 | 33kV | Radial | None | Minimum
Eyre Peninsula | TOD RIVER - CUMMINS CM36 | Reverse Normal Rating | MVA | 2028 | -5.1442 | 33kV | Radial | None | Minimum
Eyre Peninsula | TOD RIVER - TUMBY BAY CM35 | Reverse Normal Rating | MVA | 2028 | -5.1442 | 33kV | Radial | None | Minimum
Eyre Peninsula | PORT LINCOLN TERMINAL - ULEY SOUTH TEE PL33 | Reverse Normal Rating | MVA | 2028 | -23.1489 | 33kV | Radial | None | Minimum
Eyre Peninsula | ULEY SOUTH TEE - ULEY SOUTH PL33 | Reverse Normal Rating | MVA | 2028 | -5.2585 | 33kV | Radial | None | Minimum
Eyre Peninsula | ULEY SOUTH TEE - ULEY PL33 | Reverse Normal Rating | MVA | 2028 | -15.4897 | 33kV | Radial | None | Minimum
Eyre Peninsula | ULEY - COFFIN BAY PL33 | Reverse Normal Rating | MVA | 2028 | -3.9439 | 33kV | Radial | None | Minimum
Eyre Peninsula | CLEVE - COWELL SD53100 | Reverse Normal Rating | MVA | 2028 | -14.2894 | 33kV | Radial | None | Minimum
Eyre Peninsula | CLEVE - BOOTHBY SD55100 | Reverse Normal Rating | MVA | 2028 | -15.0325 | 33kV | Radial | None | Minimum
Eyre Peninsula | BOOTHBY - PUMPING STATION ROAD SD55100 | Reverse Normal Rating | MVA | 2028 | -14.2894 | 33kV | Radial | None | Minimum
Eyre Peninsula | PUMPING STATION ROAD - ARNO BAY SD55100 | Reverse Normal Rating | MVA | 2028 | -14.2894 | 33kV | Radial | None | Minimum
Mid North | BRINKWORTH - YACKA TEE SD33100 | Reverse Normal Rating | MVA | 2028 | -6.173 | 33kV | Radial | None | Minimum
Mid North | YACKA TEE - YACKA RURAL SD33100 | Reverse Normal Rating | MVA | 2028 | -5.1442 | 33kV | Radial | None | Minimum
Mid North | YACKA TEE - SPALDING TEE SD33100 | Reverse Normal Rating | MVA | 2028 | -5.1442 | 33kV | Radial | None | Minimum
Mid North | SPALDING TEE - GEORGETOWN SD33100 | Reverse Normal Rating | MVA | 2028 | -5.1442 | 33kV | Radial | None | Minimum
Mid North | GEORGETOWN - GLADSTONE SD33100 | Reverse Normal Rating | MVA | 2028 | -3.9439 | 33kV | Radial | None | Minimum
Mid North | SPALDING TEE - SPALDING SD33100 | Reverse Normal Rating | MVA | 2028 | -3.9439 | 33kV | Radial | None | Minimum
Mid North | BRINKWORTH - MERRITON SD33300 | Reverse Normal Rating | MVA | 2028 | -6.173 | 33kV | Radial | None | Minimum
Mid North | BRINKWORTH - BRINKWORTH TEE SD33200 | Reverse Normal Rating | MVA | 2028 | -6.173 | 33kV | Radial | None | Minimum
Mid North | BRINKWORTH TEE - YACKA RURAL SD33200 | Reverse Normal Rating | MVA | 2028 | -5.1442 | 33kV | Radial | None | Minimum
Mid North | BRINKWORTH TEE - BLYTH TOWNSHIP SD33200 | Reverse Normal Rating | MVA | 2028 | -5.1442 | 33kV | Radial | None | Minimum
Mid North | BLYTH TOWNSHIP - CLARE NORTH TEE SD33200 | Reverse Normal Rating | MVA | 2028 | -5.1442 | 33kV | Radial | None | Minimum
Mid North | BLYTH TOWNSHIP - BALAKLAVA TOWNSHIP SD33200 | Reverse Normal Rating | MVA | 2028 | -4.0582 | 33kV | Radial | None | Minimum
Mid North | WATERLOO DISTRIBUTION - RIVERTON TEE SD36400 | Reverse Normal Rating | MVA | 2028 | -6.173 | 33kV | Radial | N | Minimum
Mid North | RIVERTON TEE - AUBURN TEE SD36400 | Reverse Normal Rating | MVA | 2028 | -6.173 | 33kV | Radial | None | Minimum
Mid North | AUBURN TEE - AUBURN SD36400 | Reverse Normal Rating | MVA | 2028 | -6.173 | 33kV | Radial | None | Minimum
Mid North | RIVERTON TEE - RIVERTON SD36400 | Reverse Normal Rating | MVA | 2028 | -6.173 | 33kV | Radial | None | Minimum
Mid North | WATERLOO DISTRIBUTION - WATERLOO RURAL SD36201 | Reverse Normal Rating | MVA | 2028 | -7.0304 | 33kV | Radial | None | Minimum
Mid North | WATERLOO RURAL - ROBERTSTOWN SD36201 | Reverse Normal Rating | MVA | 2028 | -7.0304 | 33kV | Radial | None | Minimum
Mid North | WATERLOO DISTRIBUTION - PORTERS LAGOON SD36101 | Reverse Normal Rating | MVA | 2028 | -21.377 | 33kV | Radial | None | Minimum
Mid North | PORTERS LAGOON - HANSON SD36101 | Reverse Normal Rating | MVA | 2028 | -20.291 | 33kV | Radial | None | Minimum
Mid North | WATERLOO DISTRIBUTION - WATERLOO TOWN SD36300 | Reverse Normal Rating | MVA | 2028 | -20.291 | 33kV | Radial | None | Minimum
Mid North | WATERLOO TOWN - EUDUNDA TEE SD36300 | Reverse Normal Rating | MVA | 2028 | -7.0304 | 33kV | Radial | None | Minimum
Mid North | EUDUNDA TEE - EUDUNDA SD36300 | Reverse Normal Rating | MVA | 2028 | -5.1442 | 33kV | Radial | None | Minimum
Mid North | EUDUNDA TEE - KAPUNDA RURAL SD36300 | Reverse Normal Rating | MVA | 2028 | -7.0304 | 33kV | Radial | None | Minimum
Mid North | TEMPLERS - WASLEYS SD37402 | Reverse Normal Rating | MVA | 2028 | -13.032 | 33kV | Radial | None | Minimum
Mid North | WASLEYS - MALLALA SD37402 | Reverse Normal Rating | MVA | 2028 | -9.8311 | 33kV | Radial | None | Minimum
Mid North | TEMPLERS - HAMLEY BRIDGE SD37101 | Reverse Normal Rating | MVA | 2028 | -9.8311 | 33kV | Radial | None | Minimum
Mid North | HAMLEY BRIDGE - BALAKLAVA RURAL SD37102 | Reverse Normal Rating | MVA | 2028 | -5.1442 | 33kV | Radial | None | Minimum
Mid North | TEMPLERS - FREELING NORTH TEE SD37200 | Reverse Normal Rating | MVA | 2028 | -13.2606 | 33kV | Radial | None | Minimum
Mid North | FREELING NORTH TEE - KAPUNDA RURAL SD37200 | Reverse Normal Rating | MVA | 2028 | -7.0304 | 33kV | Radial | N | Minimum
Mid North | TEMPLERS - DAVEYSTON TOWNSHIP SD37301 | Reverse Normal Rating | MVA | 2028 | -21.377 | 33kV | Radial | None | Minimum
Mid North | TEMPLERS - GAWLER BELT TEE SD37501 | Reverse Normal Rating | MVA | 2028 | -20.1767 | 33kV | Radial | None | Minimum
Mid North | GAWLER BELT TEE - EVANSTON SD60101 | Reverse Normal Rating | MVA | 2028 | -6.5731 | 33kV | Radial | None | Minimum
Mid North | DORRIEN - NURIOOTPA TEE SD52100 | Reverse Normal Rating | MVA | 2028 | -20.291 | 33kV | Radial | N | Minimum
Mid North | NURIOOTPA TEE - NURIOOTPA SD52100 | Reverse Normal Rating | MVA | 2028 | -20.291 | 33kV | Radial | None | Minimum
Mid North | NURIOOTPA TEE - STOCKWELL SD52100 | Reverse Normal Rating | MVA | 2028 | -14.2894 | 33kV | Radial | None | Minimum
Mid North | DORRIEN - ANGASTON NO 1 SD52201 | Reverse Normal Rating | MVA | 2028 | -25.1494 | 33kV | Meshed | None | Minimum
Mid North | DORRIEN - ANGASTON NO 2 SD52202 | Reverse Normal Rating | MVA | 2028 | -25.1494 | 33kV | Meshed | None | Minimum
Mid North | DORRIEN - BAROSSA SOUTH SD52300 | Reverse Normal Rating | MVA | 2028 | -25.1494 | 33kV | Radial | None | Minimum
Mid North | BAROSSA SOUTH TEE - LYNDOCH TEE SD52300 | Reverse Normal Rating | MVA | 2028 | -26.6355 | 33kV | Radial | None | Minimum
Mid North | LYNDOCH TEE - LYNDOCH SD52300 | Reverse Normal Rating | MVA | 2028 | -15.0325 | 33kV | Radial | None | Minimum
Mid North | LYNDOCH TEE - SANDY CREEK TEE SD52300 | Reverse Normal Rating | MVA | 2028 | -3.9439 | 33kV | Radial | None | Minimum
Mid North | SANDY CREEK TEE - SANDY CREEK SD52300 | Reverse Normal Rating | MVA | 2028 | -3.9439 | 33kV | Radial | None | Minimum
Mid North | SANDY CREEK TEE - EVANSTON TEE SD52300 | Reverse Normal Rating | MVA | 2028 | -3.9439 | 33kV | Radial | None | Minimum
Mid North | LYNDOCH - WILLIAMSTOWN SD52300 | Reverse Normal Rating | MVA | 2028 | -8.1164 | 33kV | Radial | None | Minimum
Mid North | WILLIAMSTOWN - WILLIAMSTOWN SOUTH TEE SD52300 | Reverse Normal Rating | MVA | 2028 | -6.9732 | 33kV | Radial | None | Minimum
Mid North | WILLIAMSTOWN SOUTH TEE - WILLIAMSTOWN SOUTH SD52300 | Reverse Normal Rating | MVA | 2028 | -6.9732 | 33kV | Radial | None | Minimum
Mid North | WILLIAMSTOWN SOUTH TEE - ANGAS CREEK TIE SD52300 | Reverse Normal Rating | MVA | 2028 | -6.9732 | 33kV | Radial | None | Minimum
Mid North | CLARE NORTH - CLARE NO 1 SD57101 | Reverse Normal Rating | MVA | 2028 | -36.6381 | 33kV | Meshed | None | Minimum
Mid North | CLARE NORTH - CLARE NORTH TEE SD57102 | Reverse Normal Rating | MVA | 2028 | -36.6381 | 33kV | Meshed | None | Minimum
Mid North | CLARE NORTH TEE - CLARE NO 2 SD57102 | Reverse Normal Rating | MVA | 2028 | -36.6381 | 33kV | Meshed | None | Minimum
Mid North | CLARE - FARRELL FLAT SD57100 | Reverse Normal Rating | MVA | 2028 | -13.032 | 33kV | Radial | None | Minimum
Mid North | FARRELL FLAT - WATERLOO TIE SD57100 | Reverse Normal Rating | MVA | 2028 | -13.032 | 33kV | Radial | None | Minimum
Mid North | FARRELL FLAT - BURRA SD57100 | Reverse Normal Rating | MVA | 2028 | -3.9439 | 33kV | Radial | None | Minimum
Murraylands | MANNUM - PALMER TEE SD39200 | Reverse Normal Rating | MVA | 2028 | -4.2297 | 33kV | Radial | None | Minimum
Murraylands | PALMER TEE - MANNUM ROAD RANDELL ROAD INT SD39200 | Reverse Normal Rating | MVA | 2028 | -4.2297 | 33kV | Radial | None | Minimum
Murraylands | PALMER TEE - CAMBRAI TEE SD39200 | Reverse Normal Rating | MVA | 2028 | -4.2297 | 33kV | Radial | None | Minimum
Murraylands | CAMBRAI TEE - CAMBRAI SD39200 | Reverse Normal Rating | MVA | 2028 | -3.9439 | 33kV | Radial | None | Minimum
Murraylands | CAMBRAI TEE - PALMER RURAL SD39200 | Reverse Normal Rating | MVA | 2028 | -4.2297 | 33kV | Radial | None | Minimum
Murraylands | MANNUM - TEAL FLAT TEE SD39100 | Reverse Normal Rating | MVA | 2028 | -9.8311 | 33kV | Radial | None | Minimum
Murraylands | TEAL FLAT TEE - TEAL FLAT SD39100 | Reverse Normal Rating | MVA | 2028 | -5.1442 | 33kV | Radial | None | Minimum
Murraylands | TEAL FLAT TEE - SWAN REACH SD39100 | Reverse Normal Rating | MVA | 2028 | -5.1442 | 33kV | Radial | None | Minimum
Murraylands | MANNUM - CALOOTE TEE SD39300 | Reverse Normal Rating | MVA | 2028 | -13.775 | 33kV | Radial | None | Minimum
Murraylands | CALOOTE TEE - CALOOTE SD39300 | Reverse Normal Rating | MVA | 2028 | -6.5731 | 33kV | Radial | None | Minimum
Murraylands | CALOOTE TEE - MOBILONG TIE SD39300 | Reverse Normal Rating | MVA | 2028 | -6.5731 | 33kV | Radial | None | Minimum
Murraylands | MANNUM - MANNUM RURAL SD39300 | Reverse Normal Rating | MVA | 2028 | -13.0891 | 33kV | Radial | None | Minimum
Murraylands | MANNUM RURAL - MANNUM TOWN TEE SD39300 | Reverse Normal Rating | MVA | 2028 | -7.1447 | 33kV | Radial | None | Minimum
Murraylands | MANNUM TOWN TEE - MANNUM ROAD RANDELL ROAD INT SD39300 | Reverse Normal Rating | MVA | 2028 | -4.2297 | 33kV | Radial | None | Minimum
Murraylands | MANNUM TOWN TEE - PELLARING FLAT TEE SD39300 | Reverse Normal Rating | MVA | 2028 | -7.1447 | 33kV | Radial | None | Minimum
Murraylands | PELLARING FLAT TEE - MANNUM TOWN SD39300 | Reverse Normal Rating | MVA | 2028 | -6.173 | 33kV | Radial | None | Minimum
Murraylands | MOBILONG DISTRIBUTION - MOBILONG SD43100 | Reverse Normal Rating | MVA | 2028 | -59.3297 | 33kV | Radial | None | Minimum
Murraylands | MOBILONG - MOBILONG TEE SD43100 | Reverse Normal Rating | MVA | 2028 | -21.377 | 33kV | Radial | None | Minimum
Murraylands | MOBILONG TEE - MYPOLONGA TIE SD43100 | Reverse Normal Rating | MVA | 2028 | -21.377 | 33kV | Radial | None | Minimum
Murraylands | MOBILONG TEE - MURRAY BRIDGE NORTH TEE SD43100 | Reverse Normal Rating | MVA | 2028 | -21.377 | 33kV | Radial | None | Minimum
Murraylands | MURRAY BRIDGE NORTH TEE - MURRAY BRIDGE NORTH SD43100 | Reverse Normal Rating | MVA | 2028 | -21.377 | 33kV | Radial | None | Minimum
Murraylands | MURRAY BRIDGE NORTH TEE - MURRAY BRIDGE SOUTH TEE SD43100 | Reverse Normal Rating | MVA | 2028 | -21.377 | 33kV | Radial | None | Minimum
Murraylands | MURRAY BRIDGE SOUTH TEE - MURRAY BRIDGE SOUTH SD43100 | Reverse Normal Rating | MVA | 2028 | -21.377 | 33kV | Radial | None | Minimum
Murraylands | MURRAY BRIDGE SOUTH TEE - MURRAY BRIDGE TOWNSHIP SD43100 | Reverse Normal Rating | MVA | 2028 | -6.5731 | 33kV | Radial | None | Minimum
Murraylands | MOBILONG DISTRIBUTION - MOBILONG SD43200 | Reverse Normal Rating | MVA | 2028 | -54.9857 | 33kV | Radial | None | Minimum
Murraylands | MOBILONG - MONARTO TEE SD43200 | Reverse Normal Rating | MVA | 2028 | -54.9857 | 33kV | Radial | None | Minimum
Murraylands | MONARTO TEE - MURRAY BRIDGE NORTH SD43200 | Reverse Normal Rating | MVA | 2028 | -54.9857 | 33kV | Radial | None | Minimum
Murraylands | MONARTO TEE - MONARTO SOUTH TEE SD43200 | Reverse Normal Rating | MVA | 2028 | -20.4053 | 33kV | Radial | None | Minimum
Murraylands | MONARTO SOUTH TEE - MONARTO SOUTH SD43200 | Reverse Normal Rating | MVA | 2028 | -14.2894 | 33kV | Radial | None | Minimum
Murraylands | MONARTO SOUTH TEE - MONARTO CENTRAL SD43200 | Reverse Normal Rating | MVA | 2028 | -14.2894 | 33kV | Radial | None | Minimum
Murraylands | MOBILONG DISTRIBUTION - MOBILONG SD43300 | Reverse Normal Rating | MVA | 2028 | -21.377 | 33kV | Radial | None | Minimum
Murraylands | MOBILONG - PALLAMANA TEE SD43300 | Reverse Normal Rating | MVA | 2028 | -21.377 | 33kV | Radial | None | Minimum
Murraylands | PALLAMANA TEE - MYPOLONGA TEE SD43300 | Reverse Normal Rating | MVA | 2028 | -6.5731 | 33kV | Radial | None | Minimum
Murraylands | MYPOLONGA TEE - MYPOLONGA SD43300 | Reverse Normal Rating | MVA | 2028 | -6.5731 | 33kV | Radial | None | Minimum
Murraylands | MYPOLONGA - MYPOLONGA EOL SD43300 | Reverse Normal Rating | MVA | 2028 | -6.173 | 33kV | Radial | None | Minimum
Murraylands | MYPOLONGA TEE - CALOOTE TEE SD43300 | Reverse Normal Rating | MVA | 2028 | -6.5731 | 33kV | Radial | None | Minimum
Murraylands | TAILEM BEND - PUMP STATION TEE SD40101 | Reverse Normal Rating | MVA | 2028 | -21.377 | 33kV | Radial | None | Minimum
Murraylands | PUMP STATION TEE - TAILEM BEND RURAL SD40101 | Reverse Normal Rating | MVA | 2028 | -5.1442 | 33kV | Radial | None | Minimum
Murraylands | TAILEM BEND RURAL - TAILEM BEND EOL SD40101 | Reverse Normal Rating | MVA | 2028 | -5.1442 | 33kV | Radial | None | Minimum
Murraylands | PUMP STATION TEE - TAILEM BEND TOWN TEE SD40101 | Reverse Normal Rating | MVA | 2028 | -21.377 | 33kV | Radial | None | Minimum
Murraylands | TAILEM BEND TOWN TEE - TAILEM BEND TOWN SD40101 | Reverse Normal Rating | MVA | 2028 | -6.5731 | 33kV | Radial | None | Minimum
Murraylands | TAILEM BEND TOWN TEE - JERVOIS SD40101 | Reverse Normal Rating | MVA | 2028 | -21.377 | 33kV | Radial | None | Minimum
Murraylands | JERVOIS - JERVOIS FLAT 1 TEE SD40102 | Reverse Normal Rating | MVA | 2028 | -21.377 | 33kV | Radial | None | Minimum
Murraylands | JERVOIS FLAT 1 TEE - JERVOIS FLAT 2 TEE SD40102 | Reverse Normal Rating | MVA | 2028 | -21.377 | 33kV | Radial | None | Minimum
Murraylands | JERVOIS FLAT 2 TEE - WOODS POINT SD40102 | Reverse Normal Rating | MVA | 2028 | -21.377 | 33kV | Radial | None | Minimum
Murraylands | WOODS POINT - WHITE SANDS TEE SD40103 | Reverse Normal Rating | MVA | 2028 | -21.377 | 33kV | Radial | None | Minimum
Murraylands | WHITE SANDS TEE - WHITE SANDS SD40103 | Reverse Normal Rating | MVA | 2028 | -14.2894 | 33kV | Radial | None | Minimum
Murraylands | WHITE SANDS TEE - MURRAY BRIDGE TOWNSHIP SD40103 | Reverse Normal Rating | MVA | 2028 | -21.377 | 33kV | Radial | None | Minimum
Murraylands | TAILEM BEND - SUBSTATION ROAD TEE SD40200 | Reverse Normal Rating | MVA | 2028 | -15.7184 | 33kV | Radial | None | Minimum
Murraylands | SUBSTATION ROAD TEE - SUBSTATION ROAD SD40200 | Reverse Normal Rating | MVA | 2028 | -15.7184 | 33kV | Radial | None | Minimum
Murraylands | SUBSTATION ROAD TEE - MALLEE HWY SD40200 | Reverse Normal Rating | MVA | 2028 | -15.7184 | 33kV | Radial | None | Minimum
Murraylands | MALLEE HWY - MOORLANDS SWER SD40200 | Reverse Normal Rating | MVA | 2028 | -15.7184 | 33kV | Radial | None | Minimum
Murraylands | MALLEE HWY - ELWOMPLE SD40200 | Reverse Normal Rating | MVA | 2028 | -10.1169 | 33kV | Radial | None | Minimum
Murraylands | MOORLANDS SWER - COOMANDOOK SD40200 | Reverse Normal Rating | MVA | 2028 | -15.7184 | 33kV | Radial | None | Minimum
Murraylands | COOMANDOOK - COONALPYN SD40200 | Reverse Normal Rating | MVA | 2028 | -12.1746 | 33kV | Radial | None | Minimum
Murraylands | COONALPYN - BINNIES TEE SD40300 | Reverse Normal Rating | MVA | 2028 | -6.173 | 33kV | Radial | N | Minimum
Murraylands | BINNIES TEE - BINNIES SD40300 | Reverse Normal Rating | MVA | 2028 | -6.173 | 33kV | Radial | None | Minimum
Murraylands | BINNIES TEE - MENINGIE SD40300 | Reverse Normal Rating | MVA | 2028 | -6.173 | 33kV | Radial | None | Minimum
Murraylands | MENINGIE - CAMPBELL PARK TEE SD40400 | Reverse Normal Rating | MVA | 2028 | -6.173 | 33kV | Radial | None | Minimum
Murraylands | CAMPBELL PARK TEE - CAMPBELL PARK SD40400 | Reverse Normal Rating | MVA | 2028 | -6.173 | 33kV | Radial | None | Minimum
Murraylands | CAMPBELL PARK TEE - NARRUNG SD40400 | Reverse Normal Rating | MVA | 2028 | -6.173 | 33kV | Radial | None | Minimum
Murraylands | TAILEM BEND - SHERLOCK SD40501 | Reverse Normal Rating | MVA | 2028 | -13.775 | 33kV | Radial | None | Minimum
Murraylands | SHERLOCK - KAROONDA SD40502 | Reverse Normal Rating | MVA | 2028 | -3.9439 | 33kV | Radial | None | Minimum
Murraylands | SHERLOCK - GERANIUM SD40600 | Reverse Normal Rating | MVA | 2028 | -9.8311 | 33kV | Radial | N | Minimum
Murraylands | GERANIUM - LAMEROO SD40700 | Reverse Normal Rating | MVA | 2028 | -9.8311 | 33kV | Radial | N | Minimum
Murraylands | LAMEROO - LAMEROO RURAL SD40800 | Reverse Normal Rating | MVA | 2028 | -6.9161 | 33kV | Radial | N | Minimum
Murraylands | LAMEROO RURAL - PARILLA TEE SD40800 | Reverse Normal Rating | MVA | 2028 | -5.6586 | 33kV | Radial | N | Minimum
Murraylands | PARILLA TEE - PARILLA SD40800 | Reverse Normal Rating | MVA | 2028 | -4.8012 | 33kV | Radial | None | Minimum
Murraylands | PARILLA TEE - PINNAROO SD40800 | Reverse Normal Rating | MVA | 2028 | -3.9439 | 33kV | Radial | None | Minimum
Riverland | PARINGA - MURTHO LX21 | Reverse Normal Rating | MVA | 2028 | -15.0325 | 33kV | Radial | N | Minimum
Riverland | MURTHO - LINDSAY PT TEE LX21 | Reverse Normal Rating | MVA | 2028 | -10.7456 | 33kV | Radial | None | Minimum
Riverland | LINDSAY PT TEE - BORDER CLIFFS LX21 | Reverse Normal Rating | MVA | 2028 | -10.7456 | 33kV | Radial | None | Minimum
Riverland | LINDSAY PT TEE - VIC BORDER LX21 | Reverse Normal Rating | MVA | 2028 | -10.7456 | 33kV | Radial | None | Minimum
Riverland | SWAN REACH - SWAN REACH FILTRATION TEE SD39400 | Reverse Normal Rating | MVA | 2028 | -5.1442 | 33kV | Radial | None | Minimum
Riverland | SWAN REACH FILTRATION TEE - SWAN REACH TOWN SD39400 | Reverse Normal Rating | MVA | 2028 | -5.1442 | 33kV | Radial | None | Minimum
South East | KEITH - COONALPYN SD45101 | Reverse Normal Rating | MVA | 2028 | -5.1442 | 33kV | Radial | None | Minimum
South East | KEITH - PADTHAWAY SD45300 | Reverse Normal Rating | MVA | 2028 | -7.0876 | 33kV | Radial | None | Minimum
South East | KEITH - WIRREGA SD45201 | Reverse Normal Rating | MVA | 2028 | -13.032 | 33kV | Radial | N | Minimum
South East | WIRREGA - BORDERTOWN SD45202 | Reverse Normal Rating | MVA | 2028 | -13.032 | 33kV | Radial | N | Minimum
South East | SNUGGERY RURAL - MILLICENT SD49100 | Reverse Normal Rating | MVA | 2028 | -20.291 | 33kV | Radial | None | Minimum
South East | MILLICENT - SOUTH END TEE SD49100 | Reverse Normal Rating | MVA | 2028 | -12.8033 | 33kV | Radial | None | Minimum
South East | SOUTH END TEE - SOUTH END SD49100 | Reverse Normal Rating | MVA | 2028 | -12.8033 | 33kV | Radial | None | Minimum
South East | SOUTH END TEE - HATHERLEIGH TOWNSHIP TEE SD49100 | Reverse Normal Rating | MVA | 2028 | -12.8033 | 33kV | Radial | None | Minimum
South East | HATHERLEIGH TOWNSHIP TEE - HATHERLEIGH TOWNSHIP SD49100 | Reverse Normal Rating | MVA | 2028 | -5.1442 | 33kV | Radial | None | Minimum
South East | HATHERLEIGH TOWNSHIP TEE - HATHERLEIGH SD49100 | Reverse Normal Rating | MVA | 2028 | -12.8033 | 33kV | Radial | None | Minimum
South East | HATHERLEIGH - BEACHPORT TEE SD49200 | Reverse Normal Rating | MVA | 2028 | -9.8311 | 33kV | Radial | None | Minimum
South East | BEACHPORT TEE - BEACHPORT SD49200 | Reverse Normal Rating | MVA | 2028 | -3.9439 | 33kV | Radial | None | Minimum
South East | BEACHPORT TEE - ROBE SD49200 | Reverse Normal Rating | MVA | 2028 | -5.1442 | 33kV | Radial | N | Minimum
South East | SNUGGERY RURAL - MOUNT BURR SD49500 | Reverse Normal Rating | MVA | 2028 | -27.7786 | 33kV | Radial | None | Minimum
South East | MOUNT BURR - KALANGADOO TEE SD49500 | Reverse Normal Rating | MVA | 2028 | -6.173 | 33kV | Radial | None | Minimum
South East | KALANGADOO TEE - KALANGADOO SD49500 | Reverse Normal Rating | MVA | 2028 | -5.1442 | 33kV | Radial | None | Minimum
South East | KALANGADOO TEE - KALANGADOO RURAL SD49500 | Reverse Normal Rating | MVA | 2028 | -6.173 | 33kV | Radial | None | Minimum
South East | BLANCHE - MOUNT GAMBIER WEST SD48101 | Reverse Normal Rating | MVA | 2028 | -32.4084 | 33kV | Radial | None | Minimum
South East | BLUE LAKE TEE - MOUNT GAMBIER SD48104 | Reverse Normal Rating | MVA | 2028 | -6.173 | 33kV | Radial | None | Minimum
South East | BLANCHE - LAKESIDE TEE SD48100 | Reverse Normal Rating | MVA | 2028 | -55.5573 | 33kV | Radial | None | Minimum
South East | LAKESIDE TEE - GLENCOE TEE SD48100 | Reverse Normal Rating | MVA | 2028 | -17.4331 | 33kV | Radial | None | Minimum
South East | GLENCOE TEE - TANTANOOLA SD48100 | Reverse Normal Rating | MVA | 2028 | -7.0876 | 33kV | Radial | None | Minimum
South East | GLENCOE TEE - MOUNT GAMBIER SD48100 | Reverse Normal Rating | MVA | 2028 | -17.4331 | 33kV | Radial | None | Minimum
South East | BLANCHE - KONGORONG TEE SD48200 | Reverse Normal Rating | MVA | 2028 | -15.0325 | 33kV | Radial | None | Minimum
South East | KONGORONG TEE - KONGORONG SD48200 | Reverse Normal Rating | MVA | 2028 | -5.1442 | 33kV | Radial | None | Minimum
South East | KONGORONG TEE - MOUNT SCHANK SD48200 | Reverse Normal Rating | MVA | 2028 | -12.8033 | 33kV | Radial | None | Minimum
South East | MOUNT SCHANK - ALLENDALE EAST SD48200 | Reverse Normal Rating | MVA | 2028 | -5.1442 | 33kV | Radial | None | Minimum
South East | MOUNT GAMBIER - TARPEENA SOUTH TEE SD47101 | Reverse Normal Rating | MVA | 2028 | -17.4331 | 33kV | Radial | None | Minimum
South East | TARPEENA SOUTH TEE - MOUNT GAMBIER SD47101 | Reverse Normal Rating | MVA | 2028 | -7.0876 | 33kV | Radial | None | Minimum
South East | TARPEENA SOUTH TEE - TARPEENA SOUTH SD47101 | Reverse Normal Rating | MVA | 2028 | -17.4331 | 33kV | Radial | None | Minimum
South East | KINCRAIG - LUCINDALE SD46201 | Reverse Normal Rating | MVA | 2028 | -13.032 | 33kV | Radial | None | Minimum
South East | LUCINDALE - KINGSTON SE SD46201 | Reverse Normal Rating | MVA | 2028 | -5.1442 | 33kV | Radial | None | Minimum
South East | KINCRAIG - NARACOORTE SD46300 | Reverse Normal Rating | MVA | 2028 | -29.9506 | 33kV | Radial | None | Minimum
South East | NARACOORTE - NARACOORTE EAST TEE SD46100 | Reverse Normal Rating | MVA | 2028 | -7.0876 | 33kV | Radial | None | Minimum
South East | NARACOORTE EAST TEE - NARACOORTE EAST SD46100 | Reverse Normal Rating | MVA | 2028 | -7.0876 | 33kV | Radial | None | Minimum
South East | NARACOORTE EAST TEE - PADTHAWAY SD46100 | Reverse Normal Rating | MVA | 2028 | -7.0876 | 33kV | Radial | None | Minimum
South East | KINCRAIG - STRUAN RURAL SD46400 | Reverse Normal Rating | MVA | 2028 | -27.7786 | 33kV | Radial | None | Minimum
South East | STRUAN RURAL - GLENROY RURAL SD46400 | Reverse Normal Rating | MVA | 2028 | -27.7786 | 33kV | Radial | None | Minimum
South East | PENOLA WEST - PENOLA TEE SD58200 | Reverse Normal Rating | MVA | 2028 | -20.4053 | 33kV | Radial | None | Minimum
South East | PENOLA TEE - GLENROY RURAL SD58200 | Reverse Normal Rating | MVA | 2028 | -6.173 | 33kV | Radial | N | Minimum
South East | PENOLA WEST - PENOLA TEE SD58101 | Reverse Normal Rating | MVA | 2028 | -20.4053 | 33kV | Radial | None | Minimum
South East | PENOLA TEE - SAFRIES TEE SD58101 | Reverse Normal Rating | MVA | 2028 | -6.173 | 33kV | Radial | None | Minimum
South East | SAFRIES TEE - KALANGADOO NANGWARRY TEE SD58101 | Reverse Normal Rating | MVA | 2028 | -6.173 | 33kV | Radial | None | Minimum
South East | KALANGADOO NANGWARRY TEE - NANGWARRY TEE SD58101 | Reverse Normal Rating | MVA | 2028 | -6.173 | 33kV | Radial | None | Minimum
South East | NANGWARRY TEE - NANGWARRY SD58101 | Reverse Normal Rating | MVA | 2028 | -6.173 | 33kV | Radial | None | Minimum
South East | KALANGADOO NANGWARRY TEE - KALANGADOO RURAL SD58101 | Reverse Normal Rating | MVA | 2028 | -6.173 | 33kV | Radial | None | Minimum
South East | NANGWARRY TEE - MOUNT GAMBIER SD58101 | Reverse Normal Rating | MVA | 2028 | -6.173 | 33kV | Radial | None | Minimum
Metro South | WILLUNGA - MCLAREN VALE SD44400 | Reverse Normal Rating | MVA | 2028 | -10.5742 | 33kV | Radial | None | Minimum
Metro South | YANKALILLA - HAY FLAT SD44200 | Reverse Normal Rating | MVA | 2028 | -15.0325 | 33kV | Radial | None | Minimum
Metro South | HAY FLAT - RAPID BAY TEE SD44200 | Reverse Normal Rating | MVA | 2028 | -5.1442 | 33kV | Radial | None | Minimum
Metro South | RAPID BAY TEE - RAPID BAY SD44200 | Reverse Normal Rating | MVA | 2028 | -5.1442 | 33kV | Radial | None | Minimum
Metro South | RAPID BAY TEE - CAPE JERVIS SD44200 | Reverse Normal Rating | MVA | 2028 | -5.1442 | 33kV | Radial | None | Minimum
Metro South | CAPE JERVIS - CUTTLEFISH BAY SD44301 | Reverse Normal Rating | MVA | 2028 | -13.032 | 33kV | Radial | None | Minimum
Metro South | FISHERY BEACH BACKUP - CUTTLEFISH BAY BACKUP SD44301 | Reverse Normal Rating | MVA | 2028 | -10.0026 | 33kV | Radial | None | Minimum
Metro South | CUTTLEFISH BAY - PENNESHAW SD44301 | Reverse Normal Rating | MVA | 2028 | -13.032 | 33kV | Radial | None | Minimum
Metro South | PENNESHAW - AMERICAN RIVER SD44300 | Reverse Normal Rating | MVA | 2028 | -13.032 | 33kV | Radial | None | Minimum
Metro South | AMERICAN RIVER - KINGSCOTE TEE SD44300 | Reverse Normal Rating | MVA | 2028 | -6.173 | 33kV | Radial | N | Minimum
Metro South | KINGSCOTE TEE - MACGILLIVRAY SD44300 | Reverse Normal Rating | MVA | 2028 | -6.173 | 33kV | Radial | None | Minimum
Metro South | KINGSCOTE TEE - KINGSCOTE SD44300 | Reverse Normal Rating | MVA | 2028 | -6.173 | 33kV | Radial | None | Minimum
Upper North | DAVENPORT WEST - PORT AUGUSTA NO1 SD54101 | Reverse Normal Rating | MVA | 2028 | -20.1767 | 33kV | Meshed | None | Minimum
Upper North | DAVENPORT WEST - PORT AUGUSTA TEE SD54102 | Reverse Normal Rating | MVA | 2028 | -20.1767 | 33kV | Meshed | None | Minimum
Upper North | PORT AUGUSTA NO2 - PORT AUGUSTA TEE SD54102 | Reverse Normal Rating | MVA | 2028 | -23.3203 | 33kV | Meshed | None | Minimum
Upper North | PORT AUGUSTA TEE - PORT AUGUSTA WEST TEE SD54102 | Reverse Normal Rating | MVA | 2028 | -14.9753 | 33kV | Radial | None | Minimum
Upper North | PORT AUGUSTA WEST TEE - PORT AUGUSTA WEST SD54102 | Reverse Normal Rating | MVA | 2028 | -14.9753 | 33kV | Radial | None | Minimum
Upper North | PORT AUGUSTA WEST TEE - PANDURRA TEE SD54102 | Reverse Normal Rating | MVA | 2028 | -3.9439 | 33kV | Radial | None | Minimum
Upper North | PANDURRA TEE - BOOKALOO SD54102 | Reverse Normal Rating | MVA | 2028 | -3.9439 | 33kV | Radial | None | Minimum
Upper North | PANDURRA TEE - PANDURRA SD54102 | Reverse Normal Rating | MVA | 2028 | -3.9439 | 33kV | Radial | None | Minimum
Upper North | DAVENPORT WEST - AUGUSTA HWY SD54300 | Reverse Normal Rating | MVA | 2028 | -20.4053 | 33kV | Radial | None | Minimum
Upper North | AUGUSTA HWY - STIRLING NORTH SD54300 | Reverse Normal Rating | MVA | 2028 | -10.0026 | 33kV | Radial | None | Minimum
Upper North | STIRLING NORTH - QUORN SD54300 | Reverse Normal Rating | MVA | 2028 | -3.9439 | 33kV | Radial | None | Minimum
Upper North | DAVENPORT WEST - PT PATERSON SD54400 | Reverse Normal Rating | MVA | 2028 | -14.2894 | 33kV | Radial | None | Minimum
Upper North | BAROOTA - BAROOTA TOWN TEE SD31100 | Reverse Normal Rating | MVA | 2028 | -20.291 | 33kV | Radial | None | Minimum
Upper North | BAROOTA TOWN TEE - BAROOTA TOWN SD31100 | Reverse Normal Rating | MVA | 2028 | -10.7456 | 33kV | Radial | None | Minimum
Upper North | BAROOTA TOWN TEE - BAROOTA TEE SD31100 | Reverse Normal Rating | MVA | 2028 | -20.291 | 33kV | Radial | None | Minimum
Upper North | BAROOTA TEE - NAPPERBY BUNGAMA SD31100 | Reverse Normal Rating | MVA | 2028 | -5.1442 | 33kV | Radial | None | Minimum
Upper North | BAROOTA TEE - MURRAYTOWN SD31100 | Reverse Normal Rating | MVA | 2028 | -9.8311 | 33kV | Radial | None | Minimum
Upper North | MURRAYTOWN - WIRRABARA FOREST TEE SD31200 | Reverse Normal Rating | MVA | 2028 | -3.3723 | 33kV | Radial | None | Minimum
Upper North | WIRRABARA FOREST TEE - WIRRABARA FOREST SD31200 | Reverse Normal Rating | MVA | 2028 | -3.3723 | 33kV | Radial | None | Minimum
Upper North | WIRRABARA FOREST TEE - GLADSTONE SD31200 | Reverse Normal Rating | MVA | 2028 | -3.3723 | 33kV | Radial | None | Minimum
Upper North | MURRAYTOWN - ORROROO SD31300 | Reverse Normal Rating | MVA | 2028 | -3.9439 | 33kV | Radial | None | Minimum
Upper North | MURRAYTOWN - WILMINGTON SD31400 | Reverse Normal Rating | MVA | 2028 | -3.3723 | 33kV | Radial | None | Minimum
Upper North | BUNGAMA - PORT PIRIE SOUTH SD32101 | Reverse Normal Rating | MVA | 2028 | -20.1767 | 33kV | Meshed | None | Minimum
Upper North | PORT PIRIE SOUTH - PORT PIRIE SD32102 | Reverse Normal Rating | MVA | 2028 | -20.1767 | 33kV | Meshed | None | Minimum
Upper North | BUNGAMA - PORT PIRIE SD32103 | Reverse Normal Rating | MVA | 2028 | -20.1767 | 33kV | Meshed | None | Minimum
Upper North | BUNGAMA - HUGHES GAP SD32301 | Reverse Normal Rating | MVA | 2028 | -21.377 | 33kV | Radial | Reverse N | Minimum
Upper North | HUGHES GAP - CRYSTAL BROOK TEE SD32302 | Reverse Normal Rating | MVA | 2028 | -21.377 | 33kV | Radial | None | Minimum
Upper North | CRYSTAL BROOK TEE - GLADSTONE SD32302 | Reverse Normal Rating | MVA | 2028 | -16.0613 | 33kV | Radial | None | Minimum
Upper North | GLADSTONE - CALTOWIE TEE SD32200 | Reverse Normal Rating | MVA | 2028 | -13.2034 | 33kV | Radial | None | Minimum
Upper North | CALTOWIE TEE - CALTOWIE SD32200 | Reverse Normal Rating | MVA | 2028 | -13.2034 | 33kV | Radial | None | Minimum
Upper North | CALTOWIE TEE - PETERBOROUGH TEE SD32200 | Reverse Normal Rating | MVA | 2028 | -13.2034 | 33kV | Radial | None | Minimum
Upper North | PETERBOROUGH TEE - JAMESTOWN SD32200 | Reverse Normal Rating | MVA | 2028 | -6.6874 | 33kV | Radial | None | Minimum
Upper North | JAMESTOWN - TEROWIE TOWNSHIP SD32200 | Reverse Normal Rating | MVA | 2028 | -3.4866 | 33kV | Radial | None | Minimum
Upper North | PETERBOROUGH TEE - PETERBOROUGH SD32200 | Reverse Normal Rating | MVA | 2028 | -6.173 | 33kV | Radial | None | Minimum
Upper North | BUNGAMA - PORT BROUGHTON TEE SD32400 | Reverse Normal Rating | MVA | 2028 | -13.2034 | 33kV | Radial | Reverse N | Minimum
Upper North | PORT BROUGHTON TEE - PORT BROUGHTON SD32400 | Reverse Normal Rating | MVA | 2028 | -5.1442 | 33kV | Radial | None | Minimum
Upper North | PORT BROUGHTON TEE - BRINKWORTH TIE SD32400 | Reverse Normal Rating | MVA | 2028 | -3.9439 | 33kV | Radial | None | Minimum
Upper North | PORT BROUGHTON TEE - CRYSTAL BROOK TEE SD32400 | Reverse Normal Rating | MVA | 2028 | -3.9439 | 33kV | Radial | None | Minimum
Upper North | NEUROODLA - HAWKER SD59100 | Reverse Normal Rating | MVA | 2028 | -5.1442 | 33kV | Radial | None | Minimum
Yorke Peninsula | HUMMOCKS DISTRIBUTION - NINNES TEE SD34400 | Reverse Normal Rating | MVA | 2028 | -18.0618 | 33kV | Radial | None | Minimum
Yorke Peninsula | NINNES TEE - LOCHIEL SD34400 | Reverse Normal Rating | MVA | 2028 | -3.9439 | 33kV | Radial | None | Minimum
Yorke Peninsula | NINNES TEE - KAINTON TEE SD34400 | Reverse Normal Rating | MVA | 2028 | -18.0618 | 33kV | Radial | None | Minimum
Yorke Peninsula | KAINTON TEE - KAINTON SD34400 | Reverse Normal Rating | MVA | 2028 | -5.2585 | 33kV | Radial | None | Minimum
Yorke Peninsula | KAINTON TEE - PASKEVILLE SD34400 | Reverse Normal Rating | MVA | 2028 | -18.0618 | 33kV | Radial | None | Minimum
Yorke Peninsula | PASKEVILLE - KADINA EAST SD34405 | Reverse Normal Rating | MVA | 2028 | -6.5731 | 33kV | Radial | None | Minimum
Yorke Peninsula | HUMMOCKS DISTRIBUTION - PORT CLINTON SD34300 | Reverse Normal Rating | MVA | 2028 | -7.0304 | 33kV | Radial | None | Minimum
Yorke Peninsula | PORT CLINTON - ARDROSSAN SD34300 | Reverse Normal Rating | MVA | 2028 | -5.8872 | 33kV | Radial | None | Minimum
Yorke Peninsula | HUMMOCKS DISTRIBUTION - FEDERATION CORNER SD34201 | Reverse Normal Rating | MVA | 2028 | -17.1473 | 33kV | Radial | None | Minimum
Yorke Peninsula | FEDERATION CORNER - SWAMP ROAD SD34201 | Reverse Normal Rating | MVA | 2028 | -5.2585 | 33kV | Radial | None | Minimum
Yorke Peninsula | FEDERATION CORNER - PT WAKEFIELD TEE SD34201 | Reverse Normal Rating | MVA | 2028 | -17.1473 | 33kV | Radial | None | Minimum
Yorke Peninsula | PT WAKEFIELD TEE - SWAMP ROAD SD34201 | Reverse Normal Rating | MVA | 2028 | -14.7467 | 33kV | Radial | None | Minimum
Yorke Peninsula | SWAMP ROAD - PT WAKEFIELD FAR NORTH EAST SD34201 | Reverse Normal Rating | MVA | 2028 | -9.2024 | 33kV | Radial | None | Minimum
Yorke Peninsula | PT WAKEFIELD TEE - PT WAKEFIELD RURAL SD34201 | Reverse Normal Rating | MVA | 2028 | -17.1473 | 33kV | Radial | None | Minimum
Yorke Peninsula | PT WAKEFIELD RURAL - PT WAKEFIELD TOWN TEE SD34201 | Reverse Normal Rating | MVA | 2028 | -8.9166 | 33kV | Radial | None | Minimum
Yorke Peninsula | PT WAKEFIELD TOWN TEE - PT WAKEFIELD TOWN SD34201 | Reverse Normal Rating | MVA | 2028 | -8.9166 | 33kV | Radial | None | Minimum
Yorke Peninsula | PT WAKEFIELD TOWN TEE - PROOF RANGE SD34201 | Reverse Normal Rating | MVA | 2028 | -8.9166 | 33kV | Radial | None | Minimum
Yorke Peninsula | HUMMOCKS DISTRIBUTION - BOWMANS TEE SD34102 | Reverse Normal Rating | MVA | 2028 | -25.1494 | 33kV | Radial | None | Minimum
Yorke Peninsula | BOWMANS TEE - PT WAKEFIELD RURAL SD34102 | Reverse Normal Rating | MVA | 2028 | -15.0325 | 33kV | Radial | None | Minimum
Yorke Peninsula | BOWMANS TEE - SAINTS SD34102 | Reverse Normal Rating | MVA | 2028 | -9.8311 | 33kV | Radial | None | Minimum
Yorke Peninsula | SAINTS - BALAKLAVA SD34102 | Reverse Normal Rating | MVA | 2028 | -5.1442 | 33kV | Radial | None | Minimum
Yorke Peninsula | BALAKLAVA - BALAKLAVA RURAL SD34102 | Reverse Normal Rating | MVA | 2028 | -5.1442 | 33kV | Radial | None | Minimum
Yorke Peninsula | BALAKLAVA - BALAKLAVA TOWNSHIP SD34102 | Reverse Normal Rating | MVA | 2028 | -5.1442 | 33kV | Radial | None | Minimum
Yorke Peninsula | KADINA EAST DISTRIBUTION - KADINA SD51102 | Reverse Normal Rating | MVA | 2028 | -25.1494 | 33kV | Radial | None | Minimum
Yorke Peninsula | KADINA EAST DISTRIBUTION - MOONTA TEE SD51200 | Reverse Normal Rating | MVA | 2028 | -25.1494 | 33kV | Radial | None | Minimum
Yorke Peninsula | MOONTA TEE - KADINA SD51200 | Reverse Normal Rating | MVA | 2028 | -13.775 | 33kV | Radial | None | Minimum
Yorke Peninsula | MOONTA TEE - MOONTA SD51200 | Reverse Normal Rating | MVA | 2028 | -13.775 | 33kV | Radial | N | Minimum
Yorke Peninsula | KADINA EAST DISTRIBUTION - WALLAROO TEE SD51300 | Reverse Normal Rating | MVA | 2028 | -25.1494 | 33kV | Radial | None | Minimum
Yorke Peninsula | WALLAROO TEE - KADINA SD51300 | Reverse Normal Rating | MVA | 2028 | -26.6355 | 33kV | Radial | None | Minimum
Yorke Peninsula | WALLAROO TEE - WALLAROO SD51300 | Reverse Normal Rating | MVA | 2028 | -13.775 | 33kV | Radial | None | Minimum
Yorke Peninsula | ARDROSSAN WEST DISTRIBUTION - MAITLAND SD35100 | Reverse Normal Rating | MVA | 2028 | -9.8311 | 33kV | Radial | None | Minimum
Yorke Peninsula | ARDROSSAN WEST DISTRIBUTION - ARDROSSAN SD35201 | Reverse Normal Rating | MVA | 2028 | -5.1442 | 33kV | Radial | None | Minimum
Yorke Peninsula | ARDROSSAN WEST DISTRIBUTION - ARDROSSAN BHP SD35200 | Reverse Normal Rating | MVA | 2028 | -27.7786 | 33kV | Radial | None | Minimum
Yorke Peninsula | ARDROSSAN - ARDROSSAN BHP SD35200 | Reverse Normal Rating | MVA | 2028 | -7.0304 | 33kV | Radial | None | Minimum
Yorke Peninsula | ARDROSSAN BHP - PORT VINCENT SD35200 | Reverse Normal Rating | MVA | 2028 | -20.1767 | 33kV | Radial | None | Minimum
Yorke Peninsula | PORT VINCENT - MINLATON TEE SD35300 | Reverse Normal Rating | MVA | 2028 | -7.0304 | 33kV | Radial | None | Minimum
Yorke Peninsula | MINLATON TEE - CURRAMULKA TEE SD35300 | Reverse Normal Rating | MVA | 2028 | -5.2585 | 33kV | Radial | None | Minimum
Yorke Peninsula | CURRAMULKA TEE - CURRAMULKA SD35300 | Reverse Normal Rating | MVA | 2028 | -4.2297 | 33kV | Radial | None | Minimum
Yorke Peninsula | CURRAMULKA TEE - MINLATON SD35300 | Reverse Normal Rating | MVA | 2028 | -4.2297 | 33kV | Radial | None | Minimum
Yorke Peninsula | MINLATON TEE - PT VINCENT RURAL SD35300 | Reverse Normal Rating | MVA | 2028 | -7.0304 | 33kV | Radial | None | Minimum
Yorke Peninsula | DALRYMPLE - STANSBURY TEE SD35400 | Reverse Normal Rating | MVA | 2028 | -20.1767 | 33kV | Radial | None | Minimum
Yorke Peninsula | STANSBURY TEE - PORT GILES TEE SD35400 | Reverse Normal Rating | MVA | 2028 | -20.1767 | 33kV | Radial | None | Minimum
Yorke Peninsula | PORT GILES TEE - PORT GILES SD35400 | Reverse Normal Rating | MVA | 2028 | -10.0026 | 33kV | Radial | None | Minimum
Yorke Peninsula | STANSBURY TEE - STANSBURY SD35400 | Reverse Normal Rating | MVA | 2028 | -6.173 | 33kV | Radial | None | Minimum
Yorke Peninsula | STANSBURY - PT VINCENT RURAL SD35403 | Reverse Normal Rating | MVA | 2028 | -7.0304 | 33kV | Radial | None | Minimum
Yorke Peninsula | DALRYMPLE - WOOL BAY RURAL SD35500 | Reverse Normal Rating | MVA | 2028 | -20.4053 | 33kV | Radial | None | Minimum
Yorke Peninsula | WOOL BAY RURAL - WOOL BAY SD35500 | Reverse Normal Rating | MVA | 2028 | -9.8311 | 33kV | Radial | None | Minimum
Yorke Peninsula | WOOL BAY RURAL - PORT GILES TEE SD35500 | Reverse Normal Rating | MVA | 2028 | -10.1169 | 33kV | Radial | None | Minimum
Yorke Peninsula | WOOL BAY - EDITHBURGH TEE SD35500 | Reverse Normal Rating | MVA | 2028 | -9.8311 | 33kV | Radial | None | Minimum
Yorke Peninsula | EDITHBURGH TEE - YORKETOWN SD35500 | Reverse Normal Rating | MVA | 2028 | -9.8311 | 33kV | Radial | None | Minimum
Yorke Peninsula | YORKETOWN - MARION BAY SD35500 | Reverse Normal Rating | MVA | 2028 | -5.1442 | 33kV | Radial | None | Minimum
Yorke Peninsula | EDITHBURGH TEE - EDITHBURGH SD35500 | Reverse Normal Rating | MVA | 2028 | -9.8311 | 33kV | Radial | None | Minimum
Metro West | ADELAIDE BRIGHTON CEMENT - PORT ADELAIDE SD1529 | Reverse Normal Rating | MVA | 2029 | -127 | 66kV | Meshed | None | Minimum
Metro South | ALDINGA - WILLUNGA SD1674 | Reverse Normal Rating | MVA | 2029 | -84 | 66kV | Meshed | None | Minimum
Metro North | ANGLE VALE - ANGLE VALE TEE SD1506A | Reverse Normal Rating | MVA | 2029 | -61 | 66kV | Meshed | None | Minimum
Metro North | ANGLE VALE TEE - EVANSTON SD1506B | Reverse Normal Rating | MVA | 2029 | -61 | 66kV | Meshed | None | Minimum
Metro North | ANGLE VALE TEE - VIRGINIA TEE SD2033 | Reverse Normal Rating | MVA | 2029 | -137 | 66kV | Radial | None | Minimum
Metro West | ATHOL PARK - ATHOL PARK TEE SD1677A | Reverse Normal Rating | MVA | 2029 | -53 | 66kV | Radial | None | Minimum
Metro West | BLACKPOOL - FULHAM GARDENS SD1639 | Reverse Normal Rating | MVA | 2029 | -127 | 66kV | Meshed | None | Minimum
Metro North | BOLIVAR - ST KILDA SD2034 | Reverse Normal Rating | MVA | 2029 | -60 | 66kV | Radial | None | Minimum
Metro East | CAMPBELLTOWN - MAGILL SD1661 | Reverse Normal Rating | MVA | 2029 | -127 | 66kV | Meshed | None | Minimum
Metro West | CHELTENHAM - CROYDON PARK TEE SD1655A | Reverse Normal Rating | MVA | 2029 | -128 | 66kV | Meshed | None | Minimum
Metro South | CITY WEST - KESWICK SD2013 | Reverse Normal Rating | MVA | 2029 | -300 | 66kV | Meshed | None | Minimum
Metro East | CITY WEST - WHITMORE SQUARE SD2016 | Reverse Normal Rating | MVA | 2029 | -300 | 66kV | Meshed | None | Minimum
Metro East | COROMANDEL PLACE - WHITMORE SQUARE SD1681 | Reverse Normal Rating | MVA | 2029 | -155 | 66kV | Meshed | None | Minimum
Metro East | CROYDON - HINDLEY STREET TEE SD1659B | Reverse Normal Rating | MVA | 2029 | -128 | 66kV | Meshed | None | Minimum
Metro West | CROYDON - KILKENNY SD1523 | Reverse Normal Rating | MVA | 2029 | -127 | 66kV | Meshed | None | Minimum
Metro West | CROYDON PARK - CROYDON PARK TEE SD1655B | Reverse Normal Rating | MVA | 2029 | -137 | 66kV | Meshed | None | Minimum
Metro West | CROYDON PARK TEE - CROYDON SD1655C | Reverse Normal Rating | MVA | 2029 | -128 | 66kV | Meshed | None | Minimum
Metro North | DIREK - PARALOWIE SD2004 | Reverse Normal Rating | MVA | 2029 | -127 | 66kV | Meshed | None | Minimum
Metro East | DRY CREEK - KILBURN SOUTH TEE SD1658A | Reverse Normal Rating | MVA | 2029 | -128 | 66kV | Meshed | None | Minimum
Metro East | EAST TERRACE - COROMANDEL PLACE SD1680 | Reverse Normal Rating | MVA | 2029 | -155 | 66kV | Meshed | None | Minimum
Metro East | EAST TERRACE - NORTH ADELAIDE SD1560 | Reverse Normal Rating | MVA | 2029 | -81 | 66kV | Meshed | None | Minimum
Metro North | EDINBURGH - SALISBURY SD1688 | Reverse Normal Rating | MVA | 2029 | -127 | 66kV | Meshed | None | Minimum
Metro North | ELIZABETH DOWNS - PENFIELD SD1508 | Reverse Normal Rating | MVA | 2029 | -137 | 66kV | Meshed | None | Minimum
Metro North | ELIZABETH DOWNS - SMITHFIELD WEST SD1686 | Reverse Normal Rating | MVA | 2029 | -83 | 66kV | Meshed | N-1 | Minimum
Metro North | ELIZABETH HEIGHTS - ELIZABETH DOWNS SD1501 | Reverse Normal Rating | MVA | 2029 | -109 | 66kV | Meshed | None | Minimum
Metro North | ELIZABETH SOUTH - EDINBURGH SD1511 | Reverse Normal Rating | MVA | 2029 | -127 | 66kV | Meshed | None | Minimum
Metro West | FINDON - FINDON TEE SD1520A | Reverse Normal Rating | MVA | 2029 | -137 | 66kV | Meshed | None | Minimum
Metro West | FINDON TEE - FLINDERS PARK SD1520B | Reverse Normal Rating | MVA | 2029 | -128 | 66kV | Meshed | None | Minimum
Metro West | FLINDERS PARK - NEW RICHMOND SD1521 | Reverse Normal Rating | MVA | 2029 | -70 | 66kV | Meshed | None | Minimum
Metro West | FULHAM GARDENS - FINDON TEE SD1520C | Reverse Normal Rating | MVA | 2029 | -128 | 66kV | Meshed | None | Minimum
Metro West | FULHAM GARDENS - HENLEY SOUTH #1 SD1519 | Reverse Normal Rating | MVA | 2029 | -61 | 66kV | Meshed | None | Minimum
Metro West | FULHAM GARDENS - HENLEY SOUTH #2 SD1691 | Reverse Normal Rating | MVA | 2029 | -61 | 66kV | Meshed | None | Minimum
Metro South | GLENELG NORTH TEE - GLENELG NORTH SD1584A | Reverse Normal Rating | MVA | 2029 | -66 | 66kV | Meshed | None | Minimum
Metro South | GLENELG NORTH TEE - PLYMPTON SD1584B | Reverse Normal Rating | MVA | 2029 | -127 | 66kV | Meshed | None | Minimum
Metro East | GOLDEN GROVE - INGLE FARM SD1647 | Reverse Normal Rating | MVA | 2029 | -127 | 66kV | Meshed | None | Minimum
Metro South | HACKHAM - PORT NOARLUNGA SD1694A | Reverse Normal Rating | MVA | 2029 | -127 | 66kV | Meshed | None | Minimum
Metro South | HAPPY VALLEY - HV/SAW TEE SD1591A | Reverse Normal Rating | MVA | 2029 | -128 | 66kV | Meshed | None | Minimum
Metro South | HAPPY VALLEY - PANORAMA #1 SD1665 | Reverse Normal Rating | MVA | 2029 | -125 | 66kV | Meshed | None | Minimum
Metro South | HAPPY VALLEY - PANORAMA #2 SD1666 | Reverse Normal Rating | MVA | 2029 | -126 | 66kV | Meshed | None | Minimum
Metro South | HAPPY VALLEY - SEACOMBE #1 SD1566 | Reverse Normal Rating | MVA | 2029 | -109 | 66kV | Meshed | None | Minimum
Metro South | HAPPY VALLEY - SEACOMBE #2 SD1590 | Reverse Normal Rating | MVA | 2029 | -119 | 66kV | Meshed | None | Minimum
Metro East | HILLCREST - HOLDEN HILL SD1692 | Reverse Normal Rating | MVA | 2029 | -127 | 66kV | Meshed | None | Minimum
Metro East | HINDLEY STREET - WHITMORE SQUARE SD1664 | Reverse Normal Rating | MVA | 2029 | -125 | 66kV | Meshed | None | Minimum
Metro East | HINDLEY STREET TEE - HINDLEY STREET SD1659C | Reverse Normal Rating | MVA | 2029 | -81 | 66kV | Meshed | None | Minimum
Metro East | HOLDEN HILL - CAMPBELLTOWN SD1660 | Reverse Normal Rating | MVA | 2029 | -127 | 66kV | Meshed | None | Minimum
Metro East | HOLDEN HILL - HOPE VALLEY SD1554A | Reverse Normal Rating | MVA | 2029 | -127 | 66kV | Meshed | None | Minimum
Metro East | HOPE VALLEY - TEA TREE GULLY SD1554B | Reverse Normal Rating | MVA | 2029 | -127 | 66kV | Meshed | None | Minimum
Metro South | HV/SAW TEE - MORPHETT VALE EAST SD1591C | Reverse Normal Rating | MVA | 2029 | -127 | 66kV | Meshed | None | Minimum
Metro East | KENT TOWN - KENT TOWN TEE SD1690 | Reverse Normal Rating | MVA | 2029 | -65 | 66kV | Meshed | None | Minimum
Metro South | KESWICK - CLARENCE GARDENS SD1671 | Reverse Normal Rating | MVA | 2029 | -52 | 66kV | Radial | None | Minimum
Metro South | KESWICK - NEW RICHMOND TEE SD1670A | Reverse Normal Rating | MVA | 2029 | -127 | 66kV | Meshed | N-1 | Minimum
Metro South | KESWICK - WHITMORE SQUARE TEE SD1669A | Reverse Normal Rating | MVA | 2029 | -127 | 66kV | Meshed | None | Minimum
Metro West | KILBURN - CAVAN SD2014 | Reverse Normal Rating | MVA | 2029 | -137 | 66kV | Meshed | None | Minimum
Metro West | KILBURN - CROYDON PARK SD1531 | Reverse Normal Rating | MVA | 2029 | -127 | 66kV | Meshed | None | Minimum
Metro East | KILBURN SOUTH TEE - KILBURN SOUTH SD1658B | Reverse Normal Rating | MVA | 2029 | -114 | 66kV | Radial | None | Minimum
Metro East | KILBURN SOUTH TEE - PROSPECT SD1658C | Reverse Normal Rating | MVA | 2029 | -128 | 66kV | Meshed | None | Minimum
Metro West | KILKENNY - WOODVILLE SD1675 | Reverse Normal Rating | MVA | 2029 | -127 | 66kV | Meshed | None | Minimum
Metro South | KINGSWOOD - NORTH UNLEY SD1574 | Reverse Normal Rating | MVA | 2029 | -109 | 66kV | Meshed | None | Minimum
Metro West | LARGS NORTH - ADELAIDE BRIGHTON CEMENT SD1654 | Reverse Normal Rating | MVA | 2029 | -127 | 66kV | Meshed | None | Minimum
Metro West | LEFEVRE - BLACKPOOL SD1693 | Reverse Normal Rating | MVA | 2029 | -137 | 66kV | Meshed | None | Minimum
Metro South | LINDEN PARK - LINDEN PARK TEE SD1662A | Reverse Normal Rating | MVA | 2029 | -46 | 66kV | Meshed | None | Minimum
Metro South | LOWER MITCHAM - KINGSWOOD SD1563 | Reverse Normal Rating | MVA | 2029 | -127 | 66kV | Meshed | None | Minimum
Metro East | MAGILL - BURNSIDE SD1556 | Reverse Normal Rating | MVA | 2029 | -55 | 66kV | Radial | None | Minimum
Metro East | MAGILL - KENT TOWN TEE SD1663A | Reverse Normal Rating | MVA | 2029 | -128 | 66kV | Meshed | None | Minimum
Metro East | MAGILL - NORWOOD SD1543 | Reverse Normal Rating | MVA | 2029 | -128 | 66kV | Meshed | None | Minimum
Metro South | MAGILL - URAIDLA TEE SD1662B | Reverse Normal Rating | MVA | 2029 | -109 | 66kV | Meshed | None | Minimum
Metro East | MAGILL - WOODFORDE 2 SD1678 | Reverse Normal Rating | MVA | 2029 | -114 | 66kV | Radial | None | Minimum
Metro East | MAGILL - WOODFORDE 3 SD1679 | Reverse Normal Rating | MVA | 2029 | -128 | 66kV | Radial | None | Minimum
Metro South | MCLAREN FLAT - WILLUNGA SD1594A | Reverse Normal Rating | MVA | 2029 | -83 | 66kV | Meshed | N-1 | Minimum
Metro South | MORPHETT VALE EAST - CLARENDON SD1592 | Reverse Normal Rating | MVA | 2029 | -15 | 66kV | Radial | None | Minimum
Metro South | MORPHETT VALE EAST - HACKHAM SD1694B | Reverse Normal Rating | MVA | 2029 | -127 | 66kV | Meshed | None | Minimum
Metro South | MORPHETT VALE EAST - MCLAREN FLAT SD1594B | Reverse Normal Rating | MVA | 2029 | -83 | 66kV | Meshed | N-1 | Minimum
Metro South | MORPHETT VALE EAST - PORT STANVAC #1 SD1593 | Reverse Normal Rating | MVA | 2029 | -128 | 66kV | Meshed | None | Minimum
Metro South | MORPHETT VALE EAST - PORT STANVAC #2 SD2010 | Reverse Normal Rating | MVA | 2029 | -127 | 66kV | Meshed | None | Minimum
Metro South | MORPHETTVILLE - ASCOT PARK SD1586 | Reverse Normal Rating | MVA | 2029 | -128 | 66kV | Meshed | None | Minimum
Metro South | MORPHETTVILLE - GLENELG NORTH TEE SD1584C | Reverse Normal Rating | MVA | 2029 | -109 | 66kV | Meshed | None | Minimum
Metro South | MORPHETTVILLE - OAKLANDS SD1585 | Reverse Normal Rating | MVA | 2029 | -126 | 66kV | Meshed | None | Minimum
Metro North | MUNNO PARA - ELIZABETH DOWNS SD2023 | Reverse Normal Rating | MVA | 2029 | -83 | 66kV | Meshed | None | Minimum
Metro North | MUNNO PARA - EVANSTON SD1652 | Reverse Normal Rating | MVA | 2029 | -83 | 66kV | Meshed | N-1 | Minimum
Metro West | NEW OSBORNE - BLACKPOOL SD1518 | Reverse Normal Rating | MVA | 2029 | -127 | 66kV | Meshed | None | Minimum
Metro West | NEW OSBORNE - GLANVILLE SD1527 | Reverse Normal Rating | MVA | 2029 | -128 | 66kV | Meshed | N-1 | Minimum
Metro West | NEW OSBORNE - LARGS NORTH SD1653 | Reverse Normal Rating | MVA | 2029 | -127 | 66kV | Meshed | None | Minimum
Metro West | NEW OSBORNE - SMORGON STEEL RECYCLING SD1532A | Reverse Normal Rating | MVA | 2029 | -128 | 66kV | Meshed | None | Minimum
Metro West | NEW RICHMOND - THEBARTON SD1516 | Reverse Normal Rating | MVA | 2029 | -125 | 66kV | Meshed | None | Minimum
Metro South | NEW RICHMOND TEE - NEW RICHMOND SD1670B | Reverse Normal Rating | MVA | 2029 | -126 | 66kV | Meshed | None | Minimum
Metro South | NEW RICHMOND TEE - PLYMPTON SD1670C | Reverse Normal Rating | MVA | 2029 | -128 | 66kV | Meshed | None | Minimum
Metro South | NOARLUNGA CENTRE - PORT NOARLUNGA SD1668 | Reverse Normal Rating | MVA | 2029 | -83 | 66kV | Meshed | None | Minimum
Metro East | NORTH ADELAIDE - HINDLEY STREET TEE SD1659A | Reverse Normal Rating | MVA | 2029 | -86 | 66kV | Meshed | None | Minimum
Metro South | NORTH UNLEY - WHITMORE SQUARE TEE SD1669B | Reverse Normal Rating | MVA | 2029 | -109 | 66kV | Meshed | N-1 | Minimum
Metro East | NORTHFIELD - CLEARVIEW SD1549 | Reverse Normal Rating | MVA | 2029 | -40 | 66kV | Radial | None | Minimum
Metro East | NORTHFIELD - DRY CREEK SD1657 | Reverse Normal Rating | MVA | 2029 | -127 | 66kV | Meshed | None | Minimum
Metro East | NORTHFIELD - HARROW SD1535 | Reverse Normal Rating | MVA | 2029 | -40 | 66kV | Radial | None | Minimum
Metro East | NORTHFIELD - HILLCREST SD1534 | Reverse Normal Rating | MVA | 2029 | -127 | 66kV | Meshed | None | Minimum
Metro East | NORTHFIELD - HOLDEN HILL SD1539 | Reverse Normal Rating | MVA | 2029 | -128 | 66kV | Meshed | None | Minimum
Metro East | NORTHFIELD - INGLE FARM #1 SD1548 | Reverse Normal Rating | MVA | 2029 | -126 | 66kV | Meshed | None | Minimum
Metro East | NORTHFIELD - INGLE FARM #2 SD2019 | Reverse Normal Rating | MVA | 2029 | -137 | 66kV | Meshed | None | Minimum
Metro East | NORWOOD - EAST TERRACE SD1545 | Reverse Normal Rating | MVA | 2029 | -91 | 66kV | Meshed | N-1 | Minimum
Metro East | NORWOOD - KENT TOWN SD1559 | Reverse Normal Rating | MVA | 2029 | -46 | 66kV | Meshed | None | Minimum
Metro East | NORWOOD - LINDEN PARK SD1544 | Reverse Normal Rating | MVA | 2029 | -59 | 66kV | Meshed | None | Minimum
Metro South | PANORAMA - ASCOT PARK SD1587 | Reverse Normal Rating | MVA | 2029 | -128 | 66kV | Meshed | None | Minimum
Metro South | PANORAMA - BLACKWOOD SD1572 | Reverse Normal Rating | MVA | 2029 | -40 | 66kV | Radial | None | Minimum
Metro South | PANORAMA - CUDMORE PARK SD1573 | Reverse Normal Rating | MVA | 2029 | -35 | 66kV | Radial | None | Minimum
Metro South | PANORAMA - LINDEN PARK TEE SD1662C | Reverse Normal Rating | MVA | 2029 | -128 | 66kV | Meshed | None | Minimum
Metro South | PANORAMA - LOWER MITCHAM SD1562 | Reverse Normal Rating | MVA | 2029 | -127 | 66kV | Meshed | None | Minimum
Metro South | PANORAMA - TONSLEY EAST SD2035 | Reverse Normal Rating | MVA | 2029 | -81 | 66kV | Meshed | None | Minimum
Metro North | PARA - ELIZABETH HEIGHTS SD1504 | Reverse Normal Rating | MVA | 2029 | -128 | 66kV | Meshed | None | Minimum
Metro North | PARA - ELIZABETH SOUTH SD1503 | Reverse Normal Rating | MVA | 2029 | -128 | 66kV | Meshed | None | Minimum
Metro North | PARAFIELD GARDENS - CAVAN SD1687 | Reverse Normal Rating | MVA | 2029 | -60 | 66kV | Meshed | None | Minimum
Metro North | PARAFIELD GARDENS - SALISBURY SD1502 | Reverse Normal Rating | MVA | 2029 | -127 | 66kV | Meshed | None | Minimum
Metro North | PARAFIELD GARDENS WEST - BOLIVAR SD1683 | Reverse Normal Rating | MVA | 2029 | -127 | 66kV | Radial | None | Minimum
Metro North | PARAFIELD GARDENS WEST - PARAFIELD GARDENS SD1682 | Reverse Normal Rating | MVA | 2029 | -127 | 66kV | Meshed | N-1 | Minimum
Metro North | PARAFIELD GARDENS WEST - PARALOWIE SD1510 | Reverse Normal Rating | MVA | 2029 | -127 | 66kV | Meshed | None | Minimum
Metro North | PENFIELD - DIREK SD1685 | Reverse Normal Rating | MVA | 2029 | -127 | 66kV | Meshed | None | Minimum
Metro North | PENFIELD - ELIZABETH SOUTH SD1509 | Reverse Normal Rating | MVA | 2029 | -137 | 66kV | Meshed | None | Minimum
Metro South | PLYMPTON - GLENELG NORTH SD1583 | Reverse Normal Rating | MVA | 2029 | -55 | 66kV | Meshed | None | Minimum
Metro West | PORT ADELAIDE - CHELTENHAM SD1646 | Reverse Normal Rating | MVA | 2029 | -127 | 66kV | Meshed | None | Minimum
Metro West | PORT ADELAIDE NORTH - ATHOL PARK TEE SD1677B | Reverse Normal Rating | MVA | 2029 | -128 | 66kV | Meshed | None | Minimum
Metro South | PORT NOARLUNGA - SEAFORD SD1676A | Reverse Normal Rating | MVA | 2029 | -84 | 66kV | Meshed | N-1 | Minimum
Metro South | PORT STANVAC - LONSDALE SD1673 | Reverse Normal Rating | MVA | 2029 | -137 | 66kV | Meshed | None | Minimum
Metro South | PORT STANVAC - NOARLUNGA CENTRE SD1667 | Reverse Normal Rating | MVA | 2029 | -128 | 66kV | Meshed | None | Minimum
Metro East | PROSPECT - CROYDON SD2024 | Reverse Normal Rating | MVA | 2029 | -123 | 66kV | Meshed | None | Minimum
Metro West | QUEENSTOWN - GLANVILLE SD1526 | Reverse Normal Rating | MVA | 2029 | -127 | 66kV | Meshed | None | Minimum
Metro South | SEACOMBE - OAKLANDS SD1565 | Reverse Normal Rating | MVA | 2029 | -126 | 66kV | Meshed | None | Minimum
Metro South | SEACOMBE - SHEIDOW PARK SD1672 | Reverse Normal Rating | MVA | 2029 | -137 | 66kV | Meshed | None | Minimum
Metro South | SEAFORD - ALDINGA SD1676B | Reverse Normal Rating | MVA | 2029 | -84 | 66kV | Meshed | N-1 | Minimum
Metro South | SHEIDOW PARK - LONSDALE SD2009 | Reverse Normal Rating | MVA | 2029 | -137 | 66kV | Meshed | None | Minimum
Metro North | SMITHFIELD WEST - ANGLE VALE SD1650 | Reverse Normal Rating | MVA | 2029 | -84 | 66kV | Meshed | None | Minimum
Metro West | SMORGON STEEL RECYCLING - PORT ADELAIDE NORTH SD1532B | Reverse Normal Rating | MVA | 2029 | -128 | 66kV | Meshed | None | Minimum
Metro North | ST KILDA - VIRGINIA SD1684 | Reverse Normal Rating | MVA | 2029 | -60 | 66kV | Radial | None | Minimum
Metro East | TEA TREE GULLY - GOLDEN GROVE SD1638 | Reverse Normal Rating | MVA | 2029 | -127 | 66kV | Meshed | None | Minimum
Metro West | THEBARTON - CROYDON SD1522 | Reverse Normal Rating | MVA | 2029 | -128 | 66kV | Meshed | None | Minimum
Metro South | TONSLEY EAST - TONSLEY PARK SD1588 | Reverse Normal Rating | MVA | 2029 | -137 | 66kV | Meshed | None | Minimum
Metro South | TONSLEY PARK - SEACOMBE SD1564 | Reverse Normal Rating | MVA | 2029 | -128 | 66kV | Meshed | None | Minimum
Metro West | TORRENS ISLAND - ATHOL PARK TEE SD1677C | Reverse Normal Rating | MVA | 2029 | -127 | 66kV | Meshed | None | Minimum
Metro West | TORRENS ISLAND - KILBURN SD1656 | Reverse Normal Rating | MVA | 2029 | -98 | 66kV | Meshed | None | Minimum
Metro South | URAIDLA TEE - LINDEN PARK TEE SD1662D | Reverse Normal Rating | MVA | 2029 | -128 | 66kV | Meshed | None | Minimum
Metro North | VIRGINIA - VIRGINIA TEE SD2022A | Reverse Normal Rating | MVA | 2029 | -137 | 66kV | Radial | None | Minimum
Metro North | VIRGINIA TEE - TWO WELLS SD2022B | Reverse Normal Rating | MVA | 2029 | -60 | 66kV | Radial | None | Minimum
Metro East | WHITMORE SQUARE - KENT TOWN TEE SD1663B | Reverse Normal Rating | MVA | 2029 | -90 | 66kV | Meshed | None | Minimum
Metro East | WHITMORE SQUARE - WHITMORE SQUARE TEE SD1669C | Reverse Normal Rating | MVA | 2029 | -70 | 66kV | Meshed | None | Minimum
Metro West | WOODVILLE - FINDON SD1524 | Reverse Normal Rating | MVA | 2029 | -126 | 66kV | Meshed | None | Minimum
Metro West | WOODVILLE - QUEENSTOWN SD1525 | Reverse Normal Rating | MVA | 2029 | -127 | 66kV | Meshed | None | Minimum
Eastern Hills | MOUNT BARKER DISTRIBUTION - MOUNT BARKER SOUTH SD2012 | Reverse Normal Rating | MVA | 2029 | -109.9714 | 66kV | Meshed | None | Minimum
Eastern Hills | MOUNT BARKER DISTRIBUTION - BALHANNAH SD1598 | Reverse Normal Rating | MVA | 2029 | -55.5573 | 66kV | Radial | None | Minimum
Eastern Hills | BALHANNAH - URAIDLA SD1599 | Reverse Normal Rating | MVA | 2029 | -40.3533 | 66kV | Radial | None | Minimum
Eastern Hills | URAIDLA - MAGILL (METRO SOUTH TIE) SD1662E | Reverse Normal Rating | MVA | 2029 | -40.3533 | 66kV | Radial | None | Minimum
Eastern Hills | MOUNT BARKER DISTRIBUTION - HAHNDORF SD1596 | Reverse Normal Rating | MVA | 2029 | -55.5573 | 66kV | Radial | None | Minimum
Eastern Hills | MOUNT BARKER SOUTH - MEADOWS SD1597 | Reverse Normal Rating | MVA | 2029 | -55.5573 | 66kV | Radial | None | Minimum
Eastern Hills | MOUNT BARKER SOUTH - STRATHALBYN EAST TEE SD1601A | Reverse Normal Rating | MVA | 2029 | -34.8662 | 66kV | Radial | None | Minimum
Eastern Hills | STRATHALBYN EAST TEE - STRATHALBYN SD1601B | Reverse Normal Rating | MVA | 2029 | -34.8662 | 66kV | Radial | None | Minimum
Eastern Hills | STRATHALBYN - BELVIDERE SD1602 | Reverse Normal Rating | MVA | 2029 | -13.1463 | 66kV | Radial | None | Minimum
Eastern Hills | BELVIDERE - MILANG SD1603 | Reverse Normal Rating | MVA | 2029 | -10.2884 | 66kV | Radial | None | Minimum
Eastern Hills | BELVIDERE - LANGHORNE CREEK SD1604 | Reverse Normal Rating | MVA | 2029 | -13.1463 | 66kV | Radial | None | Minimum
Eyre Peninsula | YADNARIE - CLEVE SD1609 | Reverse Normal Rating | MVA | 2029 | -10.2884 | 66kV | Radial | None | Minimum
Eyre Peninsula | YADNARIE - RUDALL SD1610 | Reverse Normal Rating | MVA | 2029 | -10.2884 | 66kV | Radial | None | Minimum
Eyre Peninsula | RUDALL - DARKE PEAK SD1611 | Reverse Normal Rating | MVA | 2029 | -10.2884 | 66kV | Radial | None | Minimum
Eyre Peninsula | DARKE PEAK - CARALUE SD1612 | Reverse Normal Rating | MVA | 2029 | -10.2884 | 66kV | Radial | None | Minimum
Eyre Peninsula | RUDALL - LOCK SD1613 | Reverse Normal Rating | MVA | 2029 | -10.2884 | 66kV | Radial | None | Minimum
Eyre Peninsula | LOCK - POLDA SD1614 | Reverse Normal Rating | MVA | 2029 | -10.2884 | 66kV | Radial | None | Minimum
Eyre Peninsula | WUDINNA - POLDA SD1615 | Reverse Normal Rating | MVA | 2029 | -10.2884 | 66kV | Radial | None | Minimum
Eyre Peninsula | WUDINNA - MOORKITABIE SD1605 | Reverse Normal Rating | MVA | 2029 | -53.271 | 66kV | Radial | None | Minimum
Eyre Peninsula | MOORKITABIE - TARLTON SD1606 | Reverse Normal Rating | MVA | 2029 | -53.271 | 66kV | Radial | None | Minimum
Eyre Peninsula | TARLTON - STREAKY BAY SD1607 | Reverse Normal Rating | MVA | 2029 | -30.9795 | 66kV | Radial | None | Minimum
Eyre Peninsula | TARLTON - CEDUNA SD1608 | Reverse Normal Rating | MVA | 2029 | -53.271 | 66kV | Radial | None | Minimum
Riverland | NORTH WEST BEND - MORGAN TEE SD1616 | Reverse Normal Rating | MVA | 2029 | -19.4336 | 66kV | Radial | None | Minimum
Riverland | MORGAN TEE - CORDOLA SD1617 | Reverse Normal Rating | MVA | 2029 | -19.6622 | 66kV | Radial | None | Minimum
Riverland | CORDOLA - ROONKA SD1618 | Reverse Normal Rating | MVA | 2029 | -19.6622 | 66kV | Radial | None | Minimum
Riverland | ROONKA - PORTEE SD1619 | Reverse Normal Rating | MVA | 2029 | -19.6622 | 66kV | Radial | None | Minimum
Riverland | PORTEE - SWAN REACH SD1620 | Reverse Normal Rating | MVA | 2029 | -10.2884 | 66kV | Radial | None | Minimum
Riverland | NORTH WEST BEND - CADELL SD1622 | Reverse Normal Rating | MVA | 2029 | -26.5212 | 66kV | Radial | None | Minimum
Riverland | CADELL - QUALCO SD1623 | Reverse Normal Rating | MVA | 2029 | -26.5212 | 66kV | Radial | None | Minimum
Riverland | QUALCO - RAMCO SD1624 | Reverse Normal Rating | MVA | 2029 | -26.5212 | 66kV | Radial | None | Minimum
Riverland | RAMCO - WAIKERIE SD1625 | Reverse Normal Rating | MVA | 2029 | -26.5212 | 66kV | Radial | None | Minimum
Riverland | BERRI - GLOSSOP SD1626 | Reverse Normal Rating | MVA | 2029 | -40.3533 | 66kV | Radial | None | Minimum
Riverland | GLOSSOP - LOVEDAY SD1627 | Reverse Normal Rating | MVA | 2029 | -26.5212 | 66kV | Radial | None | Minimum
Riverland | LOVEDAY - WOOLPUNDA SD1628 | Reverse Normal Rating | MVA | 2029 | -14.0608 | 66kV | Radial | None | Minimum
Riverland | WOOLPUNDA - WAIKERIE SD1629 | Reverse Normal Rating | MVA | 2029 | -14.0608 | 66kV | Radial | None | Minimum
Riverland | BERRI - LOXTON SD1630 | Reverse Normal Rating | MVA | 2029 | -44.0114 | 66kV | Radial | None | Minimum
Riverland | LOXTON - PYAP SD1631 | Reverse Normal Rating | MVA | 2029 | -14.0608 | 66kV | Radial | None | Minimum
Riverland | BERRI - RENMARK SD1632 | Reverse Normal Rating | MVA | 2029 | -42.7539 | 66kV | Radial | None | Minimum
Riverland | RENMARK - PARINGA SD1633 | Reverse Normal Rating | MVA | 2029 | -26.0639 | 66kV | Radial | None | Minimum
Riverland | BERRI - LYRUP SD1634 | Reverse Normal Rating | MVA | 2029 | -12.3461 | 66kV | Radial | None | Minimum
Metro South | WILLUNGA - MYPONGA SD1568 | Reverse Normal Rating | MVA | 2029 | -71.9044 | 66kV | Radial | None | Minimum
Metro South | MYPONGA - YANKALILLA SD1569 | Reverse Normal Rating | MVA | 2029 | -71.9044 | 66kV | Radial | None | Minimum
Metro South | YANKALILLA - CAPE JERVIS SD1689 | Reverse Normal Rating | MVA | 2029 | -60.5871 | 66kV | Radial | None | Minimum
Metro South | WILLUNGA - SQUARE WATER HOLE SD1570 | Reverse Normal Rating | MVA | 2029 | -71.9044 | 66kV | Radial | None | Minimum
Metro South | SQUARE WATER HOLE - VICTOR HARBOR SD1595 | Reverse Normal Rating | MVA | 2029 | -40.582 | 66kV | Radial | None | Minimum
Metro South | SQUARE WATER HOLE - GOOLWA SD1571 | Reverse Normal Rating | MVA | 2029 | -33.4944 | 66kV | Radial | None | Minimum
Eastern Hills | BALHANNAH - WOODSIDE SD41100 | Reverse Normal Rating | MVA | 2029 | -20.1767 | 33kV | Radial | None | Minimum
Eastern Hills | BALHANNAH - VERDUN TEE SD41200 | Reverse Normal Rating | MVA | 2029 | -21.377 | 33kV | Radial | None | Minimum
Eastern Hills | VERDUN TEE - ALDGATE TEE SD41200 | Reverse Normal Rating | MVA | 2029 | -20.291 | 33kV | Radial | None | Minimum
Eastern Hills | VERDUN TEE - MYLOR SD41200 | Reverse Normal Rating | MVA | 2029 | -3.3723 | 33kV | Radial | None | Minimum
Eastern Hills | BALHANNAH - NAIRNE TEE SD41300 | Reverse Normal Rating | MVA | 2029 | -13.032 | 33kV | Radial | None | Minimum
Eastern Hills | NAIRNE TEE - NAIRNE SD41300 | Reverse Normal Rating | MVA | 2029 | -13.032 | 33kV | Radial | None | Minimum
Eastern Hills | NAIRNE TEE - BRUKUNGA SD41300 | Reverse Normal Rating | MVA | 2029 | -6.5731 | 33kV | Radial | None | Minimum
Eastern Hills | URAIDLA - PICCADILLY TEE SD42100 | Reverse Normal Rating | MVA | 2029 | -20.291 | 33kV | Radial | None | Minimum
Eastern Hills | PICCADILLY TEE - PICCADILLY EOL SD42100 | Reverse Normal Rating | MVA | 2029 | -14.2894 | 33kV | Radial | None | Minimum
Eastern Hills | PICCADILLY TEE - ALDGATE TEE SD42100 | Reverse Normal Rating | MVA | 2029 | -20.291 | 33kV | Radial | None | Minimum
Eastern Hills | ALDGATE TEE - ALDGATE SD42100 | Reverse Normal Rating | MVA | 2029 | -13.032 | 33kV | Radial | None | Minimum
Eastern Hills | ANGAS CREEK - BIRDWOOD TEE SD38100 | Reverse Normal Rating | MVA | 2029 | -14.5752 | 33kV | Radial | None | Minimum
Eastern Hills | BIRDWOOD TEE - GUMERACHA RURAL SD38100 | Reverse Normal Rating | MVA | 2029 | -4.2297 | 33kV | Radial | None | Minimum
Eastern Hills | BIRDWOOD TEE - BIRDWOOD SD38100 | Reverse Normal Rating | MVA | 2029 | -7.1447 | 33kV | Radial | None | Minimum
Eastern Hills | BIRDWOOD - MOUNT PLEASANT TEE SD38100 | Reverse Normal Rating | MVA | 2029 | -4.2297 | 33kV | Radial | None | Minimum
Eastern Hills | MOUNT PLEASANT TEE - PALMER RURAL SD38100 | Reverse Normal Rating | MVA | 2029 | -4.2297 | 33kV | Radial | None | Minimum
Eastern Hills | MOUNT PLEASANT TEE - MOUNT PLEASANT SD38100 | Reverse Normal Rating | MVA | 2029 | -4.2297 | 33kV | Radial | None | Minimum
Eastern Hills | ANGAS CREEK - ANGAS CREEK TEE SD38200 | Reverse Normal Rating | MVA | 2029 | -20.291 | 33kV | Radial | None | Minimum
Eastern Hills | ANGAS CREEK TEE - LOBETHAL SD38200 | Reverse Normal Rating | MVA | 2029 | -20.1767 | 33kV | Radial | None | Minimum
Eastern Hills | LOBETHAL - WOODSIDE SD38200 | Reverse Normal Rating | MVA | 2029 | -7.0304 | 33kV | Radial | None | Minimum
Eastern Hills | ANGAS CREEK TEE - GUMERACHA WEIR SD38200 | Reverse Normal Rating | MVA | 2029 | -7.0304 | 33kV | Radial | None | Minimum
Eastern Hills | GUMERACHA WEIR - HOUGHTON SD38200 | Reverse Normal Rating | MVA | 2029 | -6.9732 | 33kV | Radial | None | Minimum
Eastern Hills | GUMERACHA WEIR - KERSBROOK SD38200 | Reverse Normal Rating | MVA | 2029 | -7.0304 | 33kV | Radial | None | Minimum
Eastern Hills | KERSBROOK - WILLIAMSTOWN SOUTH TEE SD38200 | Reverse Normal Rating | MVA | 2029 | -6.9732 | 33kV | Radial | None | Minimum
Eastern Hills | GUMERACHA WEIR - GUMERACHA RURAL SD38200 | Reverse Normal Rating | MVA | 2029 | -4.2297 | 33kV | Radial | None | Minimum
Eyre Peninsula | WHYALLA CENTRAL - WHYALLA CITY 1 SD56101 | Reverse Normal Rating | MVA | 2029 | -26.6355 | 33kV | Radial | None | Minimum
Eyre Peninsula | WHYALLA CENTRAL - WHYALLA CITY 2 SD56102 | Reverse Normal Rating | MVA | 2029 | -27.7786 | 33kV | Radial | None | Minimum
Eyre Peninsula | WHYALLA CENTRAL - WHYALLA STUART SD56201 | Reverse Normal Rating | MVA | 2029 | -27.7786 | 33kV | Radial | None | Minimum
Eyre Peninsula | WHYALLA CENTRAL - WHYALLA NORTH TEE SD56301 | Reverse Normal Rating | MVA | 2029 | -25.1494 | 33kV | Radial | None | Minimum
Eyre Peninsula | WHYALLA NORTH TEE - WHYALLA TERMINAL SD56301 | Reverse Normal Rating | MVA | 2029 | -21.3198 | 33kV | Radial | None | Minimum
Eyre Peninsula | WHYALLA NORTH TEE - WHYALLA SOLAR SD56301 | Reverse Normal Rating | MVA | 2029 | -25.1494 | 33kV | Radial | None | Minimum
Eyre Peninsula | WHYALLA SOLAR - WHYALLA NORTH SD56301 | Reverse Normal Rating | MVA | 2029 | -13.2034 | 33kV | Radial | None | Minimum
Eyre Peninsula | PORT LINCOLN TERMINAL - PORT LINCOLN CITY TEE PL32 | Reverse Normal Rating | MVA | 2029 | -20.5768 | 33kV | Radial | None | Minimum
Eyre Peninsula | PORT LINCOLN CITY TEE - PORT LINCOLN CITY PL32 | Reverse Normal Rating | MVA | 2029 | -20.5768 | 33kV | Radial | None | Minimum
Eyre Peninsula | PORT LINCOLN CITY TEE - PORT LINCOLN MARINA TEE PL32 | Reverse Normal Rating | MVA | 2029 | -20.5768 | 33kV | Radial | None | Minimum
Eyre Peninsula | PORT LINCOLN MARINA TEE - PORT LINCOLN DOCKS PL32 | Reverse Normal Rating | MVA | 2029 | -20.291 | 33kV | Radial | None | Minimum
Eyre Peninsula | PORT LINCOLN MARINA TEE - PORT LINCOLN MARINA PL32 | Reverse Normal Rating | MVA | 2029 | -25.1494 | 33kV | Radial | None | Minimum
Eyre Peninsula | PORT LINCOLN TERMINAL - PORT LINCOLN CITY SD61101 | Reverse Normal Rating | MVA | 2029 | -24.4898 | 33kV | Radial | None | Minimum
Eyre Peninsula | PORT LINCOLN TERMINAL - POONINDIE TEE PL34 | Reverse Normal Rating | MVA | 2029 | -20.4053 | 33kV | Radial | None | Minimum
Eyre Peninsula | POONINDIE TEE - POONINDIE PL34 | Reverse Normal Rating | MVA | 2029 | -15.4897 | 33kV | Radial | None | Minimum
Eyre Peninsula | POONINDIE - POINT BOSTON PL34 | Reverse Normal Rating | MVA | 2029 | -14.2894 | 33kV | Radial | None | Minimum
Eyre Peninsula | POONINDIE TEE - TOD RIVER PL34 | Reverse Normal Rating | MVA | 2029 | -20.4053 | 33kV | Radial | None | Minimum
Eyre Peninsula | TOD RIVER - CUMMINS CM36 | Reverse Normal Rating | MVA | 2029 | -5.1442 | 33kV | Radial | None | Minimum
Eyre Peninsula | TOD RIVER - TUMBY BAY CM35 | Reverse Normal Rating | MVA | 2029 | -5.1442 | 33kV | Radial | None | Minimum
Eyre Peninsula | PORT LINCOLN TERMINAL - ULEY SOUTH TEE PL33 | Reverse Normal Rating | MVA | 2029 | -23.1489 | 33kV | Radial | None | Minimum
Eyre Peninsula | ULEY SOUTH TEE - ULEY SOUTH PL33 | Reverse Normal Rating | MVA | 2029 | -5.2585 | 33kV | Radial | None | Minimum
Eyre Peninsula | ULEY SOUTH TEE - ULEY PL33 | Reverse Normal Rating | MVA | 2029 | -15.4897 | 33kV | Radial | None | Minimum
Eyre Peninsula | ULEY - COFFIN BAY PL33 | Reverse Normal Rating | MVA | 2029 | -3.9439 | 33kV | Radial | None | Minimum
Eyre Peninsula | CLEVE - COWELL SD53100 | Reverse Normal Rating | MVA | 2029 | -14.2894 | 33kV | Radial | None | Minimum
Eyre Peninsula | CLEVE - BOOTHBY SD55100 | Reverse Normal Rating | MVA | 2029 | -15.0325 | 33kV | Radial | None | Minimum
Eyre Peninsula | BOOTHBY - PUMPING STATION ROAD SD55100 | Reverse Normal Rating | MVA | 2029 | -14.2894 | 33kV | Radial | None | Minimum
Eyre Peninsula | PUMPING STATION ROAD - ARNO BAY SD55100 | Reverse Normal Rating | MVA | 2029 | -14.2894 | 33kV | Radial | None | Minimum
Mid North | BRINKWORTH - YACKA TEE SD33100 | Reverse Normal Rating | MVA | 2029 | -6.173 | 33kV | Radial | None | Minimum
Mid North | YACKA TEE - YACKA RURAL SD33100 | Reverse Normal Rating | MVA | 2029 | -5.1442 | 33kV | Radial | None | Minimum
Mid North | YACKA TEE - SPALDING TEE SD33100 | Reverse Normal Rating | MVA | 2029 | -5.1442 | 33kV | Radial | None | Minimum
Mid North | SPALDING TEE - GEORGETOWN SD33100 | Reverse Normal Rating | MVA | 2029 | -5.1442 | 33kV | Radial | None | Minimum
Mid North | GEORGETOWN - GLADSTONE SD33100 | Reverse Normal Rating | MVA | 2029 | -3.9439 | 33kV | Radial | None | Minimum
Mid North | SPALDING TEE - SPALDING SD33100 | Reverse Normal Rating | MVA | 2029 | -3.9439 | 33kV | Radial | None | Minimum
Mid North | BRINKWORTH - MERRITON SD33300 | Reverse Normal Rating | MVA | 2029 | -6.173 | 33kV | Radial | None | Minimum
Mid North | BRINKWORTH - BRINKWORTH TEE SD33200 | Reverse Normal Rating | MVA | 2029 | -6.173 | 33kV | Radial | None | Minimum
Mid North | BRINKWORTH TEE - YACKA RURAL SD33200 | Reverse Normal Rating | MVA | 2029 | -5.1442 | 33kV | Radial | None | Minimum
Mid North | BRINKWORTH TEE - BLYTH TOWNSHIP SD33200 | Reverse Normal Rating | MVA | 2029 | -5.1442 | 33kV | Radial | None | Minimum
Mid North | BLYTH TOWNSHIP - CLARE NORTH TEE SD33200 | Reverse Normal Rating | MVA | 2029 | -5.1442 | 33kV | Radial | None | Minimum
Mid North | BLYTH TOWNSHIP - BALAKLAVA TOWNSHIP SD33200 | Reverse Normal Rating | MVA | 2029 | -4.0582 | 33kV | Radial | None | Minimum
Mid North | WATERLOO DISTRIBUTION - RIVERTON TEE SD36400 | Reverse Normal Rating | MVA | 2029 | -6.173 | 33kV | Radial | N | Minimum
Mid North | RIVERTON TEE - AUBURN TEE SD36400 | Reverse Normal Rating | MVA | 2029 | -6.173 | 33kV | Radial | None | Minimum
Mid North | AUBURN TEE - AUBURN SD36400 | Reverse Normal Rating | MVA | 2029 | -6.173 | 33kV | Radial | None | Minimum
Mid North | RIVERTON TEE - RIVERTON SD36400 | Reverse Normal Rating | MVA | 2029 | -6.173 | 33kV | Radial | None | Minimum
Mid North | WATERLOO DISTRIBUTION - WATERLOO RURAL SD36201 | Reverse Normal Rating | MVA | 2029 | -7.0304 | 33kV | Radial | None | Minimum
Mid North | WATERLOO RURAL - ROBERTSTOWN SD36201 | Reverse Normal Rating | MVA | 2029 | -7.0304 | 33kV | Radial | None | Minimum
Mid North | WATERLOO DISTRIBUTION - PORTERS LAGOON SD36101 | Reverse Normal Rating | MVA | 2029 | -21.377 | 33kV | Radial | None | Minimum
Mid North | PORTERS LAGOON - HANSON SD36101 | Reverse Normal Rating | MVA | 2029 | -20.291 | 33kV | Radial | None | Minimum
Mid North | WATERLOO DISTRIBUTION - WATERLOO TOWN SD36300 | Reverse Normal Rating | MVA | 2029 | -20.291 | 33kV | Radial | None | Minimum
Mid North | WATERLOO TOWN - EUDUNDA TEE SD36300 | Reverse Normal Rating | MVA | 2029 | -7.0304 | 33kV | Radial | None | Minimum
Mid North | EUDUNDA TEE - EUDUNDA SD36300 | Reverse Normal Rating | MVA | 2029 | -5.1442 | 33kV | Radial | None | Minimum
Mid North | EUDUNDA TEE - KAPUNDA RURAL SD36300 | Reverse Normal Rating | MVA | 2029 | -7.0304 | 33kV | Radial | None | Minimum
Mid North | TEMPLERS - WASLEYS SD37402 | Reverse Normal Rating | MVA | 2029 | -13.032 | 33kV | Radial | None | Minimum
Mid North | WASLEYS - MALLALA SD37402 | Reverse Normal Rating | MVA | 2029 | -9.8311 | 33kV | Radial | None | Minimum
Mid North | TEMPLERS - HAMLEY BRIDGE SD37101 | Reverse Normal Rating | MVA | 2029 | -9.8311 | 33kV | Radial | None | Minimum
Mid North | HAMLEY BRIDGE - BALAKLAVA RURAL SD37102 | Reverse Normal Rating | MVA | 2029 | -5.1442 | 33kV | Radial | None | Minimum
Mid North | TEMPLERS - FREELING NORTH TEE SD37200 | Reverse Normal Rating | MVA | 2029 | -13.2606 | 33kV | Radial | None | Minimum
Mid North | FREELING NORTH TEE - KAPUNDA RURAL SD37200 | Reverse Normal Rating | MVA | 2029 | -7.0304 | 33kV | Radial | N | Minimum
Mid North | TEMPLERS - DAVEYSTON TOWNSHIP SD37301 | Reverse Normal Rating | MVA | 2029 | -21.377 | 33kV | Radial | None | Minimum
Mid North | TEMPLERS - GAWLER BELT TEE SD37501 | Reverse Normal Rating | MVA | 2029 | -20.1767 | 33kV | Radial | None | Minimum
Mid North | GAWLER BELT TEE - EVANSTON SD60101 | Reverse Normal Rating | MVA | 2029 | -6.5731 | 33kV | Radial | None | Minimum
Mid North | DORRIEN - NURIOOTPA TEE SD52100 | Reverse Normal Rating | MVA | 2029 | -20.291 | 33kV | Radial | N | Minimum
Mid North | NURIOOTPA TEE - NURIOOTPA SD52100 | Reverse Normal Rating | MVA | 2029 | -20.291 | 33kV | Radial | None | Minimum
Mid North | NURIOOTPA TEE - STOCKWELL SD52100 | Reverse Normal Rating | MVA | 2029 | -14.2894 | 33kV | Radial | None | Minimum
Mid North | DORRIEN - ANGASTON NO 1 SD52201 | Reverse Normal Rating | MVA | 2029 | -25.1494 | 33kV | Meshed | None | Minimum
Mid North | DORRIEN - ANGASTON NO 2 SD52202 | Reverse Normal Rating | MVA | 2029 | -25.1494 | 33kV | Meshed | None | Minimum
Mid North | DORRIEN - BAROSSA SOUTH SD52300 | Reverse Normal Rating | MVA | 2029 | -25.1494 | 33kV | Radial | None | Minimum
Mid North | BAROSSA SOUTH TEE - LYNDOCH TEE SD52300 | Reverse Normal Rating | MVA | 2029 | -26.6355 | 33kV | Radial | None | Minimum
Mid North | LYNDOCH TEE - LYNDOCH SD52300 | Reverse Normal Rating | MVA | 2029 | -15.0325 | 33kV | Radial | None | Minimum
Mid North | LYNDOCH TEE - SANDY CREEK TEE SD52300 | Reverse Normal Rating | MVA | 2029 | -3.9439 | 33kV | Radial | None | Minimum
Mid North | SANDY CREEK TEE - SANDY CREEK SD52300 | Reverse Normal Rating | MVA | 2029 | -3.9439 | 33kV | Radial | None | Minimum
Mid North | SANDY CREEK TEE - EVANSTON TEE SD52300 | Reverse Normal Rating | MVA | 2029 | -3.9439 | 33kV | Radial | None | Minimum
Mid North | LYNDOCH - WILLIAMSTOWN SD52300 | Reverse Normal Rating | MVA | 2029 | -8.1164 | 33kV | Radial | None | Minimum
Mid North | WILLIAMSTOWN - WILLIAMSTOWN SOUTH TEE SD52300 | Reverse Normal Rating | MVA | 2029 | -6.9732 | 33kV | Radial | None | Minimum
Mid North | WILLIAMSTOWN SOUTH TEE - WILLIAMSTOWN SOUTH SD52300 | Reverse Normal Rating | MVA | 2029 | -6.9732 | 33kV | Radial | None | Minimum
Mid North | WILLIAMSTOWN SOUTH TEE - ANGAS CREEK TIE SD52300 | Reverse Normal Rating | MVA | 2029 | -6.9732 | 33kV | Radial | None | Minimum
Mid North | CLARE NORTH - CLARE NO 1 SD57101 | Reverse Normal Rating | MVA | 2029 | -36.6381 | 33kV | Meshed | None | Minimum
Mid North | CLARE NORTH - CLARE NORTH TEE SD57102 | Reverse Normal Rating | MVA | 2029 | -36.6381 | 33kV | Meshed | None | Minimum
Mid North | CLARE NORTH TEE - CLARE NO 2 SD57102 | Reverse Normal Rating | MVA | 2029 | -36.6381 | 33kV | Meshed | None | Minimum
Mid North | CLARE - FARRELL FLAT SD57100 | Reverse Normal Rating | MVA | 2029 | -13.032 | 33kV | Radial | None | Minimum
Mid North | FARRELL FLAT - WATERLOO TIE SD57100 | Reverse Normal Rating | MVA | 2029 | -13.032 | 33kV | Radial | None | Minimum
Mid North | FARRELL FLAT - BURRA SD57100 | Reverse Normal Rating | MVA | 2029 | -3.9439 | 33kV | Radial | None | Minimum
Murraylands | MANNUM - PALMER TEE SD39200 | Reverse Normal Rating | MVA | 2029 | -4.2297 | 33kV | Radial | None | Minimum
Murraylands | PALMER TEE - MANNUM ROAD RANDELL ROAD INT SD39200 | Reverse Normal Rating | MVA | 2029 | -4.2297 | 33kV | Radial | None | Minimum
Murraylands | PALMER TEE - CAMBRAI TEE SD39200 | Reverse Normal Rating | MVA | 2029 | -4.2297 | 33kV | Radial | None | Minimum
Murraylands | CAMBRAI TEE - CAMBRAI SD39200 | Reverse Normal Rating | MVA | 2029 | -3.9439 | 33kV | Radial | None | Minimum
Murraylands | CAMBRAI TEE - PALMER RURAL SD39200 | Reverse Normal Rating | MVA | 2029 | -4.2297 | 33kV | Radial | None | Minimum
Murraylands | MANNUM - TEAL FLAT TEE SD39100 | Reverse Normal Rating | MVA | 2029 | -9.8311 | 33kV | Radial | None | Minimum
Murraylands | TEAL FLAT TEE - TEAL FLAT SD39100 | Reverse Normal Rating | MVA | 2029 | -5.1442 | 33kV | Radial | None | Minimum
Murraylands | TEAL FLAT TEE - SWAN REACH SD39100 | Reverse Normal Rating | MVA | 2029 | -5.1442 | 33kV | Radial | None | Minimum
Murraylands | MANNUM - CALOOTE TEE SD39300 | Reverse Normal Rating | MVA | 2029 | -13.775 | 33kV | Radial | None | Minimum
Murraylands | CALOOTE TEE - CALOOTE SD39300 | Reverse Normal Rating | MVA | 2029 | -6.5731 | 33kV | Radial | None | Minimum
Murraylands | CALOOTE TEE - MOBILONG TIE SD39300 | Reverse Normal Rating | MVA | 2029 | -6.5731 | 33kV | Radial | None | Minimum
Murraylands | MANNUM - MANNUM RURAL SD39300 | Reverse Normal Rating | MVA | 2029 | -13.0891 | 33kV | Radial | None | Minimum
Murraylands | MANNUM RURAL - MANNUM TOWN TEE SD39300 | Reverse Normal Rating | MVA | 2029 | -7.1447 | 33kV | Radial | None | Minimum
Murraylands | MANNUM TOWN TEE - MANNUM ROAD RANDELL ROAD INT SD39300 | Reverse Normal Rating | MVA | 2029 | -4.2297 | 33kV | Radial | None | Minimum
Murraylands | MANNUM TOWN TEE - PELLARING FLAT TEE SD39300 | Reverse Normal Rating | MVA | 2029 | -7.1447 | 33kV | Radial | None | Minimum
Murraylands | PELLARING FLAT TEE - MANNUM TOWN SD39300 | Reverse Normal Rating | MVA | 2029 | -6.173 | 33kV | Radial | None | Minimum
Murraylands | MOBILONG DISTRIBUTION - MOBILONG SD43100 | Reverse Normal Rating | MVA | 2029 | -59.3297 | 33kV | Radial | None | Minimum
Murraylands | MOBILONG - MOBILONG TEE SD43100 | Reverse Normal Rating | MVA | 2029 | -21.377 | 33kV | Radial | None | Minimum
Murraylands | MOBILONG TEE - MYPOLONGA TIE SD43100 | Reverse Normal Rating | MVA | 2029 | -21.377 | 33kV | Radial | None | Minimum
Murraylands | MOBILONG TEE - MURRAY BRIDGE NORTH TEE SD43100 | Reverse Normal Rating | MVA | 2029 | -21.377 | 33kV | Radial | None | Minimum
Murraylands | MURRAY BRIDGE NORTH TEE - MURRAY BRIDGE NORTH SD43100 | Reverse Normal Rating | MVA | 2029 | -21.377 | 33kV | Radial | None | Minimum
Murraylands | MURRAY BRIDGE NORTH TEE - MURRAY BRIDGE SOUTH TEE SD43100 | Reverse Normal Rating | MVA | 2029 | -21.377 | 33kV | Radial | None | Minimum
Murraylands | MURRAY BRIDGE SOUTH TEE - MURRAY BRIDGE SOUTH SD43100 | Reverse Normal Rating | MVA | 2029 | -21.377 | 33kV | Radial | None | Minimum
Murraylands | MURRAY BRIDGE SOUTH TEE - MURRAY BRIDGE TOWNSHIP SD43100 | Reverse Normal Rating | MVA | 2029 | -6.5731 | 33kV | Radial | None | Minimum
Murraylands | MOBILONG DISTRIBUTION - MOBILONG SD43200 | Reverse Normal Rating | MVA | 2029 | -54.9857 | 33kV | Radial | None | Minimum
Murraylands | MOBILONG - MONARTO TEE SD43200 | Reverse Normal Rating | MVA | 2029 | -54.9857 | 33kV | Radial | None | Minimum
Murraylands | MONARTO TEE - MURRAY BRIDGE NORTH SD43200 | Reverse Normal Rating | MVA | 2029 | -54.9857 | 33kV | Radial | None | Minimum
Murraylands | MONARTO TEE - MONARTO SOUTH TEE SD43200 | Reverse Normal Rating | MVA | 2029 | -20.4053 | 33kV | Radial | None | Minimum
Murraylands | MONARTO SOUTH TEE - MONARTO SOUTH SD43200 | Reverse Normal Rating | MVA | 2029 | -14.2894 | 33kV | Radial | None | Minimum
Murraylands | MONARTO SOUTH TEE - MONARTO CENTRAL SD43200 | Reverse Normal Rating | MVA | 2029 | -14.2894 | 33kV | Radial | None | Minimum
Murraylands | MOBILONG DISTRIBUTION - MOBILONG SD43300 | Reverse Normal Rating | MVA | 2029 | -21.377 | 33kV | Radial | None | Minimum
Murraylands | MOBILONG - PALLAMANA TEE SD43300 | Reverse Normal Rating | MVA | 2029 | -21.377 | 33kV | Radial | None | Minimum
Murraylands | PALLAMANA TEE - MYPOLONGA TEE SD43300 | Reverse Normal Rating | MVA | 2029 | -6.5731 | 33kV | Radial | None | Minimum
Murraylands | MYPOLONGA TEE - MYPOLONGA SD43300 | Reverse Normal Rating | MVA | 2029 | -6.5731 | 33kV | Radial | None | Minimum
Murraylands | MYPOLONGA - MYPOLONGA EOL SD43300 | Reverse Normal Rating | MVA | 2029 | -6.173 | 33kV | Radial | None | Minimum
Murraylands | MYPOLONGA TEE - CALOOTE TEE SD43300 | Reverse Normal Rating | MVA | 2029 | -6.5731 | 33kV | Radial | None | Minimum
Murraylands | TAILEM BEND - PUMP STATION TEE SD40101 | Reverse Normal Rating | MVA | 2029 | -21.377 | 33kV | Radial | None | Minimum
Murraylands | PUMP STATION TEE - TAILEM BEND RURAL SD40101 | Reverse Normal Rating | MVA | 2029 | -5.1442 | 33kV | Radial | None | Minimum
Murraylands | TAILEM BEND RURAL - TAILEM BEND EOL SD40101 | Reverse Normal Rating | MVA | 2029 | -5.1442 | 33kV | Radial | None | Minimum
Murraylands | PUMP STATION TEE - TAILEM BEND TOWN TEE SD40101 | Reverse Normal Rating | MVA | 2029 | -21.377 | 33kV | Radial | None | Minimum
Murraylands | TAILEM BEND TOWN TEE - TAILEM BEND TOWN SD40101 | Reverse Normal Rating | MVA | 2029 | -6.5731 | 33kV | Radial | None | Minimum
Murraylands | TAILEM BEND TOWN TEE - JERVOIS SD40101 | Reverse Normal Rating | MVA | 2029 | -21.377 | 33kV | Radial | None | Minimum
Murraylands | JERVOIS - JERVOIS FLAT 1 TEE SD40102 | Reverse Normal Rating | MVA | 2029 | -21.377 | 33kV | Radial | None | Minimum
Murraylands | JERVOIS FLAT 1 TEE - JERVOIS FLAT 2 TEE SD40102 | Reverse Normal Rating | MVA | 2029 | -21.377 | 33kV | Radial | None | Minimum
Murraylands | JERVOIS FLAT 2 TEE - WOODS POINT SD40102 | Reverse Normal Rating | MVA | 2029 | -21.377 | 33kV | Radial | None | Minimum
Murraylands | WOODS POINT - WHITE SANDS TEE SD40103 | Reverse Normal Rating | MVA | 2029 | -21.377 | 33kV | Radial | None | Minimum
Murraylands | WHITE SANDS TEE - WHITE SANDS SD40103 | Reverse Normal Rating | MVA | 2029 | -14.2894 | 33kV | Radial | None | Minimum
Murraylands | WHITE SANDS TEE - MURRAY BRIDGE TOWNSHIP SD40103 | Reverse Normal Rating | MVA | 2029 | -21.377 | 33kV | Radial | None | Minimum
Murraylands | TAILEM BEND - SUBSTATION ROAD TEE SD40200 | Reverse Normal Rating | MVA | 2029 | -15.7184 | 33kV | Radial | None | Minimum
Murraylands | SUBSTATION ROAD TEE - SUBSTATION ROAD SD40200 | Reverse Normal Rating | MVA | 2029 | -15.7184 | 33kV | Radial | None | Minimum
Murraylands | SUBSTATION ROAD TEE - MALLEE HWY SD40200 | Reverse Normal Rating | MVA | 2029 | -15.7184 | 33kV | Radial | None | Minimum
Murraylands | MALLEE HWY - MOORLANDS SWER SD40200 | Reverse Normal Rating | MVA | 2029 | -15.7184 | 33kV | Radial | None | Minimum
Murraylands | MALLEE HWY - ELWOMPLE SD40200 | Reverse Normal Rating | MVA | 2029 | -10.1169 | 33kV | Radial | None | Minimum
Murraylands | MOORLANDS SWER - COOMANDOOK SD40200 | Reverse Normal Rating | MVA | 2029 | -15.7184 | 33kV | Radial | None | Minimum
Murraylands | COOMANDOOK - COONALPYN SD40200 | Reverse Normal Rating | MVA | 2029 | -12.1746 | 33kV | Radial | None | Minimum
Murraylands | COONALPYN - BINNIES TEE SD40300 | Reverse Normal Rating | MVA | 2029 | -6.173 | 33kV | Radial | N | Minimum
Murraylands | BINNIES TEE - BINNIES SD40300 | Reverse Normal Rating | MVA | 2029 | -6.173 | 33kV | Radial | None | Minimum
Murraylands | BINNIES TEE - MENINGIE SD40300 | Reverse Normal Rating | MVA | 2029 | -6.173 | 33kV | Radial | None | Minimum
Murraylands | MENINGIE - CAMPBELL PARK TEE SD40400 | Reverse Normal Rating | MVA | 2029 | -6.173 | 33kV | Radial | None | Minimum
Murraylands | CAMPBELL PARK TEE - CAMPBELL PARK SD40400 | Reverse Normal Rating | MVA | 2029 | -6.173 | 33kV | Radial | None | Minimum
Murraylands | CAMPBELL PARK TEE - NARRUNG SD40400 | Reverse Normal Rating | MVA | 2029 | -6.173 | 33kV | Radial | None | Minimum
Murraylands | TAILEM BEND - SHERLOCK SD40501 | Reverse Normal Rating | MVA | 2029 | -13.775 | 33kV | Radial | None | Minimum
Murraylands | SHERLOCK - KAROONDA SD40502 | Reverse Normal Rating | MVA | 2029 | -3.9439 | 33kV | Radial | None | Minimum
Murraylands | SHERLOCK - GERANIUM SD40600 | Reverse Normal Rating | MVA | 2029 | -9.8311 | 33kV | Radial | N | Minimum
Murraylands | GERANIUM - LAMEROO SD40700 | Reverse Normal Rating | MVA | 2029 | -9.8311 | 33kV | Radial | N | Minimum
Murraylands | LAMEROO - LAMEROO RURAL SD40800 | Reverse Normal Rating | MVA | 2029 | -6.9161 | 33kV | Radial | N | Minimum
Murraylands | LAMEROO RURAL - PARILLA TEE SD40800 | Reverse Normal Rating | MVA | 2029 | -5.6586 | 33kV | Radial | N | Minimum
Murraylands | PARILLA TEE - PARILLA SD40800 | Reverse Normal Rating | MVA | 2029 | -4.8012 | 33kV | Radial | None | Minimum
Murraylands | PARILLA TEE - PINNAROO SD40800 | Reverse Normal Rating | MVA | 2029 | -3.9439 | 33kV | Radial | None | Minimum
Riverland | PARINGA - MURTHO LX21 | Reverse Normal Rating | MVA | 2029 | -15.0325 | 33kV | Radial | N | Minimum
Riverland | MURTHO - LINDSAY PT TEE LX21 | Reverse Normal Rating | MVA | 2029 | -10.7456 | 33kV | Radial | None | Minimum
Riverland | LINDSAY PT TEE - BORDER CLIFFS LX21 | Reverse Normal Rating | MVA | 2029 | -10.7456 | 33kV | Radial | None | Minimum
Riverland | LINDSAY PT TEE - VIC BORDER LX21 | Reverse Normal Rating | MVA | 2029 | -10.7456 | 33kV | Radial | None | Minimum
Riverland | SWAN REACH - SWAN REACH FILTRATION TEE SD39400 | Reverse Normal Rating | MVA | 2029 | -5.1442 | 33kV | Radial | None | Minimum
Riverland | SWAN REACH FILTRATION TEE - SWAN REACH TOWN SD39400 | Reverse Normal Rating | MVA | 2029 | -5.1442 | 33kV | Radial | None | Minimum
South East | KEITH - COONALPYN SD45101 | Reverse Normal Rating | MVA | 2029 | -5.1442 | 33kV | Radial | None | Minimum
South East | KEITH - PADTHAWAY SD45300 | Reverse Normal Rating | MVA | 2029 | -7.0876 | 33kV | Radial | None | Minimum
South East | KEITH - WIRREGA SD45201 | Reverse Normal Rating | MVA | 2029 | -13.032 | 33kV | Radial | N | Minimum
South East | WIRREGA - BORDERTOWN SD45202 | Reverse Normal Rating | MVA | 2029 | -13.032 | 33kV | Radial | N | Minimum
South East | SNUGGERY RURAL - MILLICENT SD49100 | Reverse Normal Rating | MVA | 2029 | -20.291 | 33kV | Radial | None | Minimum
South East | MILLICENT - SOUTH END TEE SD49100 | Reverse Normal Rating | MVA | 2029 | -12.8033 | 33kV | Radial | None | Minimum
South East | SOUTH END TEE - SOUTH END SD49100 | Reverse Normal Rating | MVA | 2029 | -12.8033 | 33kV | Radial | None | Minimum
South East | SOUTH END TEE - HATHERLEIGH TOWNSHIP TEE SD49100 | Reverse Normal Rating | MVA | 2029 | -12.8033 | 33kV | Radial | None | Minimum
South East | HATHERLEIGH TOWNSHIP TEE - HATHERLEIGH TOWNSHIP SD49100 | Reverse Normal Rating | MVA | 2029 | -5.1442 | 33kV | Radial | None | Minimum
South East | HATHERLEIGH TOWNSHIP TEE - HATHERLEIGH SD49100 | Reverse Normal Rating | MVA | 2029 | -12.8033 | 33kV | Radial | None | Minimum
South East | HATHERLEIGH - BEACHPORT TEE SD49200 | Reverse Normal Rating | MVA | 2029 | -9.8311 | 33kV | Radial | None | Minimum
South East | BEACHPORT TEE - BEACHPORT SD49200 | Reverse Normal Rating | MVA | 2029 | -3.9439 | 33kV | Radial | None | Minimum
South East | BEACHPORT TEE - ROBE SD49200 | Reverse Normal Rating | MVA | 2029 | -5.1442 | 33kV | Radial | N | Minimum
South East | SNUGGERY RURAL - MOUNT BURR SD49500 | Reverse Normal Rating | MVA | 2029 | -27.7786 | 33kV | Radial | None | Minimum
South East | MOUNT BURR - KALANGADOO TEE SD49500 | Reverse Normal Rating | MVA | 2029 | -6.173 | 33kV | Radial | None | Minimum
South East | KALANGADOO TEE - KALANGADOO SD49500 | Reverse Normal Rating | MVA | 2029 | -5.1442 | 33kV | Radial | None | Minimum
South East | KALANGADOO TEE - KALANGADOO RURAL SD49500 | Reverse Normal Rating | MVA | 2029 | -6.173 | 33kV | Radial | None | Minimum
South East | BLANCHE - MOUNT GAMBIER WEST SD48101 | Reverse Normal Rating | MVA | 2029 | -32.4084 | 33kV | Radial | None | Minimum
South East | BLUE LAKE TEE - MOUNT GAMBIER SD48104 | Reverse Normal Rating | MVA | 2029 | -6.173 | 33kV | Radial | None | Minimum
South East | BLANCHE - LAKESIDE TEE SD48100 | Reverse Normal Rating | MVA | 2029 | -55.5573 | 33kV | Radial | None | Minimum
South East | LAKESIDE TEE - GLENCOE TEE SD48100 | Reverse Normal Rating | MVA | 2029 | -17.4331 | 33kV | Radial | None | Minimum
South East | GLENCOE TEE - TANTANOOLA SD48100 | Reverse Normal Rating | MVA | 2029 | -7.0876 | 33kV | Radial | None | Minimum
South East | GLENCOE TEE - MOUNT GAMBIER SD48100 | Reverse Normal Rating | MVA | 2029 | -17.4331 | 33kV | Radial | None | Minimum
South East | BLANCHE - KONGORONG TEE SD48200 | Reverse Normal Rating | MVA | 2029 | -15.0325 | 33kV | Radial | None | Minimum
South East | KONGORONG TEE - KONGORONG SD48200 | Reverse Normal Rating | MVA | 2029 | -5.1442 | 33kV | Radial | None | Minimum
South East | KONGORONG TEE - MOUNT SCHANK SD48200 | Reverse Normal Rating | MVA | 2029 | -12.8033 | 33kV | Radial | None | Minimum
South East | MOUNT SCHANK - ALLENDALE EAST SD48200 | Reverse Normal Rating | MVA | 2029 | -5.1442 | 33kV | Radial | None | Minimum
South East | MOUNT GAMBIER - TARPEENA SOUTH TEE SD47101 | Reverse Normal Rating | MVA | 2029 | -17.4331 | 33kV | Radial | None | Minimum
South East | TARPEENA SOUTH TEE - MOUNT GAMBIER SD47101 | Reverse Normal Rating | MVA | 2029 | -7.0876 | 33kV | Radial | None | Minimum
South East | TARPEENA SOUTH TEE - TARPEENA SOUTH SD47101 | Reverse Normal Rating | MVA | 2029 | -17.4331 | 33kV | Radial | None | Minimum
South East | KINCRAIG - LUCINDALE SD46201 | Reverse Normal Rating | MVA | 2029 | -13.032 | 33kV | Radial | None | Minimum
South East | LUCINDALE - KINGSTON SE SD46201 | Reverse Normal Rating | MVA | 2029 | -5.1442 | 33kV | Radial | None | Minimum
South East | KINCRAIG - NARACOORTE SD46300 | Reverse Normal Rating | MVA | 2029 | -29.9506 | 33kV | Radial | None | Minimum
South East | NARACOORTE - NARACOORTE EAST TEE SD46100 | Reverse Normal Rating | MVA | 2029 | -7.0876 | 33kV | Radial | None | Minimum
South East | NARACOORTE EAST TEE - NARACOORTE EAST SD46100 | Reverse Normal Rating | MVA | 2029 | -7.0876 | 33kV | Radial | None | Minimum
South East | NARACOORTE EAST TEE - PADTHAWAY SD46100 | Reverse Normal Rating | MVA | 2029 | -7.0876 | 33kV | Radial | None | Minimum
South East | KINCRAIG - STRUAN RURAL SD46400 | Reverse Normal Rating | MVA | 2029 | -27.7786 | 33kV | Radial | None | Minimum
South East | STRUAN RURAL - GLENROY RURAL SD46400 | Reverse Normal Rating | MVA | 2029 | -27.7786 | 33kV | Radial | None | Minimum
South East | PENOLA WEST - PENOLA TEE SD58200 | Reverse Normal Rating | MVA | 2029 | -20.4053 | 33kV | Radial | None | Minimum
South East | PENOLA TEE - GLENROY RURAL SD58200 | Reverse Normal Rating | MVA | 2029 | -6.173 | 33kV | Radial | N | Minimum
South East | PENOLA WEST - PENOLA TEE SD58101 | Reverse Normal Rating | MVA | 2029 | -20.4053 | 33kV | Radial | None | Minimum
South East | PENOLA TEE - SAFRIES TEE SD58101 | Reverse Normal Rating | MVA | 2029 | -6.173 | 33kV | Radial | None | Minimum
South East | SAFRIES TEE - KALANGADOO NANGWARRY TEE SD58101 | Reverse Normal Rating | MVA | 2029 | -6.173 | 33kV | Radial | None | Minimum
South East | KALANGADOO NANGWARRY TEE - NANGWARRY TEE SD58101 | Reverse Normal Rating | MVA | 2029 | -6.173 | 33kV | Radial | None | Minimum
South East | NANGWARRY TEE - NANGWARRY SD58101 | Reverse Normal Rating | MVA | 2029 | -6.173 | 33kV | Radial | None | Minimum
South East | KALANGADOO NANGWARRY TEE - KALANGADOO RURAL SD58101 | Reverse Normal Rating | MVA | 2029 | -6.173 | 33kV | Radial | None | Minimum
South East | NANGWARRY TEE - MOUNT GAMBIER SD58101 | Reverse Normal Rating | MVA | 2029 | -6.173 | 33kV | Radial | None | Minimum
Metro South | WILLUNGA - MCLAREN VALE SD44400 | Reverse Normal Rating | MVA | 2029 | -10.5742 | 33kV | Radial | None | Minimum
Metro South | YANKALILLA - HAY FLAT SD44200 | Reverse Normal Rating | MVA | 2029 | -15.0325 | 33kV | Radial | None | Minimum
Metro South | HAY FLAT - RAPID BAY TEE SD44200 | Reverse Normal Rating | MVA | 2029 | -5.1442 | 33kV | Radial | None | Minimum
Metro South | RAPID BAY TEE - RAPID BAY SD44200 | Reverse Normal Rating | MVA | 2029 | -5.1442 | 33kV | Radial | None | Minimum
Metro South | RAPID BAY TEE - CAPE JERVIS SD44200 | Reverse Normal Rating | MVA | 2029 | -5.1442 | 33kV | Radial | None | Minimum
Metro South | CAPE JERVIS - CUTTLEFISH BAY SD44301 | Reverse Normal Rating | MVA | 2029 | -13.032 | 33kV | Radial | None | Minimum
Metro South | FISHERY BEACH BACKUP - CUTTLEFISH BAY BACKUP SD44301 | Reverse Normal Rating | MVA | 2029 | -10.0026 | 33kV | Radial | None | Minimum
Metro South | CUTTLEFISH BAY - PENNESHAW SD44301 | Reverse Normal Rating | MVA | 2029 | -13.032 | 33kV | Radial | None | Minimum
Metro South | PENNESHAW - AMERICAN RIVER SD44300 | Reverse Normal Rating | MVA | 2029 | -13.032 | 33kV | Radial | None | Minimum
Metro South | AMERICAN RIVER - KINGSCOTE TEE SD44300 | Reverse Normal Rating | MVA | 2029 | -6.173 | 33kV | Radial | N | Minimum
Metro South | KINGSCOTE TEE - MACGILLIVRAY SD44300 | Reverse Normal Rating | MVA | 2029 | -6.173 | 33kV | Radial | None | Minimum
Metro South | KINGSCOTE TEE - KINGSCOTE SD44300 | Reverse Normal Rating | MVA | 2029 | -6.173 | 33kV | Radial | None | Minimum
Upper North | DAVENPORT WEST - PORT AUGUSTA NO1 SD54101 | Reverse Normal Rating | MVA | 2029 | -20.1767 | 33kV | Meshed | None | Minimum
Upper North | DAVENPORT WEST - PORT AUGUSTA TEE SD54102 | Reverse Normal Rating | MVA | 2029 | -20.1767 | 33kV | Meshed | None | Minimum
Upper North | PORT AUGUSTA NO2 - PORT AUGUSTA TEE SD54102 | Reverse Normal Rating | MVA | 2029 | -23.3203 | 33kV | Meshed | None | Minimum
Upper North | PORT AUGUSTA TEE - PORT AUGUSTA WEST TEE SD54102 | Reverse Normal Rating | MVA | 2029 | -14.9753 | 33kV | Radial | None | Minimum
Upper North | PORT AUGUSTA WEST TEE - PORT AUGUSTA WEST SD54102 | Reverse Normal Rating | MVA | 2029 | -14.9753 | 33kV | Radial | None | Minimum
Upper North | PORT AUGUSTA WEST TEE - PANDURRA TEE SD54102 | Reverse Normal Rating | MVA | 2029 | -3.9439 | 33kV | Radial | None | Minimum
Upper North | PANDURRA TEE - BOOKALOO SD54102 | Reverse Normal Rating | MVA | 2029 | -3.9439 | 33kV | Radial | None | Minimum
Upper North | PANDURRA TEE - PANDURRA SD54102 | Reverse Normal Rating | MVA | 2029 | -3.9439 | 33kV | Radial | None | Minimum
Upper North | DAVENPORT WEST - AUGUSTA HWY SD54300 | Reverse Normal Rating | MVA | 2029 | -20.4053 | 33kV | Radial | None | Minimum
Upper North | AUGUSTA HWY - STIRLING NORTH SD54300 | Reverse Normal Rating | MVA | 2029 | -10.0026 | 33kV | Radial | None | Minimum
Upper North | STIRLING NORTH - QUORN SD54300 | Reverse Normal Rating | MVA | 2029 | -3.9439 | 33kV | Radial | None | Minimum
Upper North | DAVENPORT WEST - PT PATERSON SD54400 | Reverse Normal Rating | MVA | 2029 | -14.2894 | 33kV | Radial | None | Minimum
Upper North | BAROOTA - BAROOTA TOWN TEE SD31100 | Reverse Normal Rating | MVA | 2029 | -20.291 | 33kV | Radial | None | Minimum
Upper North | BAROOTA TOWN TEE - BAROOTA TOWN SD31100 | Reverse Normal Rating | MVA | 2029 | -10.7456 | 33kV | Radial | None | Minimum
Upper North | BAROOTA TOWN TEE - BAROOTA TEE SD31100 | Reverse Normal Rating | MVA | 2029 | -20.291 | 33kV | Radial | None | Minimum
Upper North | BAROOTA TEE - NAPPERBY BUNGAMA SD31100 | Reverse Normal Rating | MVA | 2029 | -5.1442 | 33kV | Radial | None | Minimum
Upper North | BAROOTA TEE - MURRAYTOWN SD31100 | Reverse Normal Rating | MVA | 2029 | -9.8311 | 33kV | Radial | None | Minimum
Upper North | MURRAYTOWN - WIRRABARA FOREST TEE SD31200 | Reverse Normal Rating | MVA | 2029 | -3.3723 | 33kV | Radial | None | Minimum
Upper North | WIRRABARA FOREST TEE - WIRRABARA FOREST SD31200 | Reverse Normal Rating | MVA | 2029 | -3.3723 | 33kV | Radial | None | Minimum
Upper North | WIRRABARA FOREST TEE - GLADSTONE SD31200 | Reverse Normal Rating | MVA | 2029 | -3.3723 | 33kV | Radial | None | Minimum
Upper North | MURRAYTOWN - ORROROO SD31300 | Reverse Normal Rating | MVA | 2029 | -3.9439 | 33kV | Radial | None | Minimum
Upper North | MURRAYTOWN - WILMINGTON SD31400 | Reverse Normal Rating | MVA | 2029 | -3.3723 | 33kV | Radial | None | Minimum
Upper North | BUNGAMA - PORT PIRIE SOUTH SD32101 | Reverse Normal Rating | MVA | 2029 | -20.1767 | 33kV | Meshed | None | Minimum
Upper North | PORT PIRIE SOUTH - PORT PIRIE SD32102 | Reverse Normal Rating | MVA | 2029 | -20.1767 | 33kV | Meshed | None | Minimum
Upper North | BUNGAMA - PORT PIRIE SD32103 | Reverse Normal Rating | MVA | 2029 | -20.1767 | 33kV | Meshed | None | Minimum
Upper North | BUNGAMA - HUGHES GAP SD32301 | Reverse Normal Rating | MVA | 2029 | -21.377 | 33kV | Radial | Reverse N | Minimum
Upper North | HUGHES GAP - CRYSTAL BROOK TEE SD32302 | Reverse Normal Rating | MVA | 2029 | -21.377 | 33kV | Radial | None | Minimum
Upper North | CRYSTAL BROOK TEE - GLADSTONE SD32302 | Reverse Normal Rating | MVA | 2029 | -16.0613 | 33kV | Radial | None | Minimum
Upper North | GLADSTONE - CALTOWIE TEE SD32200 | Reverse Normal Rating | MVA | 2029 | -13.2034 | 33kV | Radial | None | Minimum
Upper North | CALTOWIE TEE - CALTOWIE SD32200 | Reverse Normal Rating | MVA | 2029 | -13.2034 | 33kV | Radial | None | Minimum
Upper North | CALTOWIE TEE - PETERBOROUGH TEE SD32200 | Reverse Normal Rating | MVA | 2029 | -13.2034 | 33kV | Radial | None | Minimum
Upper North | PETERBOROUGH TEE - JAMESTOWN SD32200 | Reverse Normal Rating | MVA | 2029 | -6.6874 | 33kV | Radial | None | Minimum
Upper North | JAMESTOWN - TEROWIE TOWNSHIP SD32200 | Reverse Normal Rating | MVA | 2029 | -3.4866 | 33kV | Radial | None | Minimum
Upper North | PETERBOROUGH TEE - PETERBOROUGH SD32200 | Reverse Normal Rating | MVA | 2029 | -6.173 | 33kV | Radial | None | Minimum
Upper North | BUNGAMA - PORT BROUGHTON TEE SD32400 | Reverse Normal Rating | MVA | 2029 | -13.2034 | 33kV | Radial | Reverse N | Minimum
Upper North | PORT BROUGHTON TEE - PORT BROUGHTON SD32400 | Reverse Normal Rating | MVA | 2029 | -5.1442 | 33kV | Radial | None | Minimum
Upper North | PORT BROUGHTON TEE - BRINKWORTH TIE SD32400 | Reverse Normal Rating | MVA | 2029 | -3.9439 | 33kV | Radial | None | Minimum
Upper North | PORT BROUGHTON TEE - CRYSTAL BROOK TEE SD32400 | Reverse Normal Rating | MVA | 2029 | -3.9439 | 33kV | Radial | None | Minimum
Upper North | NEUROODLA - HAWKER SD59100 | Reverse Normal Rating | MVA | 2029 | -5.1442 | 33kV | Radial | None | Minimum
Yorke Peninsula | HUMMOCKS DISTRIBUTION - NINNES TEE SD34400 | Reverse Normal Rating | MVA | 2029 | -18.0618 | 33kV | Radial | None | Minimum
Yorke Peninsula | NINNES TEE - LOCHIEL SD34400 | Reverse Normal Rating | MVA | 2029 | -3.9439 | 33kV | Radial | None | Minimum
Yorke Peninsula | NINNES TEE - KAINTON TEE SD34400 | Reverse Normal Rating | MVA | 2029 | -18.0618 | 33kV | Radial | None | Minimum
Yorke Peninsula | KAINTON TEE - KAINTON SD34400 | Reverse Normal Rating | MVA | 2029 | -5.2585 | 33kV | Radial | None | Minimum
Yorke Peninsula | KAINTON TEE - PASKEVILLE SD34400 | Reverse Normal Rating | MVA | 2029 | -18.0618 | 33kV | Radial | None | Minimum
Yorke Peninsula | PASKEVILLE - KADINA EAST SD34405 | Reverse Normal Rating | MVA | 2029 | -6.5731 | 33kV | Radial | None | Minimum
Yorke Peninsula | HUMMOCKS DISTRIBUTION - PORT CLINTON SD34300 | Reverse Normal Rating | MVA | 2029 | -7.0304 | 33kV | Radial | None | Minimum
Yorke Peninsula | PORT CLINTON - ARDROSSAN SD34300 | Reverse Normal Rating | MVA | 2029 | -5.8872 | 33kV | Radial | None | Minimum
Yorke Peninsula | HUMMOCKS DISTRIBUTION - FEDERATION CORNER SD34201 | Reverse Normal Rating | MVA | 2029 | -17.1473 | 33kV | Radial | None | Minimum
Yorke Peninsula | FEDERATION CORNER - SWAMP ROAD SD34201 | Reverse Normal Rating | MVA | 2029 | -5.2585 | 33kV | Radial | None | Minimum
Yorke Peninsula | FEDERATION CORNER - PT WAKEFIELD TEE SD34201 | Reverse Normal Rating | MVA | 2029 | -17.1473 | 33kV | Radial | None | Minimum
Yorke Peninsula | PT WAKEFIELD TEE - SWAMP ROAD SD34201 | Reverse Normal Rating | MVA | 2029 | -14.7467 | 33kV | Radial | None | Minimum
Yorke Peninsula | SWAMP ROAD - PT WAKEFIELD FAR NORTH EAST SD34201 | Reverse Normal Rating | MVA | 2029 | -9.2024 | 33kV | Radial | None | Minimum
Yorke Peninsula | PT WAKEFIELD TEE - PT WAKEFIELD RURAL SD34201 | Reverse Normal Rating | MVA | 2029 | -17.1473 | 33kV | Radial | None | Minimum
Yorke Peninsula | PT WAKEFIELD RURAL - PT WAKEFIELD TOWN TEE SD34201 | Reverse Normal Rating | MVA | 2029 | -8.9166 | 33kV | Radial | None | Minimum
Yorke Peninsula | PT WAKEFIELD TOWN TEE - PT WAKEFIELD TOWN SD34201 | Reverse Normal Rating | MVA | 2029 | -8.9166 | 33kV | Radial | None | Minimum
Yorke Peninsula | PT WAKEFIELD TOWN TEE - PROOF RANGE SD34201 | Reverse Normal Rating | MVA | 2029 | -8.9166 | 33kV | Radial | None | Minimum
Yorke Peninsula | HUMMOCKS DISTRIBUTION - BOWMANS TEE SD34102 | Reverse Normal Rating | MVA | 2029 | -25.1494 | 33kV | Radial | None | Minimum
Yorke Peninsula | BOWMANS TEE - PT WAKEFIELD RURAL SD34102 | Reverse Normal Rating | MVA | 2029 | -15.0325 | 33kV | Radial | None | Minimum
Yorke Peninsula | BOWMANS TEE - SAINTS SD34102 | Reverse Normal Rating | MVA | 2029 | -9.8311 | 33kV | Radial | None | Minimum
Yorke Peninsula | SAINTS - BALAKLAVA SD34102 | Reverse Normal Rating | MVA | 2029 | -5.1442 | 33kV | Radial | None | Minimum
Yorke Peninsula | BALAKLAVA - BALAKLAVA RURAL SD34102 | Reverse Normal Rating | MVA | 2029 | -5.1442 | 33kV | Radial | None | Minimum
Yorke Peninsula | BALAKLAVA - BALAKLAVA TOWNSHIP SD34102 | Reverse Normal Rating | MVA | 2029 | -5.1442 | 33kV | Radial | None | Minimum
Yorke Peninsula | KADINA EAST DISTRIBUTION - KADINA SD51102 | Reverse Normal Rating | MVA | 2029 | -25.1494 | 33kV | Radial | None | Minimum
Yorke Peninsula | KADINA EAST DISTRIBUTION - MOONTA TEE SD51200 | Reverse Normal Rating | MVA | 2029 | -25.1494 | 33kV | Radial | None | Minimum
Yorke Peninsula | MOONTA TEE - KADINA SD51200 | Reverse Normal Rating | MVA | 2029 | -13.775 | 33kV | Radial | None | Minimum
Yorke Peninsula | MOONTA TEE - MOONTA SD51200 | Reverse Normal Rating | MVA | 2029 | -13.775 | 33kV | Radial | N | Minimum
Yorke Peninsula | KADINA EAST DISTRIBUTION - WALLAROO TEE SD51300 | Reverse Normal Rating | MVA | 2029 | -25.1494 | 33kV | Radial | None | Minimum
Yorke Peninsula | WALLAROO TEE - KADINA SD51300 | Reverse Normal Rating | MVA | 2029 | -26.6355 | 33kV | Radial | None | Minimum
Yorke Peninsula | WALLAROO TEE - WALLAROO SD51300 | Reverse Normal Rating | MVA | 2029 | -13.775 | 33kV | Radial | None | Minimum
Yorke Peninsula | ARDROSSAN WEST DISTRIBUTION - MAITLAND SD35100 | Reverse Normal Rating | MVA | 2029 | -9.8311 | 33kV | Radial | None | Minimum
Yorke Peninsula | ARDROSSAN WEST DISTRIBUTION - ARDROSSAN SD35201 | Reverse Normal Rating | MVA | 2029 | -5.1442 | 33kV | Radial | None | Minimum
Yorke Peninsula | ARDROSSAN WEST DISTRIBUTION - ARDROSSAN BHP SD35200 | Reverse Normal Rating | MVA | 2029 | -27.7786 | 33kV | Radial | None | Minimum
Yorke Peninsula | ARDROSSAN - ARDROSSAN BHP SD35200 | Reverse Normal Rating | MVA | 2029 | -7.0304 | 33kV | Radial | None | Minimum
Yorke Peninsula | ARDROSSAN BHP - PORT VINCENT SD35200 | Reverse Normal Rating | MVA | 2029 | -20.1767 | 33kV | Radial | None | Minimum
Yorke Peninsula | PORT VINCENT - MINLATON TEE SD35300 | Reverse Normal Rating | MVA | 2029 | -7.0304 | 33kV | Radial | None | Minimum
Yorke Peninsula | MINLATON TEE - CURRAMULKA TEE SD35300 | Reverse Normal Rating | MVA | 2029 | -5.2585 | 33kV | Radial | None | Minimum
Yorke Peninsula | CURRAMULKA TEE - CURRAMULKA SD35300 | Reverse Normal Rating | MVA | 2029 | -4.2297 | 33kV | Radial | None | Minimum
Yorke Peninsula | CURRAMULKA TEE - MINLATON SD35300 | Reverse Normal Rating | MVA | 2029 | -4.2297 | 33kV | Radial | None | Minimum
Yorke Peninsula | MINLATON TEE - PT VINCENT RURAL SD35300 | Reverse Normal Rating | MVA | 2029 | -7.0304 | 33kV | Radial | None | Minimum
Yorke Peninsula | DALRYMPLE - STANSBURY TEE SD35400 | Reverse Normal Rating | MVA | 2029 | -20.1767 | 33kV | Radial | None | Minimum
Yorke Peninsula | STANSBURY TEE - PORT GILES TEE SD35400 | Reverse Normal Rating | MVA | 2029 | -20.1767 | 33kV | Radial | None | Minimum
Yorke Peninsula | PORT GILES TEE - PORT GILES SD35400 | Reverse Normal Rating | MVA | 2029 | -10.0026 | 33kV | Radial | None | Minimum
Yorke Peninsula | STANSBURY TEE - STANSBURY SD35400 | Reverse Normal Rating | MVA | 2029 | -6.173 | 33kV | Radial | None | Minimum
Yorke Peninsula | STANSBURY - PT VINCENT RURAL SD35403 | Reverse Normal Rating | MVA | 2029 | -7.0304 | 33kV | Radial | None | Minimum
Yorke Peninsula | DALRYMPLE - WOOL BAY RURAL SD35500 | Reverse Normal Rating | MVA | 2029 | -20.4053 | 33kV | Radial | None | Minimum
Yorke Peninsula | WOOL BAY RURAL - WOOL BAY SD35500 | Reverse Normal Rating | MVA | 2029 | -9.8311 | 33kV | Radial | None | Minimum
Yorke Peninsula | WOOL BAY RURAL - PORT GILES TEE SD35500 | Reverse Normal Rating | MVA | 2029 | -10.1169 | 33kV | Radial | None | Minimum
Yorke Peninsula | WOOL BAY - EDITHBURGH TEE SD35500 | Reverse Normal Rating | MVA | 2029 | -9.8311 | 33kV | Radial | None | Minimum
Yorke Peninsula | EDITHBURGH TEE - YORKETOWN SD35500 | Reverse Normal Rating | MVA | 2029 | -9.8311 | 33kV | Radial | None | Minimum
Yorke Peninsula | YORKETOWN - MARION BAY SD35500 | Reverse Normal Rating | MVA | 2029 | -5.1442 | 33kV | Radial | None | Minimum
Yorke Peninsula | EDITHBURGH TEE - EDITHBURGH SD35500 | Reverse Normal Rating | MVA | 2029 | -9.8311 | 33kV | Radial | None | Minimum
Metro West | ADELAIDE BRIGHTON CEMENT - PORT ADELAIDE SD1529 | PV | MVA | 2025 | 0 | 66kV | Meshed | None
Metro South | ALDINGA - WILLUNGA SD1674 | PV | MVA | 2025 | 0 | 66kV | Meshed | None
Metro North | ANGLE VALE - ANGLE VALE TEE SD1506A | PV | MVA | 2025 | 0 | 66kV | Meshed | None
Metro North | ANGLE VALE TEE - EVANSTON SD1506B | PV | MVA | 2025 | 0 | 66kV | Meshed | None
Metro North | ANGLE VALE TEE - VIRGINIA TEE SD2033 | PV | MVA | 2025 | 0 | 66kV | Radial | None
Metro West | ATHOL PARK - ATHOL PARK TEE SD1677A | PV | MVA | 2025 | 0 | 66kV | Radial | None
Metro West | BLACKPOOL - FULHAM GARDENS SD1639 | PV | MVA | 2025 | 0 | 66kV | Meshed | None
Metro North | BOLIVAR - ST KILDA SD2034 | PV | MVA | 2025 | 0 | 66kV | Radial | None
Metro East | CAMPBELLTOWN - MAGILL SD1661 | PV | MVA | 2025 | 0 | 66kV | Meshed | None
Metro West | CHELTENHAM - CROYDON PARK TEE SD1655A | PV | MVA | 2025 | 0 | 66kV | Meshed | None
Metro South | CITY WEST - KESWICK SD2013 | PV | MVA | 2025 | 0 | 66kV | Meshed | None
Metro East | CITY WEST - WHITMORE SQUARE SD2016 | PV | MVA | 2025 | 0 | 66kV | Meshed | None
Metro East | COROMANDEL PLACE - WHITMORE SQUARE SD1681 | PV | MVA | 2025 | 0 | 66kV | Meshed | None
Metro East | CROYDON - HINDLEY STREET TEE SD1659B | PV | MVA | 2025 | 0 | 66kV | Meshed | None
Metro West | CROYDON - KILKENNY SD1523 | PV | MVA | 2025 | 0 | 66kV | Meshed | None
Metro West | CROYDON PARK - CROYDON PARK TEE SD1655B | PV | MVA | 2025 | 0 | 66kV | Meshed | None
Metro West | CROYDON PARK TEE - CROYDON SD1655C | PV | MVA | 2025 | 0 | 66kV | Meshed | None
Metro North | DIREK - PARALOWIE SD2004 | PV | MVA | 2025 | 0 | 66kV | Meshed | None
Metro East | DRY CREEK - KILBURN SOUTH TEE SD1658A | PV | MVA | 2025 | 0 | 66kV | Meshed | None
Metro East | EAST TERRACE - COROMANDEL PLACE SD1680 | PV | MVA | 2025 | 0 | 66kV | Meshed | None
Metro East | EAST TERRACE - NORTH ADELAIDE SD1560 | PV | MVA | 2025 | 0 | 66kV | Meshed | None
Metro North | EDINBURGH - SALISBURY SD1688 | PV | MVA | 2025 | 0 | 66kV | Meshed | None
Metro North | ELIZABETH DOWNS - PENFIELD SD1508 | PV | MVA | 2025 | 0 | 66kV | Meshed | None
Metro North | ELIZABETH DOWNS - SMITHFIELD WEST SD1686 | PV | MVA | 2025 | 0 | 66kV | Meshed | N-1
Metro North | ELIZABETH HEIGHTS - ELIZABETH DOWNS SD1501 | PV | MVA | 2025 | 0 | 66kV | Meshed | None
Metro North | ELIZABETH SOUTH - EDINBURGH SD1511 | PV | MVA | 2025 | 0 | 66kV | Meshed | None
Metro West | FINDON - FINDON TEE SD1520A | PV | MVA | 2025 | 0 | 66kV | Meshed | None
Metro West | FINDON TEE - FLINDERS PARK SD1520B | PV | MVA | 2025 | 0 | 66kV | Meshed | None
Metro West | FLINDERS PARK - NEW RICHMOND SD1521 | PV | MVA | 2025 | 0 | 66kV | Meshed | None
Metro West | FULHAM GARDENS - FINDON TEE SD1520C | PV | MVA | 2025 | 0 | 66kV | Meshed | None
Metro West | FULHAM GARDENS - HENLEY SOUTH #1 SD1519 | PV | MVA | 2025 | 0 | 66kV | Meshed | None
Metro West | FULHAM GARDENS - HENLEY SOUTH #2 SD1691 | PV | MVA | 2025 | 0 | 66kV | Meshed | None
Metro South | GLENELG NORTH TEE - GLENELG NORTH SD1584A | PV | MVA | 2025 | 0 | 66kV | Meshed | None
Metro South | GLENELG NORTH TEE - PLYMPTON SD1584B | PV | MVA | 2025 | 0 | 66kV | Meshed | None
Metro East | GOLDEN GROVE - INGLE FARM SD1647 | PV | MVA | 2025 | 0 | 66kV | Meshed | None
Metro South | HACKHAM - PORT NOARLUNGA SD1694A | PV | MVA | 2025 | 0 | 66kV | Meshed | None
Metro South | HAPPY VALLEY - HV/SAW TEE SD1591A | PV | MVA | 2025 | 0 | 66kV | Meshed | None
Metro South | HAPPY VALLEY - PANORAMA #1 SD1665 | PV | MVA | 2025 | 0 | 66kV | Meshed | None
Metro South | HAPPY VALLEY - PANORAMA #2 SD1666 | PV | MVA | 2025 | 0 | 66kV | Meshed | None
Metro South | HAPPY VALLEY - SEACOMBE #1 SD1566 | PV | MVA | 2025 | 0 | 66kV | Meshed | None
Metro South | HAPPY VALLEY - SEACOMBE #2 SD1590 | PV | MVA | 2025 | 0 | 66kV | Meshed | None
Metro East | HILLCREST - HOLDEN HILL SD1692 | PV | MVA | 2025 | 0 | 66kV | Meshed | None
Metro East | HINDLEY STREET - WHITMORE SQUARE SD1664 | PV | MVA | 2025 | 0 | 66kV | Meshed | None
Metro East | HINDLEY STREET TEE - HINDLEY STREET SD1659C | PV | MVA | 2025 | 0 | 66kV | Meshed | None
Metro East | HOLDEN HILL - CAMPBELLTOWN SD1660 | PV | MVA | 2025 | 0 | 66kV | Meshed | None
Metro East | HOLDEN HILL - HOPE VALLEY SD1554A | PV | MVA | 2025 | 0 | 66kV | Meshed | None
Metro East | HOPE VALLEY - TEA TREE GULLY SD1554B | PV | MVA | 2025 | 0 | 66kV | Meshed | None
Metro South | HV/SAW TEE - MORPHETT VALE EAST SD1591C | PV | MVA | 2025 | 0 | 66kV | Meshed | None
Metro East | KENT TOWN - KENT TOWN TEE SD1690 | PV | MVA | 2025 | 0 | 66kV | Meshed | None
Metro South | KESWICK - CLARENCE GARDENS SD1671 | PV | MVA | 2025 | 0 | 66kV | Radial | None
Metro South | KESWICK - NEW RICHMOND TEE SD1670A | PV | MVA | 2025 | 0 | 66kV | Meshed | N-1
Metro South | KESWICK - WHITMORE SQUARE TEE SD1669A | PV | MVA | 2025 | 0 | 66kV | Meshed | None
Metro West | KILBURN - CAVAN SD2014 | PV | MVA | 2025 | 0 | 66kV | Meshed | None
Metro West | KILBURN - CROYDON PARK SD1531 | PV | MVA | 2025 | 0 | 66kV | Meshed | None
Metro East | KILBURN SOUTH TEE - KILBURN SOUTH SD1658B | PV | MVA | 2025 | 0 | 66kV | Radial | None
Metro East | KILBURN SOUTH TEE - PROSPECT SD1658C | PV | MVA | 2025 | 0 | 66kV | Meshed | None
Metro West | KILKENNY - WOODVILLE SD1675 | PV | MVA | 2025 | 0 | 66kV | Meshed | None
Metro South | KINGSWOOD - NORTH UNLEY SD1574 | PV | MVA | 2025 | 0 | 66kV | Meshed | None
Metro West | LARGS NORTH - ADELAIDE BRIGHTON CEMENT SD1654 | PV | MVA | 2025 | 0 | 66kV | Meshed | None
Metro West | LEFEVRE - BLACKPOOL SD1693 | PV | MVA | 2025 | 0 | 66kV | Meshed | None
Metro South | LINDEN PARK - LINDEN PARK TEE SD1662A | PV | MVA | 2025 | 0 | 66kV | Meshed | None
Metro South | LOWER MITCHAM - KINGSWOOD SD1563 | PV | MVA | 2025 | 0 | 66kV | Meshed | None
Metro East | MAGILL - BURNSIDE SD1556 | PV | MVA | 2025 | 0 | 66kV | Radial | None
Metro East | MAGILL - KENT TOWN TEE SD1663A | PV | MVA | 2025 | 0 | 66kV | Meshed | None
Metro East | MAGILL - NORWOOD SD1543 | PV | MVA | 2025 | 0 | 66kV | Meshed | None
Metro South | MAGILL - URAIDLA TEE SD1662B | PV | MVA | 2025 | 0 | 66kV | Meshed | None
Metro East | MAGILL - WOODFORDE 2 SD1678 | PV | MVA | 2025 | 0 | 66kV | Radial | None
Metro East | MAGILL - WOODFORDE 3 SD1679 | PV | MVA | 2025 | 0 | 66kV | Radial | None
Metro South | MCLAREN FLAT - WILLUNGA SD1594A | PV | MVA | 2025 | 0 | 66kV | Meshed | N-1
Metro South | MORPHETT VALE EAST - CLARENDON SD1592 | PV | MVA | 2025 | 0 | 66kV | Radial | None
Metro South | MORPHETT VALE EAST - HACKHAM SD1694B | PV | MVA | 2025 | 0 | 66kV | Meshed | None
Metro South | MORPHETT VALE EAST - MCLAREN FLAT SD1594B | PV | MVA | 2025 | 0 | 66kV | Meshed | N-1
Metro South | MORPHETT VALE EAST - PORT STANVAC #1 SD1593 | PV | MVA | 2025 | 0 | 66kV | Meshed | None
Metro South | MORPHETT VALE EAST - PORT STANVAC #2 SD2010 | PV | MVA | 2025 | 0 | 66kV | Meshed | None
Metro South | MORPHETTVILLE - ASCOT PARK SD1586 | PV | MVA | 2025 | 0 | 66kV | Meshed | None
Metro South | MORPHETTVILLE - GLENELG NORTH TEE SD1584C | PV | MVA | 2025 | 0 | 66kV | Meshed | None
Metro South | MORPHETTVILLE - OAKLANDS SD1585 | PV | MVA | 2025 | 0 | 66kV | Meshed | None
Metro North | MUNNO PARA - ELIZABETH DOWNS SD2023 | PV | MVA | 2025 | 0 | 66kV | Meshed | None
Metro North | MUNNO PARA - EVANSTON SD1652 | PV | MVA | 2025 | 0 | 66kV | Meshed | N-1
Metro West | NEW OSBORNE - BLACKPOOL SD1518 | PV | MVA | 2025 | 0 | 66kV | Meshed | None
Metro West | NEW OSBORNE - GLANVILLE SD1527 | PV | MVA | 2025 | 0 | 66kV | Meshed | N-1
Metro West | NEW OSBORNE - LARGS NORTH SD1653 | PV | MVA | 2025 | 0 | 66kV | Meshed | None
Metro West | NEW OSBORNE - SMORGON STEEL RECYCLING SD1532A | PV | MVA | 2025 | 0 | 66kV | Meshed | None
Metro West | NEW RICHMOND - THEBARTON SD1516 | PV | MVA | 2025 | 0 | 66kV | Meshed | None
Metro South | NEW RICHMOND TEE - NEW RICHMOND SD1670B | PV | MVA | 2025 | 0 | 66kV | Meshed | None
Metro South | NEW RICHMOND TEE - PLYMPTON SD1670C | PV | MVA | 2025 | 0 | 66kV | Meshed | None
Metro South | NOARLUNGA CENTRE - PORT NOARLUNGA SD1668 | PV | MVA | 2025 | 0 | 66kV | Meshed | None
Metro East | NORTH ADELAIDE - HINDLEY STREET TEE SD1659A | PV | MVA | 2025 | 0 | 66kV | Meshed | None
Metro South | NORTH UNLEY - WHITMORE SQUARE TEE SD1669B | PV | MVA | 2025 | 0 | 66kV | Meshed | N-1
Metro East | NORTHFIELD - CLEARVIEW SD1549 | PV | MVA | 2025 | 0 | 66kV | Radial | None
Metro East | NORTHFIELD - DRY CREEK SD1657 | PV | MVA | 2025 | 0 | 66kV | Meshed | None
Metro East | NORTHFIELD - HARROW SD1535 | PV | MVA | 2025 | 0 | 66kV | Radial | None
Metro East | NORTHFIELD - HILLCREST SD1534 | PV | MVA | 2025 | 0 | 66kV | Meshed | None
Metro East | NORTHFIELD - HOLDEN HILL SD1539 | PV | MVA | 2025 | 0 | 66kV | Meshed | None
Metro East | NORTHFIELD - INGLE FARM #1 SD1548 | PV | MVA | 2025 | 0 | 66kV | Meshed | None
Metro East | NORTHFIELD - INGLE FARM #2 SD2019 | PV | MVA | 2025 | 0 | 66kV | Meshed | None
Metro East | NORWOOD - EAST TERRACE SD1545 | PV | MVA | 2025 | 0 | 66kV | Meshed | N-1
Metro East | NORWOOD - KENT TOWN SD1559 | PV | MVA | 2025 | 0 | 66kV | Meshed | None
Metro East | NORWOOD - LINDEN PARK SD1544 | PV | MVA | 2025 | 0 | 66kV | Meshed | None
Metro South | PANORAMA - ASCOT PARK SD1587 | PV | MVA | 2025 | 0 | 66kV | Meshed | None
Metro South | PANORAMA - BLACKWOOD SD1572 | PV | MVA | 2025 | 0 | 66kV | Radial | None
Metro South | PANORAMA - CUDMORE PARK SD1573 | PV | MVA | 2025 | 0 | 66kV | Radial | None
Metro South | PANORAMA - LINDEN PARK TEE SD1662C | PV | MVA | 2025 | 0 | 66kV | Meshed | None
Metro South | PANORAMA - LOWER MITCHAM SD1562 | PV | MVA | 2025 | 0 | 66kV | Meshed | None
Metro South | PANORAMA - TONSLEY EAST SD2035 | PV | MVA | 2025 | 0 | 66kV | Meshed | None
Metro North | PARA - ELIZABETH HEIGHTS SD1504 | PV | MVA | 2025 | 0 | 66kV | Meshed | None
Metro North | PARA - ELIZABETH SOUTH SD1503 | PV | MVA | 2025 | 0 | 66kV | Meshed | None
Metro North | PARAFIELD GARDENS - CAVAN SD1687 | PV | MVA | 2025 | 0 | 66kV | Meshed | None
Metro North | PARAFIELD GARDENS - SALISBURY SD1502 | PV | MVA | 2025 | 0 | 66kV | Meshed | None
Metro North | PARAFIELD GARDENS WEST - BOLIVAR SD1683 | PV | MVA | 2025 | 0 | 66kV | Radial | None
Metro North | PARAFIELD GARDENS WEST - PARAFIELD GARDENS SD1682 | PV | MVA | 2025 | 0 | 66kV | Meshed | N-1
Metro North | PARAFIELD GARDENS WEST - PARALOWIE SD1510 | PV | MVA | 2025 | 0 | 66kV | Meshed | None
Metro North | PENFIELD - DIREK SD1685 | PV | MVA | 2025 | 0 | 66kV | Meshed | None
Metro North | PENFIELD - ELIZABETH SOUTH SD1509 | PV | MVA | 2025 | 0 | 66kV | Meshed | None
Metro South | PLYMPTON - GLENELG NORTH SD1583 | PV | MVA | 2025 | 0 | 66kV | Meshed | None
Metro West | PORT ADELAIDE - CHELTENHAM SD1646 | PV | MVA | 2025 | 0 | 66kV | Meshed | None
Metro West | PORT ADELAIDE NORTH - ATHOL PARK TEE SD1677B | PV | MVA | 2025 | 0 | 66kV | Meshed | None
Metro South | PORT NOARLUNGA - SEAFORD SD1676A | PV | MVA | 2025 | 0 | 66kV | Meshed | N-1
Metro South | PORT STANVAC - LONSDALE SD1673 | PV | MVA | 2025 | 0 | 66kV | Meshed | None
Metro South | PORT STANVAC - NOARLUNGA CENTRE SD1667 | PV | MVA | 2025 | 0 | 66kV | Meshed | None
Metro East | PROSPECT - CROYDON SD2024 | PV | MVA | 2025 | 0 | 66kV | Meshed | None
Metro West | QUEENSTOWN - GLANVILLE SD1526 | PV | MVA | 2025 | 0 | 66kV | Meshed | None
Metro South | SEACOMBE - OAKLANDS SD1565 | PV | MVA | 2025 | 0 | 66kV | Meshed | None
Metro South | SEACOMBE - SHEIDOW PARK SD1672 | PV | MVA | 2025 | 0 | 66kV | Meshed | None
Metro South | SEAFORD - ALDINGA SD1676B | PV | MVA | 2025 | 0 | 66kV | Meshed | N-1
Metro South | SHEIDOW PARK - LONSDALE SD2009 | PV | MVA | 2025 | 0 | 66kV | Meshed | None
Metro North | SMITHFIELD WEST - ANGLE VALE SD1650 | PV | MVA | 2025 | 0 | 66kV | Meshed | None
Metro West | SMORGON STEEL RECYCLING - PORT ADELAIDE NORTH SD1532B | PV | MVA | 2025 | 0 | 66kV | Meshed | None
Metro North | ST KILDA - VIRGINIA SD1684 | PV | MVA | 2025 | 0 | 66kV | Radial | None
Metro East | TEA TREE GULLY - GOLDEN GROVE SD1638 | PV | MVA | 2025 | 0 | 66kV | Meshed | None
Metro West | THEBARTON - CROYDON SD1522 | PV | MVA | 2025 | 0 | 66kV | Meshed | None
Metro South | TONSLEY EAST - TONSLEY PARK SD1588 | PV | MVA | 2025 | 0 | 66kV | Meshed | None
Metro South | TONSLEY PARK - SEACOMBE SD1564 | PV | MVA | 2025 | 0 | 66kV | Meshed | None
Metro West | TORRENS ISLAND - ATHOL PARK TEE SD1677C | PV | MVA | 2025 | 0 | 66kV | Meshed | None
Metro West | TORRENS ISLAND - KILBURN SD1656 | PV | MVA | 2025 | 0 | 66kV | Meshed | None
Metro South | URAIDLA TEE - LINDEN PARK TEE SD1662D | PV | MVA | 2025 | 0 | 66kV | Meshed | None
Metro North | VIRGINIA - VIRGINIA TEE SD2022A | PV | MVA | 2025 | 0 | 66kV | Radial | None
Metro North | VIRGINIA TEE - TWO WELLS SD2022B | PV | MVA | 2025 | 0 | 66kV | Radial | None
Metro East | WHITMORE SQUARE - KENT TOWN TEE SD1663B | PV | MVA | 2025 | 0 | 66kV | Meshed | None
Metro East | WHITMORE SQUARE - WHITMORE SQUARE TEE SD1669C | PV | MVA | 2025 | 0 | 66kV | Meshed | None
Metro West | WOODVILLE - FINDON SD1524 | PV | MVA | 2025 | 0 | 66kV | Meshed | None
Metro West | WOODVILLE - QUEENSTOWN SD1525 | PV | MVA | 2025 | 0 | 66kV | Meshed | None
Eastern Hills | MOUNT BARKER DISTRIBUTION - MOUNT BARKER SOUTH SD2012 | PV | MVA | 2025 | 0 | 66kV | Meshed | None
Eastern Hills | MOUNT BARKER DISTRIBUTION - BALHANNAH SD1598 | PV | MVA | 2025 | 58.1313 | 66kV | Radial | None
Eastern Hills | BALHANNAH - URAIDLA SD1599 | PV | MVA | 2025 | 27.5623 | 66kV | Radial | None
Eastern Hills | URAIDLA - MAGILL (METRO SOUTH TIE) SD1662E | PV | MVA | 2025 | 0 | 66kV | Radial | None
Eastern Hills | MOUNT BARKER DISTRIBUTION - HAHNDORF SD1596 | PV | MVA | 2025 | 7.0899 | 66kV | Radial | None
Eastern Hills | MOUNT BARKER SOUTH - MEADOWS SD1597 | PV | MVA | 2025 | 10.1351 | 66kV | Radial | None
Eastern Hills | MOUNT BARKER SOUTH - STRATHALBYN EAST TEE SD1601A | PV | MVA | 2025 | 20.9954 | 66kV | Radial | None
Eastern Hills | STRATHALBYN EAST TEE - STRATHALBYN SD1601B | PV | MVA | 2025 | 20.9954 | 66kV | Radial | None
Eastern Hills | STRATHALBYN - BELVIDERE SD1602 | PV | MVA | 2025 | 6.901 | 66kV | Radial | None
Eastern Hills | BELVIDERE - MILANG SD1603 | PV | MVA | 2025 | 3.7642 | 66kV | Radial | None
Eastern Hills | BELVIDERE - LANGHORNE CREEK SD1604 | PV | MVA | 2025 | 3.1369 | 66kV | Radial | None
Eyre Peninsula | YADNARIE - CLEVE SD1609 | PV | MVA | 2025 | 5.0832 | 66kV | Radial | None
Eyre Peninsula | YADNARIE - RUDALL SD1610 | PV | MVA | 2025 | 3.2072 | 66kV | Radial | None
Eyre Peninsula | RUDALL - DARKE PEAK SD1611 | PV | MVA | 2025 | 2.4927 | 66kV | Radial | None
Eyre Peninsula | DARKE PEAK - CARALUE SD1612 | PV | MVA | 2025 | 2.2587 | 66kV | Radial | None
Eyre Peninsula | RUDALL - LOCK SD1613 | PV | MVA | 2025 | 0.61638 | 66kV | Radial | None
Eyre Peninsula | LOCK - POLDA SD1614 | PV | MVA | 2025 | 0 | 66kV | Radial | None
Eyre Peninsula | WUDINNA - POLDA SD1615 | PV | MVA | 2025 | 0.93355 | 66kV | Radial | None
Eyre Peninsula | WUDINNA - MOORKITABIE SD1605 | PV | MVA | 2025 | 12.3137 | 66kV | Radial | None
Eyre Peninsula | MOORKITABIE - TARLTON SD1606 | PV | MVA | 2025 | 11.7931 | 66kV | Radial | None
Eyre Peninsula | TARLTON - STREAKY BAY SD1607 | PV | MVA | 2025 | 6.4435 | 66kV | Radial | None
Eyre Peninsula | TARLTON - CEDUNA SD1608 | PV | MVA | 2025 | 4.9827 | 66kV | Radial | None
Riverland | NORTH WEST BEND - MORGAN TEE SD1616 | PV | MVA | 2025 | 15.1123 | 66kV | Radial | None
Riverland | MORGAN TEE - CORDOLA SD1617 | PV | MVA | 2025 | 14.1262 | 66kV | Radial | None
Riverland | CORDOLA - ROONKA SD1618 | PV | MVA | 2025 | 13.2969 | 66kV | Radial | None
Riverland | ROONKA - PORTEE SD1619 | PV | MVA | 2025 | 9.7557 | 66kV | Radial | None
Riverland | PORTEE - SWAN REACH SD1620 | PV | MVA | 2025 | 9.5125 | 66kV | Radial | None
Riverland | NORTH WEST BEND - CADELL SD1622 | PV | MVA | 2025 | 12.3039 | 66kV | Radial | None
Riverland | CADELL - QUALCO SD1623 | PV | MVA | 2025 | 10.3045 | 66kV | Radial | None
Riverland | QUALCO - RAMCO SD1624 | PV | MVA | 2025 | 9.7214 | 66kV | Radial | None
Riverland | RAMCO - WAIKERIE SD1625 | PV | MVA | 2025 | 5.9165 | 66kV | Radial | None
Riverland | BERRI - GLOSSOP SD1626 | PV | MVA | 2025 | 20.1718 | 66kV | Radial | None
Riverland | GLOSSOP - LOVEDAY SD1627 | PV | MVA | 2025 | 14.7536 | 66kV | Radial | None
Riverland | LOVEDAY - WOOLPUNDA SD1628 | PV | MVA | 2025 | 0.59872 | 66kV | Radial | None
Riverland | WOOLPUNDA - WAIKERIE SD1629 | PV | MVA | 2025 | 0 | 66kV | Radial | None
Riverland | BERRI - LOXTON SD1630 | PV | MVA | 2025 | 15.0442 | 66kV | Radial | None
Riverland | LOXTON - PYAP SD1631 | PV | MVA | 2025 | 7.0918 | 66kV | Radial | None
Riverland | BERRI - RENMARK SD1632 | PV | MVA | 2025 | 28.2134 | 66kV | Radial | None
Riverland | RENMARK - PARINGA SD1633 | PV | MVA | 2025 | 4.0094 | 66kV | Radial | None
Riverland | BERRI - LYRUP SD1634 | PV | MVA | 2025 | 2.3199 | 66kV | Radial | None
Metro South | WILLUNGA - MYPONGA SD1568 | PV | MVA | 2025 | 24.7581 | 66kV | Radial | None
Metro South | MYPONGA - YANKALILLA SD1569 | PV | MVA | 2025 | 18.1524 | 66kV | Radial | None
Metro South | YANKALILLA - CAPE JERVIS SD1689 | PV | MVA | 2025 | 7.7857 | 66kV | Radial | None
Metro South | WILLUNGA - SQUARE WATER HOLE SD1570 | PV | MVA | 2025 | 60.3107 | 66kV | Radial | None
Metro South | SQUARE WATER HOLE - VICTOR HARBOR SD1595 | PV | MVA | 2025 | 33.0087 | 66kV | Radial | None
Metro South | SQUARE WATER HOLE - GOOLWA SD1571 | PV | MVA | 2025 | 21.3963 | 66kV | Radial | None
Eastern Hills | BALHANNAH - WOODSIDE SD41100 | PV | MVA | 2025 | 11.7043 | 33kV | Radial | None
Eastern Hills | BALHANNAH - VERDUN TEE SD41200 | PV | MVA | 2025 | 6.7425 | 33kV | Radial | None
Eastern Hills | VERDUN TEE - ALDGATE TEE SD41200 | PV | MVA | 2025 | 0.04922 | 33kV | Radial | None
Eastern Hills | VERDUN TEE - MYLOR SD41200 | PV | MVA | 2025 | 5.1952 | 33kV | Radial | None
Eastern Hills | BALHANNAH - NAIRNE TEE SD41300 | PV | MVA | 2025 | 12.1222 | 33kV | Radial | None
Eastern Hills | NAIRNE TEE - NAIRNE SD41300 | PV | MVA | 2025 | 10.5454 | 33kV | Radial | None
Eastern Hills | NAIRNE TEE - BRUKUNGA SD41300 | PV | MVA | 2025 | 0.56358 | 33kV | Radial | None
Eastern Hills | URAIDLA - PICCADILLY TEE SD42100 | PV | MVA | 2025 | 19.9167 | 33kV | Radial | None
Eastern Hills | PICCADILLY TEE - PICCADILLY EOL SD42100 | PV | MVA | 2025 | 2.325 | 33kV | Radial | None
Eastern Hills | PICCADILLY TEE - ALDGATE TEE SD42100 | PV | MVA | 2025 | 17.5917 | 33kV | Radial | None
Eastern Hills | ALDGATE TEE - ALDGATE SD42100 | PV | MVA | 2025 | 8.5198 | 33kV | Radial | None
Eastern Hills | ANGAS CREEK - BIRDWOOD TEE SD38100 | PV | MVA | 2025 | 8.9599 | 33kV | Radial | None
Eastern Hills | BIRDWOOD TEE - GUMERACHA RURAL SD38100 | PV | MVA | 2025 | 1.114 | 33kV | Radial | None
Eastern Hills | BIRDWOOD TEE - BIRDWOOD SD38100 | PV | MVA | 2025 | 7.8459 | 33kV | Radial | None
Eastern Hills | BIRDWOOD - MOUNT PLEASANT TEE SD38100 | PV | MVA | 2025 | 3.8937 | 33kV | Radial | None
Eastern Hills | MOUNT PLEASANT TEE - PALMER RURAL SD38100 | PV | MVA | 2025 | 1.1481 | 33kV | Radial | None
Eastern Hills | MOUNT PLEASANT TEE - MOUNT PLEASANT SD38100 | PV | MVA | 2025 | 2.7456 | 33kV | Radial | None
Eastern Hills | ANGAS CREEK - ANGAS CREEK TEE SD38200 | PV | MVA | 2025 | 15.3984 | 33kV | Radial | None
Eastern Hills | ANGAS CREEK TEE - LOBETHAL SD38200 | PV | MVA | 2025 | 9.2837 | 33kV | Radial | None
Eastern Hills | LOBETHAL - WOODSIDE SD38200 | PV | MVA | 2025 | 0 | 33kV | Radial | None
Eastern Hills | ANGAS CREEK TEE - GUMERACHA WEIR SD38200 | PV | MVA | 2025 | 6.1148 | 33kV | Radial | None
Eastern Hills | GUMERACHA WEIR - HOUGHTON SD38200 | PV | MVA | 2025 | 3.9405 | 33kV | Radial | None
Eastern Hills | GUMERACHA WEIR - KERSBROOK SD38200 | PV | MVA | 2025 | 1.9914 | 33kV | Radial | None
Eastern Hills | KERSBROOK - WILLIAMSTOWN SOUTH TEE SD38200 | PV | MVA | 2025 | 1.2983 | 33kV | Radial | None
Eastern Hills | GUMERACHA WEIR - GUMERACHA RURAL SD38200 | PV | MVA | 2025 | 0 | 33kV | Radial | None
Eyre Peninsula | WHYALLA CENTRAL - WHYALLA CITY 1 SD56101 | PV | MVA | 2025 | 14.8275 | 33kV | Radial | None
Eyre Peninsula | WHYALLA CENTRAL - WHYALLA CITY 2 SD56102 | PV | MVA | 2025 | 0 | 33kV | Radial | None
Eyre Peninsula | WHYALLA CENTRAL - WHYALLA STUART SD56201 | PV | MVA | 2025 | 11.7437 | 33kV | Radial | None
Eyre Peninsula | WHYALLA CENTRAL - WHYALLA NORTH TEE SD56301 | PV | MVA | 2025 | 10.581 | 33kV | Radial | None
Eyre Peninsula | WHYALLA NORTH TEE - WHYALLA TERMINAL SD56301 | PV | MVA | 2025 | 0 | 33kV | Radial | None
Eyre Peninsula | WHYALLA NORTH TEE - WHYALLA SOLAR SD56301 | PV | MVA | 2025 | 10.581 | 33kV | Radial | None
Eyre Peninsula | WHYALLA SOLAR - WHYALLA NORTH SD56301 | PV | MVA | 2025 | 0.19705 | 33kV | Radial | None
Eyre Peninsula | PORT LINCOLN TERMINAL - PORT LINCOLN CITY TEE PL32 | PV | MVA | 2025 | 9.1323 | 33kV | Radial | None
Eyre Peninsula | PORT LINCOLN CITY TEE - PORT LINCOLN CITY PL32 | PV | MVA | 2025 | 0 | 33kV | Radial | None
Eyre Peninsula | PORT LINCOLN CITY TEE - PORT LINCOLN MARINA TEE PL32 | PV | MVA | 2025 | 9.1323 | 33kV | Radial | None
Eyre Peninsula | PORT LINCOLN MARINA TEE - PORT LINCOLN DOCKS PL32 | PV | MVA | 2025 | 3.1774 | 33kV | Radial | None
Eyre Peninsula | PORT LINCOLN MARINA TEE - PORT LINCOLN MARINA PL32 | PV | MVA | 2025 | 5.9549 | 33kV | Radial | None
Eyre Peninsula | PORT LINCOLN TERMINAL - PORT LINCOLN CITY SD61101 | PV | MVA | 2025 | 12.5397 | 33kV | Radial | None
Eyre Peninsula | PORT LINCOLN TERMINAL - POONINDIE TEE PL34 | PV | MVA | 2025 | 7.7462 | 33kV | Radial | None
Eyre Peninsula | POONINDIE TEE - POONINDIE PL34 | PV | MVA | 2025 | 0.72956 | 33kV | Radial | None
Eyre Peninsula | POONINDIE - POINT BOSTON PL34 | PV | MVA | 2025 | 0.10719 | 33kV | Radial | None
Eyre Peninsula | POONINDIE TEE - TOD RIVER PL34 | PV | MVA | 2025 | 6.7999 | 33kV | Radial | None
Eyre Peninsula | TOD RIVER - CUMMINS CM36 | PV | MVA | 2025 | 3.7573 | 33kV | Radial | None
Eyre Peninsula | TOD RIVER - TUMBY BAY CM35 | PV | MVA | 2025 | 2.9386 | 33kV | Radial | None
Eyre Peninsula | PORT LINCOLN TERMINAL - ULEY SOUTH TEE PL33 | PV | MVA | 2025 | 2.8991 | 33kV | Radial | None
Eyre Peninsula | ULEY SOUTH TEE - ULEY SOUTH PL33 | PV | MVA | 2025 | 0 | 33kV | Radial | None
Eyre Peninsula | ULEY SOUTH TEE - ULEY PL33 | PV | MVA | 2025 | 2.8991 | 33kV | Radial | None
Eyre Peninsula | ULEY - COFFIN BAY PL33 | PV | MVA | 2025 | 2.2808 | 33kV | Radial | None
Eyre Peninsula | CLEVE - COWELL SD53100 | PV | MVA | 2025 | 2.4263 | 33kV | Radial | None
Eyre Peninsula | CLEVE - BOOTHBY SD55100 | PV | MVA | 2025 | 0.9892 | 33kV | Radial | None
Eyre Peninsula | BOOTHBY - PUMPING STATION ROAD SD55100 | PV | MVA | 2025 | 0.9892 | 33kV | Radial | None
Eyre Peninsula | PUMPING STATION ROAD - ARNO BAY SD55100 | PV | MVA | 2025 | 0.71493 | 33kV | Radial | None
Mid North | BRINKWORTH - YACKA TEE SD33100 | PV | MVA | 2025 | 1.8608 | 33kV | Radial | None
Mid North | YACKA TEE - YACKA RURAL SD33100 | PV | MVA | 2025 | 0.11391 | 33kV | Radial | None
Mid North | YACKA TEE - SPALDING TEE SD33100 | PV | MVA | 2025 | 1.7469 | 33kV | Radial | None
Mid North | SPALDING TEE - GEORGETOWN SD33100 | PV | MVA | 2025 | 0.59043 | 33kV | Radial | None
Mid North | GEORGETOWN - GLADSTONE SD33100 | PV | MVA | 2025 | 0 | 33kV | Radial | None
Mid North | SPALDING TEE - SPALDING SD33100 | PV | MVA | 2025 | 1.095 | 33kV | Radial | None
Mid North | BRINKWORTH - MERRITON SD33300 | PV | MVA | 2025 | 0.52543 | 33kV | Radial | None
Mid North | BRINKWORTH - BRINKWORTH TEE SD33200 | PV | MVA | 2025 | 2.9484 | 33kV | Radial | None
Mid North | BRINKWORTH TEE - YACKA RURAL SD33200 | PV | MVA | 2025 | 0 | 33kV | Radial | None
Mid North | BRINKWORTH TEE - BLYTH TOWNSHIP SD33200 | PV | MVA | 2025 | 2.9484 | 33kV | Radial | None
Mid North | BLYTH TOWNSHIP - CLARE NORTH TEE SD33200 | PV | MVA | 2025 | 0.099144 | 33kV | Radial | None
Mid North | BLYTH TOWNSHIP - BALAKLAVA TOWNSHIP SD33200 | PV | MVA | 2025 | 1.6329 | 33kV | Radial | None
Mid North | WATERLOO DISTRIBUTION - RIVERTON TEE SD36400 | PV | MVA | 2025 | 5.0909 | 33kV | Radial | N
Mid North | RIVERTON TEE - AUBURN TEE SD36400 | PV | MVA | 2025 | 3.116 | 33kV | Radial | None
Mid North | AUBURN TEE - AUBURN SD36400 | PV | MVA | 2025 | 3.1043 | 33kV | Radial | None
Mid North | RIVERTON TEE - RIVERTON SD36400 | PV | MVA | 2025 | 1.9749 | 33kV | Radial | None
Mid North | WATERLOO DISTRIBUTION - WATERLOO RURAL SD36201 | PV | MVA | 2025 | 0.9499 | 33kV | Radial | None
Mid North | WATERLOO RURAL - ROBERTSTOWN SD36201 | PV | MVA | 2025 | 0.9499 | 33kV | Radial | None
Mid North | WATERLOO DISTRIBUTION - PORTERS LAGOON SD36101 | PV | MVA | 2025 | 0.26544 | 33kV | Radial | None
Mid North | PORTERS LAGOON - HANSON SD36101 | PV | MVA | 2025 | 0 | 33kV | Radial | None
Mid North | WATERLOO DISTRIBUTION - WATERLOO TOWN SD36300 | PV | MVA | 2025 | 3.1292 | 33kV | Radial | None
Mid North | WATERLOO TOWN - EUDUNDA TEE SD36300 | PV | MVA | 2025 | 2.9303 | 33kV | Radial | None
Mid North | EUDUNDA TEE - EUDUNDA SD36300 | PV | MVA | 2025 | 1.7176 | 33kV | Radial | None
Mid North | EUDUNDA TEE - KAPUNDA RURAL SD36300 | PV | MVA | 2025 | 0 | 33kV | Radial | None
Mid North | TEMPLERS - WASLEYS SD37402 | PV | MVA | 2025 | 6.6837 | 33kV | Radial | None
Mid North | WASLEYS - MALLALA SD37402 | PV | MVA | 2025 | 4.4146 | 33kV | Radial | None
Mid North | TEMPLERS - HAMLEY BRIDGE SD37101 | PV | MVA | 2025 | 4.0457 | 33kV | Radial | None
Mid North | HAMLEY BRIDGE - BALAKLAVA RURAL SD37102 | PV | MVA | 2025 | 2.0881 | 33kV | Radial | None
Mid North | TEMPLERS - FREELING NORTH TEE SD37200 | PV | MVA | 2025 | 10.7565 | 33kV | Radial | None
Mid North | FREELING NORTH TEE - KAPUNDA RURAL SD37200 | PV | MVA | 2025 | 5.7866 | 33kV | Radial | N
Mid North | TEMPLERS - DAVEYSTON TOWNSHIP SD37301 | PV | MVA | 2025 | 1.6332 | 33kV | Radial | None
Mid North | TEMPLERS - GAWLER BELT TEE SD37501 | PV | MVA | 2025 | 11.3886 | 33kV | Radial | None
Mid North | GAWLER BELT TEE - EVANSTON SD60101 | PV | MVA | 2025 | 0 | 33kV | Radial | None
Mid North | DORRIEN - NURIOOTPA TEE SD52100 | PV | MVA | 2025 | 14.8073 | 33kV | Radial | N
Mid North | NURIOOTPA TEE - NURIOOTPA SD52100 | PV | MVA | 2025 | 9.5874 | 33kV | Radial | None
Mid North | NURIOOTPA TEE - STOCKWELL SD52100 | PV | MVA | 2025 | 5.2198 | 33kV | Radial | None
Mid North | DORRIEN - ANGASTON NO 1 SD52201 | PV | MVA | 2025 | 0 | 33kV | Meshed | None
Mid North | DORRIEN - ANGASTON NO 2 SD52202 | PV | MVA | 2025 | 0 | 33kV | Meshed | None
Mid North | DORRIEN - BAROSSA SOUTH SD52300 | PV | MVA | 2025 | 15.0888 | 33kV | Radial | None
Mid North | BAROSSA SOUTH TEE - LYNDOCH TEE SD52300 | PV | MVA | 2025 | 11.63 | 33kV | Radial | None
Mid North | LYNDOCH TEE - LYNDOCH SD52300 | PV | MVA | 2025 | 8.5993 | 33kV | Radial | None
Mid North | LYNDOCH TEE - SANDY CREEK TEE SD52300 | PV | MVA | 2025 | 3.0306 | 33kV | Radial | None
Mid North | SANDY CREEK TEE - SANDY CREEK SD52300 | PV | MVA | 2025 | 2.9074 | 33kV | Radial | None
Mid North | SANDY CREEK TEE - EVANSTON TEE SD52300 | PV | MVA | 2025 | 0.12324 | 33kV | Radial | None
Mid North | LYNDOCH - WILLIAMSTOWN SD52300 | PV | MVA | 2025 | 5.052 | 33kV | Radial | None
Mid North | WILLIAMSTOWN - WILLIAMSTOWN SOUTH TEE SD52300 | PV | MVA | 2025 | 2.8897 | 33kV | Radial | None
Mid North | WILLIAMSTOWN SOUTH TEE - WILLIAMSTOWN SOUTH SD52300 | PV | MVA | 2025 | 2.8897 | 33kV | Radial | None
Mid North | WILLIAMSTOWN SOUTH TEE - ANGAS CREEK TIE SD52300 | PV | MVA | 2025 | 0 | 33kV | Radial | None
Mid North | CLARE NORTH - CLARE NO 1 SD57101 | PV | MVA | 2025 | 0 | 33kV | Meshed | None
Mid North | CLARE NORTH - CLARE NORTH TEE SD57102 | PV | MVA | 2025 | 0 | 33kV | Meshed | None
Mid North | CLARE NORTH TEE - CLARE NO 2 SD57102 | PV | MVA | 2025 | 0 | 33kV | Meshed | None
Mid North | CLARE - FARRELL FLAT SD57100 | PV | MVA | 2025 | 2.2116 | 33kV | Radial | None
Mid North | FARRELL FLAT - WATERLOO TIE SD57100 | PV | MVA | 2025 | 0 | 33kV | Radial | None
Mid North | FARRELL FLAT - BURRA SD57100 | PV | MVA | 2025 | 2.2116 | 33kV | Radial | None
Murraylands | MANNUM - PALMER TEE SD39200 | PV | MVA | 2025 | 1.8489 | 33kV | Radial | None
Murraylands | PALMER TEE - MANNUM ROAD RANDELL ROAD INT SD39200 | PV | MVA | 2025 | 0 | 33kV | Radial | None
Murraylands | PALMER TEE - CAMBRAI TEE SD39200 | PV | MVA | 2025 | 1.8489 | 33kV | Radial | None
Murraylands | CAMBRAI TEE - CAMBRAI SD39200 | PV | MVA | 2025 | 1.7171 | 33kV | Radial | None
Murraylands | CAMBRAI TEE - PALMER RURAL SD39200 | PV | MVA | 2025 | 0.13182 | 33kV | Radial | None
Murraylands | MANNUM - TEAL FLAT TEE SD39100 | PV | MVA | 2025 | 3.7794 | 33kV | Radial | None
Murraylands | TEAL FLAT TEE - TEAL FLAT SD39100 | PV | MVA | 2025 | 1.6417 | 33kV | Radial | None
Murraylands | TEAL FLAT TEE - SWAN REACH SD39100 | PV | MVA | 2025 | 1.8401 | 33kV | Radial | None
Murraylands | MANNUM - CALOOTE TEE SD39300 | PV | MVA | 2025 | 16.3035 | 33kV | Radial | None
Murraylands | CALOOTE TEE - CALOOTE SD39300 | PV | MVA | 2025 | 1.7526 | 33kV | Radial | None
Murraylands | CALOOTE TEE - MOBILONG TIE SD39300 | PV | MVA | 2025 | 1.7526 | 33kV | Radial | None
Murraylands | MANNUM - MANNUM RURAL SD39300 | PV | MVA | 2025 | 0 | 33kV | Radial | None
Murraylands | MANNUM RURAL - MANNUM TOWN TEE SD39300 | PV | MVA | 2025 | 9.3132 | 33kV | Radial | None
Murraylands | MANNUM TOWN TEE - MANNUM ROAD RANDELL ROAD INT SD39300 | PV | MVA | 2025 | 4.8632 | 33kV | Radial | None
Murraylands | MANNUM TOWN TEE - PELLARING FLAT TEE SD39300 | PV | MVA | 2025 | 0 | 33kV | Radial | None
Murraylands | PELLARING FLAT TEE - MANNUM TOWN SD39300 | PV | MVA | 2025 | 4.8632 | 33kV | Radial | None
Murraylands | MOBILONG DISTRIBUTION - MOBILONG SD43100 | PV | MVA | 2025 | 20.9489 | 33kV | Radial | None
Murraylands | MOBILONG - MOBILONG TEE SD43100 | PV | MVA | 2025 | 20.9489 | 33kV | Radial | None
Murraylands | MOBILONG TEE - MYPOLONGA TIE SD43100 | PV | MVA | 2025 | 0 | 33kV | Radial | None
Murraylands | MOBILONG TEE - MURRAY BRIDGE NORTH TEE SD43100 | PV | MVA | 2025 | 20.9489 | 33kV | Radial | None
Murraylands | MURRAY BRIDGE NORTH TEE - MURRAY BRIDGE NORTH SD43100 | PV | MVA | 2025 | 0 | 33kV | Radial | None
Murraylands | MURRAY BRIDGE NORTH TEE - MURRAY BRIDGE SOUTH TEE SD43100 | PV | MVA | 2025 | 15.9989 | 33kV | Radial | None
Murraylands | MURRAY BRIDGE SOUTH TEE - MURRAY BRIDGE SOUTH SD43100 | PV | MVA | 2025 | 15.9989 | 33kV | Radial | None
Murraylands | MURRAY BRIDGE SOUTH TEE - MURRAY BRIDGE TOWNSHIP SD43100 | PV | MVA | 2025 | 0 | 33kV | Radial | None
Murraylands | MOBILONG DISTRIBUTION - MOBILONG SD43200 | PV | MVA | 2025 | 20.9489 | 33kV | Radial | None
Murraylands | MOBILONG - MONARTO TEE SD43200 | PV | MVA | 2025 | 20.9945 | 33kV | Radial | None
Murraylands | MONARTO TEE - MURRAY BRIDGE NORTH SD43200 | PV | MVA | 2025 | 17.0426 | 33kV | Radial | None
Murraylands | MONARTO TEE - MONARTO SOUTH TEE SD43200 | PV | MVA | 2025 | 3.952 | 33kV | Radial | None
Murraylands | MONARTO SOUTH TEE - MONARTO SOUTH SD43200 | PV | MVA | 2025 | 3.3766 | 33kV | Radial | None
Murraylands | MONARTO SOUTH TEE - MONARTO CENTRAL SD43200 | PV | MVA | 2025 | 0.57536 | 33kV | Radial | None
Murraylands | MOBILONG DISTRIBUTION - MOBILONG SD43300 | PV | MVA | 2025 | 8.4647 | 33kV | Radial | None
Murraylands | MOBILONG - PALLAMANA TEE SD43300 | PV | MVA | 2025 | 8.4647 | 33kV | Radial | None
Murraylands | PALLAMANA TEE - MYPOLONGA TEE SD43300 | PV | MVA | 2025 | 8.4647 | 33kV | Radial | None
Murraylands | MYPOLONGA TEE - MYPOLONGA SD43300 | PV | MVA | 2025 | 3.5147 | 33kV | Radial | None
Murraylands | MYPOLONGA - MYPOLONGA EOL SD43300 | PV | MVA | 2025 | 0 | 33kV | Radial | None
Murraylands | MYPOLONGA TEE - CALOOTE TEE SD43300 | PV | MVA | 2025 | 4.95 | 33kV | Radial | None
Murraylands | TAILEM BEND - PUMP STATION TEE SD40101 | PV | MVA | 2025 | 12.3552 | 33kV | Radial | None
Murraylands | PUMP STATION TEE - TAILEM BEND RURAL SD40101 | PV | MVA | 2025 | 0 | 33kV | Radial | None
Murraylands | TAILEM BEND RURAL - TAILEM BEND EOL SD40101 | PV | MVA | 2025 | 0 | 33kV | Radial | None
Murraylands | PUMP STATION TEE - TAILEM BEND TOWN TEE SD40101 | PV | MVA | 2025 | 12.3552 | 33kV | Radial | None
Murraylands | TAILEM BEND TOWN TEE - TAILEM BEND TOWN SD40101 | PV | MVA | 2025 | 3.2733 | 33kV | Radial | None
Murraylands | TAILEM BEND TOWN TEE - JERVOIS SD40101 | PV | MVA | 2025 | 9.0819 | 33kV | Radial | None
Murraylands | JERVOIS - JERVOIS FLAT 1 TEE SD40102 | PV | MVA | 2025 | 7.9168 | 33kV | Radial | None
Murraylands | JERVOIS FLAT 1 TEE - JERVOIS FLAT 2 TEE SD40102 | PV | MVA | 2025 | 5.7168 | 33kV | Radial | None
Murraylands | JERVOIS FLAT 2 TEE - WOODS POINT SD40102 | PV | MVA | 2025 | 5.7168 | 33kV | Radial | None
Murraylands | WOODS POINT - WHITE SANDS TEE SD40103 | PV | MVA | 2025 | 0 | 33kV | Radial | None
Murraylands | WHITE SANDS TEE - WHITE SANDS SD40103 | PV | MVA | 2025 | 0 | 33kV | Radial | None
Murraylands | WHITE SANDS TEE - MURRAY BRIDGE TOWNSHIP SD40103 | PV | MVA | 2025 | 0 | 33kV | Radial | None
Murraylands | TAILEM BEND - SUBSTATION ROAD TEE SD40200 | PV | MVA | 2025 | 13.9622 | 33kV | Radial | None
Murraylands | SUBSTATION ROAD TEE - SUBSTATION ROAD SD40200 | PV | MVA | 2025 | 0 | 33kV | Radial | None
Murraylands | SUBSTATION ROAD TEE - MALLEE HWY SD40200 | PV | MVA | 2025 | 13.9622 | 33kV | Radial | None
Murraylands | MALLEE HWY - MOORLANDS SWER SD40200 | PV | MVA | 2025 | 8.8842 | 33kV | Radial | None
Murraylands | MALLEE HWY - ELWOMPLE SD40200 | PV | MVA | 2025 | 5.078 | 33kV | Radial | None
Murraylands | MOORLANDS SWER - COOMANDOOK SD40200 | PV | MVA | 2025 | 8.7386 | 33kV | Radial | None
Murraylands | COOMANDOOK - COONALPYN SD40200 | PV | MVA | 2025 | 8.5291 | 33kV | Radial | None
Murraylands | COONALPYN - BINNIES TEE SD40300 | PV | MVA | 2025 | 2.9003 | 33kV | Radial | N
Murraylands | BINNIES TEE - BINNIES SD40300 | PV | MVA | 2025 | 0.031584 | 33kV | Radial | None
Murraylands | BINNIES TEE - MENINGIE SD40300 | PV | MVA | 2025 | 2.8271 | 33kV | Radial | None
Murraylands | MENINGIE - CAMPBELL PARK TEE SD40400 | PV | MVA | 2025 | 0.60532 | 33kV | Radial | None
Murraylands | CAMPBELL PARK TEE - CAMPBELL PARK SD40400 | PV | MVA | 2025 | 0.25019 | 33kV | Radial | None
Murraylands | CAMPBELL PARK TEE - NARRUNG SD40400 | PV | MVA | 2025 | 0.35513 | 33kV | Radial | None
Murraylands | TAILEM BEND - SHERLOCK SD40501 | PV | MVA | 2025 | 5.4659 | 33kV | Radial | None
Murraylands | SHERLOCK - KAROONDA SD40502 | PV | MVA | 2025 | 1.308 | 33kV | Radial | None
Murraylands | SHERLOCK - GERANIUM SD40600 | PV | MVA | 2025 | 4.0846 | 33kV | Radial | N
Murraylands | GERANIUM - LAMEROO SD40700 | PV | MVA | 2025 | 3.7317 | 33kV | Radial | N
Murraylands | LAMEROO - LAMEROO RURAL SD40800 | PV | MVA | 2025 | 2.2783 | 33kV | Radial | N
Murraylands | LAMEROO RURAL - PARILLA TEE SD40800 | PV | MVA | 2025 | 2.1827 | 33kV | Radial | N
Murraylands | PARILLA TEE - PARILLA SD40800 | PV | MVA | 2025 | 1.0231 | 33kV | Radial | None
Murraylands | PARILLA TEE - PINNAROO SD40800 | PV | MVA | 2025 | 1.1318 | 33kV | Radial | None
Riverland | PARINGA - MURTHO LX21 | PV | MVA | 2025 | 1.8005 | 33kV | Radial | N
Riverland | MURTHO - LINDSAY PT TEE LX21 | PV | MVA | 2025 | 0 | 33kV | Radial | None
Riverland | LINDSAY PT TEE - BORDER CLIFFS LX21 | PV | MVA | 2025 | 0 | 33kV | Radial | None
Riverland | LINDSAY PT TEE - VIC BORDER LX21 | PV | MVA | 2025 | 0 | 33kV | Radial | None
Riverland | SWAN REACH - SWAN REACH FILTRATION TEE SD39400 | PV | MVA | 2025 | 2.0625 | 33kV | Radial | None
Riverland | SWAN REACH FILTRATION TEE - SWAN REACH TOWN SD39400 | PV | MVA | 2025 | 0.75984 | 33kV | Radial | None
South East | KEITH - COONALPYN SD45101 | PV | MVA | 2025 | 1.1424 | 33kV | Radial | None
South East | KEITH - PADTHAWAY SD45300 | PV | MVA | 2025 | 5.2315 | 33kV | Radial | None
South East | KEITH - WIRREGA SD45201 | PV | MVA | 2025 | 6.913 | 33kV | Radial | N
South East | WIRREGA - BORDERTOWN SD45202 | PV | MVA | 2025 | 6.8877 | 33kV | Radial | N
South East | SNUGGERY RURAL - MILLICENT SD49100 | PV | MVA | 2025 | 17.8023 | 33kV | Radial | None
South East | MILLICENT - SOUTH END TEE SD49100 | PV | MVA | 2025 | 10.8189 | 33kV | Radial | None
South East | SOUTH END TEE - SOUTH END SD49100 | PV | MVA | 2025 | 0.67746 | 33kV | Radial | None
South East | SOUTH END TEE - HATHERLEIGH TOWNSHIP TEE SD49100 | PV | MVA | 2025 | 5.0909 | 33kV | Radial | None
South East | HATHERLEIGH TOWNSHIP TEE - HATHERLEIGH TOWNSHIP SD49100 | PV | MVA | 2025 | 0.085417 | 33kV | Radial | None
South East | HATHERLEIGH TOWNSHIP TEE - HATHERLEIGH SD49100 | PV | MVA | 2025 | 5.0055 | 33kV | Radial | None
South East | HATHERLEIGH - BEACHPORT TEE SD49200 | PV | MVA | 2025 | 5.0055 | 33kV | Radial | None
South East | BEACHPORT TEE - BEACHPORT SD49200 | PV | MVA | 2025 | 1.5412 | 33kV | Radial | None
South East | BEACHPORT TEE - ROBE SD49200 | PV | MVA | 2025 | 3.4643 | 33kV | Radial | N
South East | SNUGGERY RURAL - MOUNT BURR SD49500 | PV | MVA | 2025 | 1.1753 | 33kV | Radial | None
South East | MOUNT BURR - KALANGADOO TEE SD49500 | PV | MVA | 2025 | 0.81934 | 33kV | Radial | None
South East | KALANGADOO TEE - KALANGADOO SD49500 | PV | MVA | 2025 | 0 | 33kV | Radial | None
South East | KALANGADOO TEE - KALANGADOO RURAL SD49500 | PV | MVA | 2025 | 0 | 33kV | Radial | None
South East | BLANCHE - MOUNT GAMBIER WEST SD48101 | PV | MVA | 2025 | 0 | 33kV | Radial | None
South East | BLUE LAKE TEE - MOUNT GAMBIER SD48104 | PV | MVA | 2025 | 0 | 33kV | Radial | None
South East | BLANCHE - LAKESIDE TEE SD48100 | PV | MVA | 2025 | 8.7223 | 33kV | Radial | None
South East | LAKESIDE TEE - GLENCOE TEE SD48100 | PV | MVA | 2025 | 8.6576 | 33kV | Radial | None
South East | GLENCOE TEE - TANTANOOLA SD48100 | PV | MVA | 2025 | 1.316 | 33kV | Radial | None
South East | GLENCOE TEE - MOUNT GAMBIER SD48100 | PV | MVA | 2025 | 7.3416 | 33kV | Radial | None
South East | BLANCHE - KONGORONG TEE SD48200 | PV | MVA | 2025 | 4.3874 | 33kV | Radial | None
South East | KONGORONG TEE - KONGORONG SD48200 | PV | MVA | 2025 | 0.54332 | 33kV | Radial | None
South East | KONGORONG TEE - MOUNT SCHANK SD48200 | PV | MVA | 2025 | 3.844 | 33kV | Radial | None
South East | MOUNT SCHANK - ALLENDALE EAST SD48200 | PV | MVA | 2025 | 2.6236 | 33kV | Radial | None
South East | MOUNT GAMBIER - TARPEENA SOUTH TEE SD47101 | PV | MVA | 2025 | 0.45119 | 33kV | Radial | None
South East | TARPEENA SOUTH TEE - MOUNT GAMBIER SD47101 | PV | MVA | 2025 | 0 | 33kV | Radial | None
South East | TARPEENA SOUTH TEE - TARPEENA SOUTH SD47101 | PV | MVA | 2025 | 0.45119 | 33kV | Radial | None
South East | KINCRAIG - LUCINDALE SD46201 | PV | MVA | 2025 | 4.7463 | 33kV | Radial | None
South East | LUCINDALE - KINGSTON SE SD46201 | PV | MVA | 2025 | 3.678 | 33kV | Radial | None
South East | KINCRAIG - NARACOORTE SD46300 | PV | MVA | 2025 | 14.7709 | 33kV | Radial | None
South East | NARACOORTE - NARACOORTE EAST TEE SD46100 | PV | MVA | 2025 | 5.4599 | 33kV | Radial | None
South East | NARACOORTE EAST TEE - NARACOORTE EAST SD46100 | PV | MVA | 2025 | 5.4599 | 33kV | Radial | None
South East | NARACOORTE EAST TEE - PADTHAWAY SD46100 | PV | MVA | 2025 | 0 | 33kV | Radial | None
South East | KINCRAIG - STRUAN RURAL SD46400 | PV | MVA | 2025 | 4.9517 | 33kV | Radial | None
South East | STRUAN RURAL - GLENROY RURAL SD46400 | PV | MVA | 2025 | 0 | 33kV | Radial | None
South East | PENOLA WEST - PENOLA TEE SD58200 | PV | MVA | 2025 | 3.7121 | 33kV | Radial | None
South East | PENOLA TEE - GLENROY RURAL SD58200 | PV | MVA | 2025 | 3.7121 | 33kV | Radial | N
South East | PENOLA WEST - PENOLA TEE SD58101 | PV | MVA | 2025 | 0.62991 | 33kV | Radial | None
South East | PENOLA TEE - SAFRIES TEE SD58101 | PV | MVA | 2025 | 0.62991 | 33kV | Radial | None
South East | SAFRIES TEE - KALANGADOO NANGWARRY TEE SD58101 | PV | MVA | 2025 | 0.62991 | 33kV | Radial | None
South East | KALANGADOO NANGWARRY TEE - NANGWARRY TEE SD58101 | PV | MVA | 2025 | 0.62258 | 33kV | Radial | None
South East | NANGWARRY TEE - NANGWARRY SD58101 | PV | MVA | 2025 | 0.62258 | 33kV | Radial | None
South East | KALANGADOO NANGWARRY TEE - KALANGADOO RURAL SD58101 | PV | MVA | 2025 | 0 | 33kV | Radial | None
South East | NANGWARRY TEE - MOUNT GAMBIER SD58101 | PV | MVA | 2025 | 0 | 33kV | Radial | None
Metro South | WILLUNGA - MCLAREN VALE SD44400 | PV | MVA | 2025 | 2.7669 | 33kV | Radial | None
Metro South | YANKALILLA - HAY FLAT SD44200 | PV | MVA | 2025 | 1.5077 | 33kV | Radial | None
Metro South | HAY FLAT - RAPID BAY TEE SD44200 | PV | MVA | 2025 | 1.4758 | 33kV | Radial | None
Metro South | RAPID BAY TEE - RAPID BAY SD44200 | PV | MVA | 2025 | 0.043783 | 33kV | Radial | None
Metro South | RAPID BAY TEE - CAPE JERVIS SD44200 | PV | MVA | 2025 | 0.31603 | 33kV | Radial | None
Metro South | CAPE JERVIS - CUTTLEFISH BAY SD44301 | PV | MVA | 2025 | 6.6865 | 33kV | Radial | None
Metro South | FISHERY BEACH BACKUP - CUTTLEFISH BAY BACKUP SD44301 | PV | MVA | 2025 | 0 | 33kV | Radial | None
Metro South | CUTTLEFISH BAY - PENNESHAW SD44301 | PV | MVA | 2025 | 6.6865 | 33kV | Radial | None
Metro South | PENNESHAW - AMERICAN RIVER SD44300 | PV | MVA | 2025 | 5.973 | 33kV | Radial | None
Metro South | AMERICAN RIVER - KINGSCOTE TEE SD44300 | PV | MVA | 2025 | 4.7407 | 33kV | Radial | N
Metro South | KINGSCOTE TEE - MACGILLIVRAY SD44300 | PV | MVA | 2025 | 1.4941 | 33kV | Radial | None
Metro South | KINGSCOTE TEE - KINGSCOTE SD44300 | PV | MVA | 2025 | 3.1616 | 33kV | Radial | None
Upper North | DAVENPORT WEST - PORT AUGUSTA NO1 SD54101 | PV | MVA | 2025 | 0 | 33kV | Meshed | None
Upper North | DAVENPORT WEST - PORT AUGUSTA TEE SD54102 | PV | MVA | 2025 | 0 | 33kV | Meshed | None
Upper North | PORT AUGUSTA NO2 - PORT AUGUSTA TEE SD54102 | PV | MVA | 2025 | 0 | 33kV | Meshed | None
Upper North | PORT AUGUSTA TEE - PORT AUGUSTA WEST TEE SD54102 | PV | MVA | 2025 | 9.7246 | 33kV | Radial | None
Upper North | PORT AUGUSTA WEST TEE - PORT AUGUSTA WEST SD54102 | PV | MVA | 2025 | 7.3908 | 33kV | Radial | None
Upper North | PORT AUGUSTA WEST TEE - PANDURRA TEE SD54102 | PV | MVA | 2025 | 2.3337 | 33kV | Radial | None
Upper North | PANDURRA TEE - BOOKALOO SD54102 | PV | MVA | 2025 | 0.01116 | 33kV | Radial | None
Upper North | PANDURRA TEE - PANDURRA SD54102 | PV | MVA | 2025 | 2.3226 | 33kV | Radial | None
Upper North | DAVENPORT WEST - AUGUSTA HWY SD54300 | PV | MVA | 2025 | 10.6033 | 33kV | Radial | None
Upper North | AUGUSTA HWY - STIRLING NORTH SD54300 | PV | MVA | 2025 | 5.8128 | 33kV | Radial | None
Upper North | STIRLING NORTH - QUORN SD54300 | PV | MVA | 2025 | 2.198 | 33kV | Radial | None
Upper North | DAVENPORT WEST - PT PATERSON SD54400 | PV | MVA | 2025 | 0.010829 | 33kV | Radial | None
Upper North | BAROOTA - BAROOTA TOWN TEE SD31100 | PV | MVA | 2025 | 14.6408 | 33kV | Radial | None
Upper North | BAROOTA TOWN TEE - BAROOTA TOWN SD31100 | PV | MVA | 2025 | 5.1289 | 33kV | Radial | None
Upper North | BAROOTA TOWN TEE - BAROOTA TEE SD31100 | PV | MVA | 2025 | 9.5119 | 33kV | Radial | None
Upper North | BAROOTA TEE - NAPPERBY BUNGAMA SD31100 | PV | MVA | 2025 | 3.2253 | 33kV | Radial | None
Upper North | BAROOTA TEE - MURRAYTOWN SD31100 | PV | MVA | 2025 | 6.1321 | 33kV | Radial | None
Upper North | MURRAYTOWN - WIRRABARA FOREST TEE SD31200 | PV | MVA | 2025 | 1.4035 | 33kV | Radial | None
Upper North | WIRRABARA FOREST TEE - WIRRABARA FOREST SD31200 | PV | MVA | 2025 | 0.18392 | 33kV | Radial | None
Upper North | WIRRABARA FOREST TEE - GLADSTONE SD31200 | PV | MVA | 2025 | 0.39551 | 33kV | Radial | None
Upper North | MURRAYTOWN - ORROROO SD31300 | PV | MVA | 2025 | 2.8895 | 33kV | Radial | None
Upper North | MURRAYTOWN - WILMINGTON SD31400 | PV | MVA | 2025 | 1.6737 | 33kV | Radial | None
Upper North | BUNGAMA - PORT PIRIE SOUTH SD32101 | PV | MVA | 2025 | 0 | 33kV | Meshed | None
Upper North | PORT PIRIE SOUTH - PORT PIRIE SD32102 | PV | MVA | 2025 | 0 | 33kV | Meshed | None
Upper North | BUNGAMA - PORT PIRIE SD32103 | PV | MVA | 2025 | 0 | 33kV | Meshed | None
Upper North | BUNGAMA - HUGHES GAP SD32301 | PV | MVA | 2025 | 27.911 | 33kV | Radial | Reverse N
Upper North | HUGHES GAP - CRYSTAL BROOK TEE SD32302 | PV | MVA | 2025 | 17.3202 | 33kV | Radial | None
Upper North | CRYSTAL BROOK TEE - GLADSTONE SD32302 | PV | MVA | 2025 | 17.3202 | 33kV | Radial | None
Upper North | GLADSTONE - CALTOWIE TEE SD32200 | PV | MVA | 2025 | 14.7597 | 33kV | Radial | None
Upper North | CALTOWIE TEE - CALTOWIE SD32200 | PV | MVA | 2025 | 0.25663 | 33kV | Radial | None
Upper North | CALTOWIE TEE - PETERBOROUGH TEE SD32200 | PV | MVA | 2025 | 14.317 | 33kV | Radial | None
Upper North | PETERBOROUGH TEE - JAMESTOWN SD32200 | PV | MVA | 2025 | 3.7594 | 33kV | Radial | None
Upper North | JAMESTOWN - TEROWIE TOWNSHIP SD32200 | PV | MVA | 2025 | 0.41986 | 33kV | Radial | None
Upper North | PETERBOROUGH TEE - PETERBOROUGH SD32200 | PV | MVA | 2025 | 10.5576 | 33kV | Radial | None
Upper North | BUNGAMA - PORT BROUGHTON TEE SD32400 | PV | MVA | 2025 | 18.475 | 33kV | Radial | Reverse N
Upper North | PORT BROUGHTON TEE - PORT BROUGHTON SD32400 | PV | MVA | 2025 | 3.5254 | 33kV | Radial | None
Upper North | PORT BROUGHTON TEE - BRINKWORTH TIE SD32400 | PV | MVA | 2025 | 0 | 33kV | Radial | None
Upper North | PORT BROUGHTON TEE - CRYSTAL BROOK TEE SD32400 | PV | MVA | 2025 | 2.3638 | 33kV | Radial | None
Upper North | NEUROODLA - HAWKER SD59100 | PV | MVA | 2025 | 0.55858 | 33kV | Radial | None
Yorke Peninsula | HUMMOCKS DISTRIBUTION - NINNES TEE SD34400 | PV | MVA | 2025 | 7.8997 | 33kV | Radial | None
Yorke Peninsula | NINNES TEE - LOCHIEL SD34400 | PV | MVA | 2025 | 1.2548 | 33kV | Radial | None
Yorke Peninsula | NINNES TEE - KAINTON TEE SD34400 | PV | MVA | 2025 | 0.83604 | 33kV | Radial | None
Yorke Peninsula | KAINTON TEE - KAINTON SD34400 | PV | MVA | 2025 | 0.11552 | 33kV | Radial | None
Yorke Peninsula | KAINTON TEE - PASKEVILLE SD34400 | PV | MVA | 2025 | 0.72052 | 33kV | Radial | None
Yorke Peninsula | PASKEVILLE - KADINA EAST SD34405 | PV | MVA | 2025 | 0.40481 | 33kV | Radial | None
Yorke Peninsula | HUMMOCKS DISTRIBUTION - PORT CLINTON SD34300 | PV | MVA | 2025 | 1.3345 | 33kV | Radial | None
Yorke Peninsula | PORT CLINTON - ARDROSSAN SD34300 | PV | MVA | 2025 | 0.54486 | 33kV | Radial | None
Yorke Peninsula | HUMMOCKS DISTRIBUTION - FEDERATION CORNER SD34201 | PV | MVA | 2025 | 6.4168 | 33kV | Radial | None
Yorke Peninsula | FEDERATION CORNER - SWAMP ROAD SD34201 | PV | MVA | 2025 | 5.4482 | 33kV | Radial | None
Yorke Peninsula | FEDERATION CORNER - PT WAKEFIELD TEE SD34201 | PV | MVA | 2025 | 0.96861 | 33kV | Radial | None
Yorke Peninsula | PT WAKEFIELD TEE - SWAMP ROAD SD34201 | PV | MVA | 2025 | 0 | 33kV | Radial | None
Yorke Peninsula | SWAMP ROAD - PT WAKEFIELD FAR NORTH EAST SD34201 | PV | MVA | 2025 | 0 | 33kV | Radial | None
Yorke Peninsula | PT WAKEFIELD TEE - PT WAKEFIELD RURAL SD34201 | PV | MVA | 2025 | 0.96861 | 33kV | Radial | None
Yorke Peninsula | PT WAKEFIELD RURAL - PT WAKEFIELD TOWN TEE SD34201 | PV | MVA | 2025 | 0.94948 | 33kV | Radial | None
Yorke Peninsula | PT WAKEFIELD TOWN TEE - PT WAKEFIELD TOWN SD34201 | PV | MVA | 2025 | 0.84931 | 33kV | Radial | None
Yorke Peninsula | PT WAKEFIELD TOWN TEE - PROOF RANGE SD34201 | PV | MVA | 2025 | 0.10018 | 33kV | Radial | None
Yorke Peninsula | HUMMOCKS DISTRIBUTION - BOWMANS TEE SD34102 | PV | MVA | 2025 | 12.3719 | 33kV | Radial | None
Yorke Peninsula | BOWMANS TEE - PT WAKEFIELD RURAL SD34102 | PV | MVA | 2025 | 0 | 33kV | Radial | None
Yorke Peninsula | BOWMANS TEE - SAINTS SD34102 | PV | MVA | 2025 | 12.3719 | 33kV | Radial | None
Yorke Peninsula | SAINTS - BALAKLAVA SD34102 | PV | MVA | 2025 | 3.182 | 33kV | Radial | None
Yorke Peninsula | BALAKLAVA - BALAKLAVA RURAL SD34102 | PV | MVA | 2025 | 0 | 33kV | Radial | None
Yorke Peninsula | BALAKLAVA - BALAKLAVA TOWNSHIP SD34102 | PV | MVA | 2025 | 0 | 33kV | Radial | None
Yorke Peninsula | KADINA EAST DISTRIBUTION - KADINA SD51102 | PV | MVA | 2025 | 18.5737 | 33kV | Radial | None
Yorke Peninsula | KADINA EAST DISTRIBUTION - MOONTA TEE SD51200 | PV | MVA | 2025 | 21.6919 | 33kV | Radial | None
Yorke Peninsula | MOONTA TEE - KADINA SD51200 | PV | MVA | 2025 | 0 | 33kV | Radial | None
Yorke Peninsula | MOONTA TEE - MOONTA SD51200 | PV | MVA | 2025 | 16.7419 | 33kV | Radial | N
Yorke Peninsula | KADINA EAST DISTRIBUTION - WALLAROO TEE SD51300 | PV | MVA | 2025 | 17.5393 | 33kV | Radial | None
Yorke Peninsula | WALLAROO TEE - KADINA SD51300 | PV | MVA | 2025 | 0 | 33kV | Radial | None
Yorke Peninsula | WALLAROO TEE - WALLAROO SD51300 | PV | MVA | 2025 | 8.7748 | 33kV | Radial | None
Yorke Peninsula | ARDROSSAN WEST DISTRIBUTION - MAITLAND SD35100 | PV | MVA | 2025 | 4.5021 | 33kV | Radial | None
Yorke Peninsula | ARDROSSAN WEST DISTRIBUTION - ARDROSSAN SD35201 | PV | MVA | 2025 | 2.5671 | 33kV | Radial | None
Yorke Peninsula | ARDROSSAN WEST DISTRIBUTION - ARDROSSAN BHP SD35200 | PV | MVA | 2025 | 5.9956 | 33kV | Radial | None
Yorke Peninsula | ARDROSSAN - ARDROSSAN BHP SD35200 | PV | MVA | 2025 | 0 | 33kV | Radial | None
Yorke Peninsula | ARDROSSAN BHP - PORT VINCENT SD35200 | PV | MVA | 2025 | 5.9956 | 33kV | Radial | None
Yorke Peninsula | PORT VINCENT - MINLATON TEE SD35300 | PV | MVA | 2025 | 2.8241 | 33kV | Radial | None
Yorke Peninsula | MINLATON TEE - CURRAMULKA TEE SD35300 | PV | MVA | 2025 | 2.8241 | 33kV | Radial | None
Yorke Peninsula | CURRAMULKA TEE - CURRAMULKA SD35300 | PV | MVA | 2025 | 0.28588 | 33kV | Radial | None
Yorke Peninsula | CURRAMULKA TEE - MINLATON SD35300 | PV | MVA | 2025 | 2.5382 | 33kV | Radial | None
Yorke Peninsula | MINLATON TEE - PT VINCENT RURAL SD35300 | PV | MVA | 2025 | 0 | 33kV | Radial | None
Yorke Peninsula | DALRYMPLE - STANSBURY TEE SD35400 | PV | MVA | 2025 | 2.0118 | 33kV | Radial | None
Yorke Peninsula | STANSBURY TEE - PORT GILES TEE SD35400 | PV | MVA | 2025 | 0.37586 | 33kV | Radial | None
Yorke Peninsula | PORT GILES TEE - PORT GILES SD35400 | PV | MVA | 2025 | 0.37586 | 33kV | Radial | None
Yorke Peninsula | STANSBURY TEE - STANSBURY SD35400 | PV | MVA | 2025 | 1.6359 | 33kV | Radial | None
Yorke Peninsula | STANSBURY - PT VINCENT RURAL SD35403 | PV | MVA | 2025 | 0.14673 | 33kV | Radial | None
Yorke Peninsula | DALRYMPLE - WOOL BAY RURAL SD35500 | PV | MVA | 2025 | 7.6428 | 33kV | Radial | None
Yorke Peninsula | WOOL BAY RURAL - WOOL BAY SD35500 | PV | MVA | 2025 | 5.35 | 33kV | Radial | None
Yorke Peninsula | WOOL BAY RURAL - PORT GILES TEE SD35500 | PV | MVA | 2025 | 0 | 33kV | Radial | None
Yorke Peninsula | WOOL BAY - EDITHBURGH TEE SD35500 | PV | MVA | 2025 | 7.6428 | 33kV | Radial | None
Yorke Peninsula | EDITHBURGH TEE - YORKETOWN SD35500 | PV | MVA | 2025 | 5.417 | 33kV | Radial | None
Yorke Peninsula | YORKETOWN - MARION BAY SD35500 | PV | MVA | 2025 | 3.4424 | 33kV | Radial | None
Yorke Peninsula | EDITHBURGH TEE - EDITHBURGH SD35500 | PV | MVA | 2025 | 2.2257 | 33kV | Radial | None
Metro West | ADELAIDE BRIGHTON CEMENT - PORT ADELAIDE SD1529 | PV | MVA | 2026 | 0 | 66kV | Meshed | None
Metro South | ALDINGA - WILLUNGA SD1674 | PV | MVA | 2026 | 0 | 66kV | Meshed | None
Metro North | ANGLE VALE - ANGLE VALE TEE SD1506A | PV | MVA | 2026 | 0 | 66kV | Meshed | None
Metro North | ANGLE VALE TEE - EVANSTON SD1506B | PV | MVA | 2026 | 0 | 66kV | Meshed | None
Metro North | ANGLE VALE TEE - VIRGINIA TEE SD2033 | PV | MVA | 2026 | 0 | 66kV | Radial | None
Metro West | ATHOL PARK - ATHOL PARK TEE SD1677A | PV | MVA | 2026 | 0 | 66kV | Radial | None
Metro West | BLACKPOOL - FULHAM GARDENS SD1639 | PV | MVA | 2026 | 0 | 66kV | Meshed | None
Metro North | BOLIVAR - ST KILDA SD2034 | PV | MVA | 2026 | 0 | 66kV | Radial | None
Metro East | CAMPBELLTOWN - MAGILL SD1661 | PV | MVA | 2026 | 0 | 66kV | Meshed | None
Metro West | CHELTENHAM - CROYDON PARK TEE SD1655A | PV | MVA | 2026 | 0 | 66kV | Meshed | None
Metro South | CITY WEST - KESWICK SD2013 | PV | MVA | 2026 | 0 | 66kV | Meshed | None
Metro East | CITY WEST - WHITMORE SQUARE SD2016 | PV | MVA | 2026 | 0 | 66kV | Meshed | None
Metro East | COROMANDEL PLACE - WHITMORE SQUARE SD1681 | PV | MVA | 2026 | 0 | 66kV | Meshed | None
Metro East | CROYDON - HINDLEY STREET TEE SD1659B | PV | MVA | 2026 | 0 | 66kV | Meshed | None
Metro West | CROYDON - KILKENNY SD1523 | PV | MVA | 2026 | 0 | 66kV | Meshed | None
Metro West | CROYDON PARK - CROYDON PARK TEE SD1655B | PV | MVA | 2026 | 0 | 66kV | Meshed | None
Metro West | CROYDON PARK TEE - CROYDON SD1655C | PV | MVA | 2026 | 0 | 66kV | Meshed | None
Metro North | DIREK - PARALOWIE SD2004 | PV | MVA | 2026 | 0 | 66kV | Meshed | None
Metro East | DRY CREEK - KILBURN SOUTH TEE SD1658A | PV | MVA | 2026 | 0 | 66kV | Meshed | None
Metro East | EAST TERRACE - COROMANDEL PLACE SD1680 | PV | MVA | 2026 | 0 | 66kV | Meshed | None
Metro East | EAST TERRACE - NORTH ADELAIDE SD1560 | PV | MVA | 2026 | 0 | 66kV | Meshed | None
Metro North | EDINBURGH - SALISBURY SD1688 | PV | MVA | 2026 | 0 | 66kV | Meshed | None
Metro North | ELIZABETH DOWNS - PENFIELD SD1508 | PV | MVA | 2026 | 0 | 66kV | Meshed | None
Metro North | ELIZABETH DOWNS - SMITHFIELD WEST SD1686 | PV | MVA | 2026 | 0 | 66kV | Meshed | N-1
Metro North | ELIZABETH HEIGHTS - ELIZABETH DOWNS SD1501 | PV | MVA | 2026 | 0 | 66kV | Meshed | None
Metro North | ELIZABETH SOUTH - EDINBURGH SD1511 | PV | MVA | 2026 | 0 | 66kV | Meshed | None
Metro West | FINDON - FINDON TEE SD1520A | PV | MVA | 2026 | 0 | 66kV | Meshed | None
Metro West | FINDON TEE - FLINDERS PARK SD1520B | PV | MVA | 2026 | 0 | 66kV | Meshed | None
Metro West | FLINDERS PARK - NEW RICHMOND SD1521 | PV | MVA | 2026 | 0 | 66kV | Meshed | None
Metro West | FULHAM GARDENS - FINDON TEE SD1520C | PV | MVA | 2026 | 0 | 66kV | Meshed | None
Metro West | FULHAM GARDENS - HENLEY SOUTH #1 SD1519 | PV | MVA | 2026 | 0 | 66kV | Meshed | None
Metro West | FULHAM GARDENS - HENLEY SOUTH #2 SD1691 | PV | MVA | 2026 | 0 | 66kV | Meshed | None
Metro South | GLENELG NORTH TEE - GLENELG NORTH SD1584A | PV | MVA | 2026 | 0 | 66kV | Meshed | None
Metro South | GLENELG NORTH TEE - PLYMPTON SD1584B | PV | MVA | 2026 | 0 | 66kV | Meshed | None
Metro East | GOLDEN GROVE - INGLE FARM SD1647 | PV | MVA | 2026 | 0 | 66kV | Meshed | None
Metro South | HACKHAM - PORT NOARLUNGA SD1694A | PV | MVA | 2026 | 0 | 66kV | Meshed | None
Metro South | HAPPY VALLEY - HV/SAW TEE SD1591A | PV | MVA | 2026 | 0 | 66kV | Meshed | None
Metro South | HAPPY VALLEY - PANORAMA #1 SD1665 | PV | MVA | 2026 | 0 | 66kV | Meshed | None
Metro South | HAPPY VALLEY - PANORAMA #2 SD1666 | PV | MVA | 2026 | 0 | 66kV | Meshed | None
Metro South | HAPPY VALLEY - SEACOMBE #1 SD1566 | PV | MVA | 2026 | 0 | 66kV | Meshed | None
Metro South | HAPPY VALLEY - SEACOMBE #2 SD1590 | PV | MVA | 2026 | 0 | 66kV | Meshed | None
Metro East | HILLCREST - HOLDEN HILL SD1692 | PV | MVA | 2026 | 0 | 66kV | Meshed | None
Metro East | HINDLEY STREET - WHITMORE SQUARE SD1664 | PV | MVA | 2026 | 0 | 66kV | Meshed | None
Metro East | HINDLEY STREET TEE - HINDLEY STREET SD1659C | PV | MVA | 2026 | 0 | 66kV | Meshed | None
Metro East | HOLDEN HILL - CAMPBELLTOWN SD1660 | PV | MVA | 2026 | 0 | 66kV | Meshed | None
Metro East | HOLDEN HILL - HOPE VALLEY SD1554A | PV | MVA | 2026 | 0 | 66kV | Meshed | None
Metro East | HOPE VALLEY - TEA TREE GULLY SD1554B | PV | MVA | 2026 | 0 | 66kV | Meshed | None
Metro South | HV/SAW TEE - MORPHETT VALE EAST SD1591C | PV | MVA | 2026 | 0 | 66kV | Meshed | None
Metro East | KENT TOWN - KENT TOWN TEE SD1690 | PV | MVA | 2026 | 0 | 66kV | Meshed | None
Metro South | KESWICK - CLARENCE GARDENS SD1671 | PV | MVA | 2026 | 0 | 66kV | Radial | None
Metro South | KESWICK - NEW RICHMOND TEE SD1670A | PV | MVA | 2026 | 0 | 66kV | Meshed | N-1
Metro South | KESWICK - WHITMORE SQUARE TEE SD1669A | PV | MVA | 2026 | 0 | 66kV | Meshed | None
Metro West | KILBURN - CAVAN SD2014 | PV | MVA | 2026 | 0 | 66kV | Meshed | None
Metro West | KILBURN - CROYDON PARK SD1531 | PV | MVA | 2026 | 0 | 66kV | Meshed | None
Metro East | KILBURN SOUTH TEE - KILBURN SOUTH SD1658B | PV | MVA | 2026 | 0 | 66kV | Radial | None
Metro East | KILBURN SOUTH TEE - PROSPECT SD1658C | PV | MVA | 2026 | 0 | 66kV | Meshed | None
Metro West | KILKENNY - WOODVILLE SD1675 | PV | MVA | 2026 | 0 | 66kV | Meshed | None
Metro South | KINGSWOOD - NORTH UNLEY SD1574 | PV | MVA | 2026 | 0 | 66kV | Meshed | None
Metro West | LARGS NORTH - ADELAIDE BRIGHTON CEMENT SD1654 | PV | MVA | 2026 | 0 | 66kV | Meshed | None
Metro West | LEFEVRE - BLACKPOOL SD1693 | PV | MVA | 2026 | 0 | 66kV | Meshed | None
Metro South | LINDEN PARK - LINDEN PARK TEE SD1662A | PV | MVA | 2026 | 0 | 66kV | Meshed | None
Metro South | LOWER MITCHAM - KINGSWOOD SD1563 | PV | MVA | 2026 | 0 | 66kV | Meshed | None
Metro East | MAGILL - BURNSIDE SD1556 | PV | MVA | 2026 | 0 | 66kV | Radial | None
Metro East | MAGILL - KENT TOWN TEE SD1663A | PV | MVA | 2026 | 0 | 66kV | Meshed | None
Metro East | MAGILL - NORWOOD SD1543 | PV | MVA | 2026 | 0 | 66kV | Meshed | None
Metro South | MAGILL - URAIDLA TEE SD1662B | PV | MVA | 2026 | 0 | 66kV | Meshed | None
Metro East | MAGILL - WOODFORDE 2 SD1678 | PV | MVA | 2026 | 0 | 66kV | Radial | None
Metro East | MAGILL - WOODFORDE 3 SD1679 | PV | MVA | 2026 | 0 | 66kV | Radial | None
Metro South | MCLAREN FLAT - WILLUNGA SD1594A | PV | MVA | 2026 | 0 | 66kV | Meshed | N-1
Metro South | MORPHETT VALE EAST - CLARENDON SD1592 | PV | MVA | 2026 | 0 | 66kV | Radial | None
Metro South | MORPHETT VALE EAST - HACKHAM SD1694B | PV | MVA | 2026 | 0 | 66kV | Meshed | None
Metro South | MORPHETT VALE EAST - MCLAREN FLAT SD1594B | PV | MVA | 2026 | 0 | 66kV | Meshed | N-1
Metro South | MORPHETT VALE EAST - PORT STANVAC #1 SD1593 | PV | MVA | 2026 | 0 | 66kV | Meshed | None
Metro South | MORPHETT VALE EAST - PORT STANVAC #2 SD2010 | PV | MVA | 2026 | 0 | 66kV | Meshed | None
Metro South | MORPHETTVILLE - ASCOT PARK SD1586 | PV | MVA | 2026 | 0 | 66kV | Meshed | None
Metro South | MORPHETTVILLE - GLENELG NORTH TEE SD1584C | PV | MVA | 2026 | 0 | 66kV | Meshed | None
Metro South | MORPHETTVILLE - OAKLANDS SD1585 | PV | MVA | 2026 | 0 | 66kV | Meshed | None
Metro North | MUNNO PARA - ELIZABETH DOWNS SD2023 | PV | MVA | 2026 | 0 | 66kV | Meshed | None
Metro North | MUNNO PARA - EVANSTON SD1652 | PV | MVA | 2026 | 0 | 66kV | Meshed | N-1
Metro West | NEW OSBORNE - BLACKPOOL SD1518 | PV | MVA | 2026 | 0 | 66kV | Meshed | None
Metro West | NEW OSBORNE - GLANVILLE SD1527 | PV | MVA | 2026 | 0 | 66kV | Meshed | N-1
Metro West | NEW OSBORNE - LARGS NORTH SD1653 | PV | MVA | 2026 | 0 | 66kV | Meshed | None
Metro West | NEW OSBORNE - SMORGON STEEL RECYCLING SD1532A | PV | MVA | 2026 | 0 | 66kV | Meshed | None
Metro West | NEW RICHMOND - THEBARTON SD1516 | PV | MVA | 2026 | 0 | 66kV | Meshed | None
Metro South | NEW RICHMOND TEE - NEW RICHMOND SD1670B | PV | MVA | 2026 | 0 | 66kV | Meshed | None
Metro South | NEW RICHMOND TEE - PLYMPTON SD1670C | PV | MVA | 2026 | 0 | 66kV | Meshed | None
Metro South | NOARLUNGA CENTRE - PORT NOARLUNGA SD1668 | PV | MVA | 2026 | 0 | 66kV | Meshed | None
Metro East | NORTH ADELAIDE - HINDLEY STREET TEE SD1659A | PV | MVA | 2026 | 0 | 66kV | Meshed | None
Metro South | NORTH UNLEY - WHITMORE SQUARE TEE SD1669B | PV | MVA | 2026 | 0 | 66kV | Meshed | N-1
Metro East | NORTHFIELD - CLEARVIEW SD1549 | PV | MVA | 2026 | 0 | 66kV | Radial | None
Metro East | NORTHFIELD - DRY CREEK SD1657 | PV | MVA | 2026 | 0 | 66kV | Meshed | None
Metro East | NORTHFIELD - HARROW SD1535 | PV | MVA | 2026 | 0 | 66kV | Radial | None
Metro East | NORTHFIELD - HILLCREST SD1534 | PV | MVA | 2026 | 0 | 66kV | Meshed | None
Metro East | NORTHFIELD - HOLDEN HILL SD1539 | PV | MVA | 2026 | 0 | 66kV | Meshed | None
Metro East | NORTHFIELD - INGLE FARM #1 SD1548 | PV | MVA | 2026 | 0 | 66kV | Meshed | None
Metro East | NORTHFIELD - INGLE FARM #2 SD2019 | PV | MVA | 2026 | 0 | 66kV | Meshed | None
Metro East | NORWOOD - EAST TERRACE SD1545 | PV | MVA | 2026 | 0 | 66kV | Meshed | N-1
Metro East | NORWOOD - KENT TOWN SD1559 | PV | MVA | 2026 | 0 | 66kV | Meshed | None
Metro East | NORWOOD - LINDEN PARK SD1544 | PV | MVA | 2026 | 0 | 66kV | Meshed | None
Metro South | PANORAMA - ASCOT PARK SD1587 | PV | MVA | 2026 | 0 | 66kV | Meshed | None
Metro South | PANORAMA - BLACKWOOD SD1572 | PV | MVA | 2026 | 0 | 66kV | Radial | None
Metro South | PANORAMA - CUDMORE PARK SD1573 | PV | MVA | 2026 | 0 | 66kV | Radial | None
Metro South | PANORAMA - LINDEN PARK TEE SD1662C | PV | MVA | 2026 | 0 | 66kV | Meshed | None
Metro South | PANORAMA - LOWER MITCHAM SD1562 | PV | MVA | 2026 | 0 | 66kV | Meshed | None
Metro South | PANORAMA - TONSLEY EAST SD2035 | PV | MVA | 2026 | 0 | 66kV | Meshed | None
Metro North | PARA - ELIZABETH HEIGHTS SD1504 | PV | MVA | 2026 | 0 | 66kV | Meshed | None
Metro North | PARA - ELIZABETH SOUTH SD1503 | PV | MVA | 2026 | 0 | 66kV | Meshed | None
Metro North | PARAFIELD GARDENS - CAVAN SD1687 | PV | MVA | 2026 | 0 | 66kV | Meshed | None
Metro North | PARAFIELD GARDENS - SALISBURY SD1502 | PV | MVA | 2026 | 0 | 66kV | Meshed | None
Metro North | PARAFIELD GARDENS WEST - BOLIVAR SD1683 | PV | MVA | 2026 | 0 | 66kV | Radial | None
Metro North | PARAFIELD GARDENS WEST - PARAFIELD GARDENS SD1682 | PV | MVA | 2026 | 0 | 66kV | Meshed | N-1
Metro North | PARAFIELD GARDENS WEST - PARALOWIE SD1510 | PV | MVA | 2026 | 0 | 66kV | Meshed | None
Metro North | PENFIELD - DIREK SD1685 | PV | MVA | 2026 | 0 | 66kV | Meshed | None
Metro North | PENFIELD - ELIZABETH SOUTH SD1509 | PV | MVA | 2026 | 0 | 66kV | Meshed | None
Metro South | PLYMPTON - GLENELG NORTH SD1583 | PV | MVA | 2026 | 0 | 66kV | Meshed | None
Metro West | PORT ADELAIDE - CHELTENHAM SD1646 | PV | MVA | 2026 | 0 | 66kV | Meshed | None
Metro West | PORT ADELAIDE NORTH - ATHOL PARK TEE SD1677B | PV | MVA | 2026 | 0 | 66kV | Meshed | None
Metro South | PORT NOARLUNGA - SEAFORD SD1676A | PV | MVA | 2026 | 0 | 66kV | Meshed | N-1
Metro South | PORT STANVAC - LONSDALE SD1673 | PV | MVA | 2026 | 0 | 66kV | Meshed | None
Metro South | PORT STANVAC - NOARLUNGA CENTRE SD1667 | PV | MVA | 2026 | 0 | 66kV | Meshed | None
Metro East | PROSPECT - CROYDON SD2024 | PV | MVA | 2026 | 0 | 66kV | Meshed | None
Metro West | QUEENSTOWN - GLANVILLE SD1526 | PV | MVA | 2026 | 0 | 66kV | Meshed | None
Metro South | SEACOMBE - OAKLANDS SD1565 | PV | MVA | 2026 | 0 | 66kV | Meshed | None
Metro South | SEACOMBE - SHEIDOW PARK SD1672 | PV | MVA | 2026 | 0 | 66kV | Meshed | None
Metro South | SEAFORD - ALDINGA SD1676B | PV | MVA | 2026 | 0 | 66kV | Meshed | N-1
Metro South | SHEIDOW PARK - LONSDALE SD2009 | PV | MVA | 2026 | 0 | 66kV | Meshed | None
Metro North | SMITHFIELD WEST - ANGLE VALE SD1650 | PV | MVA | 2026 | 0 | 66kV | Meshed | None
Metro West | SMORGON STEEL RECYCLING - PORT ADELAIDE NORTH SD1532B | PV | MVA | 2026 | 0 | 66kV | Meshed | None
Metro North | ST KILDA - VIRGINIA SD1684 | PV | MVA | 2026 | 0 | 66kV | Radial | None
Metro East | TEA TREE GULLY - GOLDEN GROVE SD1638 | PV | MVA | 2026 | 0 | 66kV | Meshed | None
Metro West | THEBARTON - CROYDON SD1522 | PV | MVA | 2026 | 0 | 66kV | Meshed | None
Metro South | TONSLEY EAST - TONSLEY PARK SD1588 | PV | MVA | 2026 | 0 | 66kV | Meshed | None
Metro South | TONSLEY PARK - SEACOMBE SD1564 | PV | MVA | 2026 | 0 | 66kV | Meshed | None
Metro West | TORRENS ISLAND - ATHOL PARK TEE SD1677C | PV | MVA | 2026 | 0 | 66kV | Meshed | None
Metro West | TORRENS ISLAND - KILBURN SD1656 | PV | MVA | 2026 | 0 | 66kV | Meshed | None
Metro South | URAIDLA TEE - LINDEN PARK TEE SD1662D | PV | MVA | 2026 | 0 | 66kV | Meshed | None
Metro North | VIRGINIA - VIRGINIA TEE SD2022A | PV | MVA | 2026 | 0 | 66kV | Radial | None
Metro North | VIRGINIA TEE - TWO WELLS SD2022B | PV | MVA | 2026 | 0 | 66kV | Radial | None
Metro East | WHITMORE SQUARE - KENT TOWN TEE SD1663B | PV | MVA | 2026 | 0 | 66kV | Meshed | None
Metro East | WHITMORE SQUARE - WHITMORE SQUARE TEE SD1669C | PV | MVA | 2026 | 0 | 66kV | Meshed | None
Metro West | WOODVILLE - FINDON SD1524 | PV | MVA | 2026 | 0 | 66kV | Meshed | None
Metro West | WOODVILLE - QUEENSTOWN SD1525 | PV | MVA | 2026 | 0 | 66kV | Meshed | None
Eastern Hills | MOUNT BARKER DISTRIBUTION - MOUNT BARKER SOUTH SD2012 | PV | MVA | 2026 | 0 | 66kV | Meshed | None
Eastern Hills | MOUNT BARKER DISTRIBUTION - BALHANNAH SD1598 | PV | MVA | 2026 | 63.7221 | 66kV | Radial | None
Eastern Hills | BALHANNAH - URAIDLA SD1599 | PV | MVA | 2026 | 30.4911 | 66kV | Radial | None
Eastern Hills | URAIDLA - MAGILL (METRO SOUTH TIE) SD1662E | PV | MVA | 2026 | 0 | 66kV | Radial | None
Eastern Hills | MOUNT BARKER DISTRIBUTION - HAHNDORF SD1596 | PV | MVA | 2026 | 7.7338 | 66kV | Radial | None
Eastern Hills | MOUNT BARKER SOUTH - MEADOWS SD1597 | PV | MVA | 2026 | 10.9671 | 66kV | Radial | None
Eastern Hills | MOUNT BARKER SOUTH - STRATHALBYN EAST TEE SD1601A | PV | MVA | 2026 | 22.8464 | 66kV | Radial | None
Eastern Hills | STRATHALBYN EAST TEE - STRATHALBYN SD1601B | PV | MVA | 2026 | 22.8464 | 66kV | Radial | None
Eastern Hills | STRATHALBYN - BELVIDERE SD1602 | PV | MVA | 2026 | 7.5314 | 66kV | Radial | None
Eastern Hills | BELVIDERE - MILANG SD1603 | PV | MVA | 2026 | 4.0814 | 66kV | Radial | None
Eastern Hills | BELVIDERE - LANGHORNE CREEK SD1604 | PV | MVA | 2026 | 3.45 | 66kV | Radial | None
Eyre Peninsula | YADNARIE - CLEVE SD1609 | PV | MVA | 2026 | 5.5214 | 66kV | Radial | None
Eyre Peninsula | YADNARIE - RUDALL SD1610 | PV | MVA | 2026 | 3.6434 | 66kV | Radial | None
Eyre Peninsula | RUDALL - DARKE PEAK SD1611 | PV | MVA | 2026 | 2.8228 | 66kV | Radial | None
Eyre Peninsula | DARKE PEAK - CARALUE SD1612 | PV | MVA | 2026 | 2.5638 | 66kV | Radial | None
Eyre Peninsula | RUDALL - LOCK SD1613 | PV | MVA | 2026 | 0.71163 | 66kV | Radial | None
Eyre Peninsula | LOCK - POLDA SD1614 | PV | MVA | 2026 | 0 | 66kV | Radial | None
Eyre Peninsula | WUDINNA - POLDA SD1615 | PV | MVA | 2026 | 1.0441 | 66kV | Radial | None
Eyre Peninsula | WUDINNA - MOORKITABIE SD1605 | PV | MVA | 2026 | 13.2503 | 66kV | Radial | None
Eyre Peninsula | MOORKITABIE - TARLTON SD1606 | PV | MVA | 2026 | 12.6549 | 66kV | Radial | None
Eyre Peninsula | TARLTON - STREAKY BAY SD1607 | PV | MVA | 2026 | 6.7409 | 66kV | Radial | None
Eyre Peninsula | TARLTON - CEDUNA SD1608 | PV | MVA | 2026 | 5.4869 | 66kV | Radial | None
Riverland | NORTH WEST BEND - MORGAN TEE SD1616 | PV | MVA | 2026 | 15.4969 | 66kV | Radial | None
Riverland | MORGAN TEE - CORDOLA SD1617 | PV | MVA | 2026 | 14.4408 | 66kV | Radial | None
Riverland | CORDOLA - ROONKA SD1618 | PV | MVA | 2026 | 13.5691 | 66kV | Radial | None
Riverland | ROONKA - PORTEE SD1619 | PV | MVA | 2026 | 9.8666 | 66kV | Radial | None
Riverland | PORTEE - SWAN REACH SD1620 | PV | MVA | 2026 | 9.5806 | 66kV | Radial | None
Riverland | NORTH WEST BEND - CADELL SD1622 | PV | MVA | 2026 | 13.1476 | 66kV | Radial | None
Riverland | CADELL - QUALCO SD1623 | PV | MVA | 2026 | 11.0745 | 66kV | Radial | None
Riverland | QUALCO - RAMCO SD1624 | PV | MVA | 2026 | 10.4732 | 66kV | Radial | None
Riverland | RAMCO - WAIKERIE SD1625 | PV | MVA | 2026 | 6.4328 | 66kV | Radial | None
Riverland | BERRI - GLOSSOP SD1626 | PV | MVA | 2026 | 21.1653 | 66kV | Radial | None
Riverland | GLOSSOP - LOVEDAY SD1627 | PV | MVA | 2026 | 15.4394 | 66kV | Radial | None
Riverland | LOVEDAY - WOOLPUNDA SD1628 | PV | MVA | 2026 | 0.65471 | 66kV | Radial | None
Riverland | WOOLPUNDA - WAIKERIE SD1629 | PV | MVA | 2026 | 0 | 66kV | Radial | None
Riverland | BERRI - LOXTON SD1630 | PV | MVA | 2026 | 16.0614 | 66kV | Radial | None
Riverland | LOXTON - PYAP SD1631 | PV | MVA | 2026 | 7.5438 | 66kV | Radial | None
Riverland | BERRI - RENMARK SD1632 | PV | MVA | 2026 | 29.7879 | 66kV | Radial | None
Riverland | RENMARK - PARINGA SD1633 | PV | MVA | 2026 | 4.2096 | 66kV | Radial | None
Riverland | BERRI - LYRUP SD1634 | PV | MVA | 2026 | 2.4166 | 66kV | Radial | None
Metro South | WILLUNGA - MYPONGA SD1568 | PV | MVA | 2026 | 26.9583 | 66kV | Radial | None
Metro South | MYPONGA - YANKALILLA SD1569 | PV | MVA | 2026 | 19.8162 | 66kV | Radial | None
Metro South | YANKALILLA - CAPE JERVIS SD1689 | PV | MVA | 2026 | 8.6426 | 66kV | Radial | None
Metro South | WILLUNGA - SQUARE WATER HOLE SD1570 | PV | MVA | 2026 | 65.137 | 66kV | Radial | None
Metro South | SQUARE WATER HOLE - VICTOR HARBOR SD1595 | PV | MVA | 2026 | 35.7444 | 66kV | Radial | None
Metro South | SQUARE WATER HOLE - GOOLWA SD1571 | PV | MVA | 2026 | 22.9629 | 66kV | Radial | None
Eastern Hills | BALHANNAH - WOODSIDE SD41100 | PV | MVA | 2026 | 12.7295 | 33kV | Radial | None
Eastern Hills | BALHANNAH - VERDUN TEE SD41200 | PV | MVA | 2026 | 7.3518 | 33kV | Radial | None
Eastern Hills | VERDUN TEE - ALDGATE TEE SD41200 | PV | MVA | 2026 | 0.054723 | 33kV | Radial | None
Eastern Hills | VERDUN TEE - MYLOR SD41200 | PV | MVA | 2026 | 5.6413 | 33kV | Radial | None
Eastern Hills | BALHANNAH - NAIRNE TEE SD41300 | PV | MVA | 2026 | 13.1497 | 33kV | Radial | None
Eastern Hills | NAIRNE TEE - NAIRNE SD41300 | PV | MVA | 2026 | 11.5179 | 33kV | Radial | None
Eastern Hills | NAIRNE TEE - BRUKUNGA SD41300 | PV | MVA | 2026 | 0.6152 | 33kV | Radial | None
Eastern Hills | URAIDLA - PICCADILLY TEE SD42100 | PV | MVA | 2026 | 22.1377 | 33kV | Radial | None
Eastern Hills | PICCADILLY TEE - PICCADILLY EOL SD42100 | PV | MVA | 2026 | 2.6025 | 33kV | Radial | None
Eastern Hills | PICCADILLY TEE - ALDGATE TEE SD42100 | PV | MVA | 2026 | 19.5352 | 33kV | Radial | None
Eastern Hills | ALDGATE TEE - ALDGATE SD42100 | PV | MVA | 2026 | 9.4389 | 33kV | Radial | None
Eastern Hills | ANGAS CREEK - BIRDWOOD TEE SD38100 | PV | MVA | 2026 | 9.8122 | 33kV | Radial | None
Eastern Hills | BIRDWOOD TEE - GUMERACHA RURAL SD38100 | PV | MVA | 2026 | 1.2347 | 33kV | Radial | None
Eastern Hills | BIRDWOOD TEE - BIRDWOOD SD38100 | PV | MVA | 2026 | 8.5774 | 33kV | Radial | None
Eastern Hills | BIRDWOOD - MOUNT PLEASANT TEE SD38100 | PV | MVA | 2026 | 4.2876 | 33kV | Radial | None
Eastern Hills | MOUNT PLEASANT TEE - PALMER RURAL SD38100 | PV | MVA | 2026 | 1.265 | 33kV | Radial | None
Eastern Hills | MOUNT PLEASANT TEE - MOUNT PLEASANT SD38100 | PV | MVA | 2026 | 3.0226 | 33kV | Radial | None
Eastern Hills | ANGAS CREEK - ANGAS CREEK TEE SD38200 | PV | MVA | 2026 | 16.8077 | 33kV | Radial | None
Eastern Hills | ANGAS CREEK TEE - LOBETHAL SD38200 | PV | MVA | 2026 | 10.1818 | 33kV | Radial | None
Eastern Hills | LOBETHAL - WOODSIDE SD38200 | PV | MVA | 2026 | 0 | 33kV | Radial | None
Eastern Hills | ANGAS CREEK TEE - GUMERACHA WEIR SD38200 | PV | MVA | 2026 | 6.6259 | 33kV | Radial | None
Eastern Hills | GUMERACHA WEIR - HOUGHTON SD38200 | PV | MVA | 2026 | 4.2426 | 33kV | Radial | None
Eastern Hills | GUMERACHA WEIR - KERSBROOK SD38200 | PV | MVA | 2026 | 2.1814 | 33kV | Radial | None
Eastern Hills | KERSBROOK - WILLIAMSTOWN SOUTH TEE SD38200 | PV | MVA | 2026 | 1.425 | 33kV | Radial | None
Eastern Hills | GUMERACHA WEIR - GUMERACHA RURAL SD38200 | PV | MVA | 2026 | 0 | 33kV | Radial | None
Eyre Peninsula | WHYALLA CENTRAL - WHYALLA CITY 1 SD56101 | PV | MVA | 2026 | 16.1743 | 33kV | Radial | None
Eyre Peninsula | WHYALLA CENTRAL - WHYALLA CITY 2 SD56102 | PV | MVA | 2026 | 0 | 33kV | Radial | None
Eyre Peninsula | WHYALLA CENTRAL - WHYALLA STUART SD56201 | PV | MVA | 2026 | 12.6413 | 33kV | Radial | None
Eyre Peninsula | WHYALLA CENTRAL - WHYALLA NORTH TEE SD56301 | PV | MVA | 2026 | 10.6012 | 33kV | Radial | None
Eyre Peninsula | WHYALLA NORTH TEE - WHYALLA TERMINAL SD56301 | PV | MVA | 2026 | 0 | 33kV | Radial | None
Eyre Peninsula | WHYALLA NORTH TEE - WHYALLA SOLAR SD56301 | PV | MVA | 2026 | 10.6012 | 33kV | Radial | None
Eyre Peninsula | WHYALLA SOLAR - WHYALLA NORTH SD56301 | PV | MVA | 2026 | 0.21185 | 33kV | Radial | None
Eyre Peninsula | PORT LINCOLN TERMINAL - PORT LINCOLN CITY TEE PL32 | PV | MVA | 2026 | 10.1198 | 33kV | Radial | None
Eyre Peninsula | PORT LINCOLN CITY TEE - PORT LINCOLN CITY PL32 | PV | MVA | 2026 | 0 | 33kV | Radial | None
Eyre Peninsula | PORT LINCOLN CITY TEE - PORT LINCOLN MARINA TEE PL32 | PV | MVA | 2026 | 10.1198 | 33kV | Radial | None
Eyre Peninsula | PORT LINCOLN MARINA TEE - PORT LINCOLN DOCKS PL32 | PV | MVA | 2026 | 3.5002 | 33kV | Radial | None
Eyre Peninsula | PORT LINCOLN MARINA TEE - PORT LINCOLN MARINA PL32 | PV | MVA | 2026 | 6.6196 | 33kV | Radial | None
Eyre Peninsula | PORT LINCOLN TERMINAL - PORT LINCOLN CITY SD61101 | PV | MVA | 2026 | 13.7448 | 33kV | Radial | None
Eyre Peninsula | PORT LINCOLN TERMINAL - POONINDIE TEE PL34 | PV | MVA | 2026 | 8.4435 | 33kV | Radial | None
Eyre Peninsula | POONINDIE TEE - POONINDIE PL34 | PV | MVA | 2026 | 0.7967 | 33kV | Radial | None
Eyre Peninsula | POONINDIE - POINT BOSTON PL34 | PV | MVA | 2026 | 0.11547 | 33kV | Radial | None
Eyre Peninsula | POONINDIE TEE - TOD RIVER PL34 | PV | MVA | 2026 | 7.4098 | 33kV | Radial | None
Eyre Peninsula | TOD RIVER - CUMMINS CM36 | PV | MVA | 2026 | 4.1023 | 33kV | Radial | None
Eyre Peninsula | TOD RIVER - TUMBY BAY CM35 | PV | MVA | 2026 | 3.1939 | 33kV | Radial | None
Eyre Peninsula | PORT LINCOLN TERMINAL - ULEY SOUTH TEE PL33 | PV | MVA | 2026 | 3.1623 | 33kV | Radial | None
Eyre Peninsula | ULEY SOUTH TEE - ULEY SOUTH PL33 | PV | MVA | 2026 | 0 | 33kV | Radial | None
Eyre Peninsula | ULEY SOUTH TEE - ULEY PL33 | PV | MVA | 2026 | 3.1623 | 33kV | Radial | None
Eyre Peninsula | ULEY - COFFIN BAY PL33 | PV | MVA | 2026 | 2.4848 | 33kV | Radial | None
Eyre Peninsula | CLEVE - COWELL SD53100 | PV | MVA | 2026 | 2.6323 | 33kV | Radial | None
Eyre Peninsula | CLEVE - BOOTHBY SD55100 | PV | MVA | 2026 | 1.0754 | 33kV | Radial | None
Eyre Peninsula | BOOTHBY - PUMPING STATION ROAD SD55100 | PV | MVA | 2026 | 1.0754 | 33kV | Radial | None
Eyre Peninsula | PUMPING STATION ROAD - ARNO BAY SD55100 | PV | MVA | 2026 | 0.77607 | 33kV | Radial | None
Mid North | BRINKWORTH - YACKA TEE SD33100 | PV | MVA | 2026 | 2.0873 | 33kV | Radial | None
Mid North | YACKA TEE - YACKA RURAL SD33100 | PV | MVA | 2026 | 0.12609 | 33kV | Radial | None
Mid North | YACKA TEE - SPALDING TEE SD33100 | PV | MVA | 2026 | 1.9612 | 33kV | Radial | None
Mid North | SPALDING TEE - GEORGETOWN SD33100 | PV | MVA | 2026 | 0.6615 | 33kV | Radial | None
Mid North | GEORGETOWN - GLADSTONE SD33100 | PV | MVA | 2026 | 0 | 33kV | Radial | None
Mid North | SPALDING TEE - SPALDING SD33100 | PV | MVA | 2026 | 1.2321 | 33kV | Radial | None
Mid North | BRINKWORTH - MERRITON SD33300 | PV | MVA | 2026 | 0.58444 | 33kV | Radial | None
Mid North | BRINKWORTH - BRINKWORTH TEE SD33200 | PV | MVA | 2026 | 3.2553 | 33kV | Radial | None
Mid North | BRINKWORTH TEE - YACKA RURAL SD33200 | PV | MVA | 2026 | 0 | 33kV | Radial | None
Mid North | BRINKWORTH TEE - BLYTH TOWNSHIP SD33200 | PV | MVA | 2026 | 3.2553 | 33kV | Radial | None
Mid North | BLYTH TOWNSHIP - CLARE NORTH TEE SD33200 | PV | MVA | 2026 | 0.10769 | 33kV | Radial | None
Mid North | BLYTH TOWNSHIP - BALAKLAVA TOWNSHIP SD33200 | PV | MVA | 2026 | 1.7926 | 33kV | Radial | None
Mid North | WATERLOO DISTRIBUTION - RIVERTON TEE SD36400 | PV | MVA | 2026 | 5.6265 | 33kV | Radial | N
Mid North | RIVERTON TEE - AUBURN TEE SD36400 | PV | MVA | 2026 | 3.434 | 33kV | Radial | None
Mid North | AUBURN TEE - AUBURN SD36400 | PV | MVA | 2026 | 3.4208 | 33kV | Radial | None
Mid North | RIVERTON TEE - RIVERTON SD36400 | PV | MVA | 2026 | 2.1925 | 33kV | Radial | None
Mid North | WATERLOO DISTRIBUTION - WATERLOO RURAL SD36201 | PV | MVA | 2026 | 1.06 | 33kV | Radial | None
Mid North | WATERLOO RURAL - ROBERTSTOWN SD36201 | PV | MVA | 2026 | 1.06 | 33kV | Radial | None
Mid North | WATERLOO DISTRIBUTION - PORTERS LAGOON SD36101 | PV | MVA | 2026 | 0.2933 | 33kV | Radial | None
Mid North | PORTERS LAGOON - HANSON SD36101 | PV | MVA | 2026 | 0 | 33kV | Radial | None
Mid North | WATERLOO DISTRIBUTION - WATERLOO TOWN SD36300 | PV | MVA | 2026 | 3.4812 | 33kV | Radial | None
Mid North | WATERLOO TOWN - EUDUNDA TEE SD36300 | PV | MVA | 2026 | 3.2621 | 33kV | Radial | None
Mid North | EUDUNDA TEE - EUDUNDA SD36300 | PV | MVA | 2026 | 1.9193 | 33kV | Radial | None
Mid North | EUDUNDA TEE - KAPUNDA RURAL SD36300 | PV | MVA | 2026 | 0 | 33kV | Radial | None
Mid North | TEMPLERS - WASLEYS SD37402 | PV | MVA | 2026 | 7.2531 | 33kV | Radial | None
Mid North | WASLEYS - MALLALA SD37402 | PV | MVA | 2026 | 4.784 | 33kV | Radial | None
Mid North | TEMPLERS - HAMLEY BRIDGE SD37101 | PV | MVA | 2026 | 4.4216 | 33kV | Radial | None
Mid North | HAMLEY BRIDGE - BALAKLAVA RURAL SD37102 | PV | MVA | 2026 | 2.2662 | 33kV | Radial | None
Mid North | TEMPLERS - FREELING NORTH TEE SD37200 | PV | MVA | 2026 | 11.6938 | 33kV | Radial | None
Mid North | FREELING NORTH TEE - KAPUNDA RURAL SD37200 | PV | MVA | 2026 | 6.3023 | 33kV | Radial | N
Mid North | TEMPLERS - DAVEYSTON TOWNSHIP SD37301 | PV | MVA | 2026 | 1.6751 | 33kV | Radial | None
Mid North | TEMPLERS - GAWLER BELT TEE SD37501 | PV | MVA | 2026 | 12.183 | 33kV | Radial | None
Mid North | GAWLER BELT TEE - EVANSTON SD60101 | PV | MVA | 2026 | 0 | 33kV | Radial | None
Mid North | DORRIEN - NURIOOTPA TEE SD52100 | PV | MVA | 2026 | 15.8883 | 33kV | Radial | N
Mid North | NURIOOTPA TEE - NURIOOTPA SD52100 | PV | MVA | 2026 | 10.4293 | 33kV | Radial | None
Mid North | NURIOOTPA TEE - STOCKWELL SD52100 | PV | MVA | 2026 | 5.459 | 33kV | Radial | None
Mid North | DORRIEN - ANGASTON NO 1 SD52201 | PV | MVA | 2026 | 0 | 33kV | Meshed | None
Mid North | DORRIEN - ANGASTON NO 2 SD52202 | PV | MVA | 2026 | 0 | 33kV | Meshed | None
Mid North | DORRIEN - BAROSSA SOUTH SD52300 | PV | MVA | 2026 | 16.1589 | 33kV | Radial | None
Mid North | BAROSSA SOUTH TEE - LYNDOCH TEE SD52300 | PV | MVA | 2026 | 12.5799 | 33kV | Radial | None
Mid North | LYNDOCH TEE - LYNDOCH SD52300 | PV | MVA | 2026 | 9.3437 | 33kV | Radial | None
Mid North | LYNDOCH TEE - SANDY CREEK TEE SD52300 | PV | MVA | 2026 | 3.2362 | 33kV | Radial | None
Mid North | SANDY CREEK TEE - SANDY CREEK SD52300 | PV | MVA | 2026 | 3.1023 | 33kV | Radial | None
Mid North | SANDY CREEK TEE - EVANSTON TEE SD52300 | PV | MVA | 2026 | 0.13398 | 33kV | Radial | None
Mid North | LYNDOCH - WILLIAMSTOWN SD52300 | PV | MVA | 2026 | 5.4728 | 33kV | Radial | None
Mid North | WILLIAMSTOWN - WILLIAMSTOWN SOUTH TEE SD52300 | PV | MVA | 2026 | 3.1195 | 33kV | Radial | None
Mid North | WILLIAMSTOWN SOUTH TEE - WILLIAMSTOWN SOUTH SD52300 | PV | MVA | 2026 | 3.1195 | 33kV | Radial | None
Mid North | WILLIAMSTOWN SOUTH TEE - ANGAS CREEK TIE SD52300 | PV | MVA | 2026 | 0 | 33kV | Radial | None
Mid North | CLARE NORTH - CLARE NO 1 SD57101 | PV | MVA | 2026 | 0 | 33kV | Meshed | None
Mid North | CLARE NORTH - CLARE NORTH TEE SD57102 | PV | MVA | 2026 | 0 | 33kV | Meshed | None
Mid North | CLARE NORTH TEE - CLARE NO 2 SD57102 | PV | MVA | 2026 | 0 | 33kV | Meshed | None
Mid North | CLARE - FARRELL FLAT SD57100 | PV | MVA | 2026 | 2.5312 | 33kV | Radial | None
Mid North | FARRELL FLAT - WATERLOO TIE SD57100 | PV | MVA | 2026 | 0 | 33kV | Radial | None
Mid North | FARRELL FLAT - BURRA SD57100 | PV | MVA | 2026 | 2.5312 | 33kV | Radial | None
Murraylands | MANNUM - PALMER TEE SD39200 | PV | MVA | 2026 | 2.0694 | 33kV | Radial | None
Murraylands | PALMER TEE - MANNUM ROAD RANDELL ROAD INT SD39200 | PV | MVA | 2026 | 0 | 33kV | Radial | None
Murraylands | PALMER TEE - CAMBRAI TEE SD39200 | PV | MVA | 2026 | 2.0694 | 33kV | Radial | None
Murraylands | CAMBRAI TEE - CAMBRAI SD39200 | PV | MVA | 2026 | 1.9155 | 33kV | Radial | None
Murraylands | CAMBRAI TEE - PALMER RURAL SD39200 | PV | MVA | 2026 | 0.15387 | 33kV | Radial | None
Murraylands | MANNUM - TEAL FLAT TEE SD39100 | PV | MVA | 2026 | 4.0626 | 33kV | Radial | None
Murraylands | TEAL FLAT TEE - TEAL FLAT SD39100 | PV | MVA | 2026 | 1.7691 | 33kV | Radial | None
Murraylands | TEAL FLAT TEE - SWAN REACH SD39100 | PV | MVA | 2026 | 1.9865 | 33kV | Radial | None
Murraylands | MANNUM - CALOOTE TEE SD39300 | PV | MVA | 2026 | 16.8688 | 33kV | Radial | None
Murraylands | CALOOTE TEE - CALOOTE SD39300 | PV | MVA | 2026 | 1.925 | 33kV | Radial | None
Murraylands | CALOOTE TEE - MOBILONG TIE SD39300 | PV | MVA | 2026 | 1.925 | 33kV | Radial | None
Murraylands | MANNUM - MANNUM RURAL SD39300 | PV | MVA | 2026 | 0 | 33kV | Radial | None
Murraylands | MANNUM RURAL - MANNUM TOWN TEE SD39300 | PV | MVA | 2026 | 9.6716 | 33kV | Radial | None
Murraylands | MANNUM TOWN TEE - MANNUM ROAD RANDELL ROAD INT SD39300 | PV | MVA | 2026 | 5.2216 | 33kV | Radial | None
Murraylands | MANNUM TOWN TEE - PELLARING FLAT TEE SD39300 | PV | MVA | 2026 | 0 | 33kV | Radial | None
Murraylands | PELLARING FLAT TEE - MANNUM TOWN SD39300 | PV | MVA | 2026 | 5.2216 | 33kV | Radial | None
Murraylands | MOBILONG DISTRIBUTION - MOBILONG SD43100 | PV | MVA | 2026 | 22.0577 | 33kV | Radial | None
Murraylands | MOBILONG - MOBILONG TEE SD43100 | PV | MVA | 2026 | 22.0577 | 33kV | Radial | None
Murraylands | MOBILONG TEE - MYPOLONGA TIE SD43100 | PV | MVA | 2026 | 0 | 33kV | Radial | None
Murraylands | MOBILONG TEE - MURRAY BRIDGE NORTH TEE SD43100 | PV | MVA | 2026 | 22.0577 | 33kV | Radial | None
Murraylands | MURRAY BRIDGE NORTH TEE - MURRAY BRIDGE NORTH SD43100 | PV | MVA | 2026 | 0 | 33kV | Radial | None
Murraylands | MURRAY BRIDGE NORTH TEE - MURRAY BRIDGE SOUTH TEE SD43100 | PV | MVA | 2026 | 17.1077 | 33kV | Radial | None
Murraylands | MURRAY BRIDGE SOUTH TEE - MURRAY BRIDGE SOUTH SD43100 | PV | MVA | 2026 | 17.1077 | 33kV | Radial | None
Murraylands | MURRAY BRIDGE SOUTH TEE - MURRAY BRIDGE TOWNSHIP SD43100 | PV | MVA | 2026 | 0 | 33kV | Radial | None
Murraylands | MOBILONG DISTRIBUTION - MOBILONG SD43200 | PV | MVA | 2026 | 22.0577 | 33kV | Radial | None
Murraylands | MOBILONG - MONARTO TEE SD43200 | PV | MVA | 2026 | 22.2509 | 33kV | Radial | None
Murraylands | MONARTO TEE - MURRAY BRIDGE NORTH SD43200 | PV | MVA | 2026 | 18.135 | 33kV | Radial | None
Murraylands | MONARTO TEE - MONARTO SOUTH TEE SD43200 | PV | MVA | 2026 | 4.1158 | 33kV | Radial | None
Murraylands | MONARTO SOUTH TEE - MONARTO SOUTH SD43200 | PV | MVA | 2026 | 3.4985 | 33kV | Radial | None
Murraylands | MONARTO SOUTH TEE - MONARTO CENTRAL SD43200 | PV | MVA | 2026 | 0.61734 | 33kV | Radial | None
Murraylands | MOBILONG DISTRIBUTION - MOBILONG SD43300 | PV | MVA | 2026 | 8.7426 | 33kV | Radial | None
Murraylands | MOBILONG - PALLAMANA TEE SD43300 | PV | MVA | 2026 | 8.7426 | 33kV | Radial | None
Murraylands | PALLAMANA TEE - MYPOLONGA TEE SD43300 | PV | MVA | 2026 | 8.7426 | 33kV | Radial | None
Murraylands | MYPOLONGA TEE - MYPOLONGA SD43300 | PV | MVA | 2026 | 3.7926 | 33kV | Radial | None
Murraylands | MYPOLONGA - MYPOLONGA EOL SD43300 | PV | MVA | 2026 | 0 | 33kV | Radial | None
Murraylands | MYPOLONGA TEE - CALOOTE TEE SD43300 | PV | MVA | 2026 | 4.95 | 33kV | Radial | None
Murraylands | TAILEM BEND - PUMP STATION TEE SD40101 | PV | MVA | 2026 | 12.7302 | 33kV | Radial | None
Murraylands | PUMP STATION TEE - TAILEM BEND RURAL SD40101 | PV | MVA | 2026 | 0 | 33kV | Radial | None
Murraylands | TAILEM BEND RURAL - TAILEM BEND EOL SD40101 | PV | MVA | 2026 | 0 | 33kV | Radial | None
Murraylands | PUMP STATION TEE - TAILEM BEND TOWN TEE SD40101 | PV | MVA | 2026 | 12.7302 | 33kV | Radial | None
Murraylands | TAILEM BEND TOWN TEE - TAILEM BEND TOWN SD40101 | PV | MVA | 2026 | 3.4034 | 33kV | Radial | None
Murraylands | TAILEM BEND TOWN TEE - JERVOIS SD40101 | PV | MVA | 2026 | 9.3268 | 33kV | Radial | None
Murraylands | JERVOIS - JERVOIS FLAT 1 TEE SD40102 | PV | MVA | 2026 | 8.0946 | 33kV | Radial | None
Murraylands | JERVOIS FLAT 1 TEE - JERVOIS FLAT 2 TEE SD40102 | PV | MVA | 2026 | 5.8946 | 33kV | Radial | None
Murraylands | JERVOIS FLAT 2 TEE - WOODS POINT SD40102 | PV | MVA | 2026 | 5.8946 | 33kV | Radial | None
Murraylands | WOODS POINT - WHITE SANDS TEE SD40103 | PV | MVA | 2026 | 0 | 33kV | Radial | None
Murraylands | WHITE SANDS TEE - WHITE SANDS SD40103 | PV | MVA | 2026 | 0 | 33kV | Radial | None
Murraylands | WHITE SANDS TEE - MURRAY BRIDGE TOWNSHIP SD40103 | PV | MVA | 2026 | 0 | 33kV | Radial | None
Murraylands | TAILEM BEND - SUBSTATION ROAD TEE SD40200 | PV | MVA | 2026 | 14.3814 | 33kV | Radial | None
Murraylands | SUBSTATION ROAD TEE - SUBSTATION ROAD SD40200 | PV | MVA | 2026 | 0 | 33kV | Radial | None
Murraylands | SUBSTATION ROAD TEE - MALLEE HWY SD40200 | PV | MVA | 2026 | 14.3814 | 33kV | Radial | None
Murraylands | MALLEE HWY - MOORLANDS SWER SD40200 | PV | MVA | 2026 | 9.2844 | 33kV | Radial | None
Murraylands | MALLEE HWY - ELWOMPLE SD40200 | PV | MVA | 2026 | 5.097 | 33kV | Radial | None
Murraylands | MOORLANDS SWER - COOMANDOOK SD40200 | PV | MVA | 2026 | 9.1242 | 33kV | Radial | None
Murraylands | COOMANDOOK - COONALPYN SD40200 | PV | MVA | 2026 | 8.895 | 33kV | Radial | None
Murraylands | COONALPYN - BINNIES TEE SD40300 | PV | MVA | 2026 | 3.179 | 33kV | Radial | N
Murraylands | BINNIES TEE - BINNIES SD40300 | PV | MVA | 2026 | 0.037166 | 33kV | Radial | None
Murraylands | BINNIES TEE - MENINGIE SD40300 | PV | MVA | 2026 | 3.0955 | 33kV | Radial | None
Murraylands | MENINGIE - CAMPBELL PARK TEE SD40400 | PV | MVA | 2026 | 0.6688 | 33kV | Radial | None
Murraylands | CAMPBELL PARK TEE - CAMPBELL PARK SD40400 | PV | MVA | 2026 | 0.27818 | 33kV | Radial | None
Murraylands | CAMPBELL PARK TEE - NARRUNG SD40400 | PV | MVA | 2026 | 0.39062 | 33kV | Radial | None
Murraylands | TAILEM BEND - SHERLOCK SD40501 | PV | MVA | 2026 | 6.0808 | 33kV | Radial | None
Murraylands | SHERLOCK - KAROONDA SD40502 | PV | MVA | 2026 | 1.5517 | 33kV | Radial | None
Murraylands | SHERLOCK - GERANIUM SD40600 | PV | MVA | 2026 | 4.4487 | 33kV | Radial | N
Murraylands | GERANIUM - LAMEROO SD40700 | PV | MVA | 2026 | 4.0526 | 33kV | Radial | N
Murraylands | LAMEROO - LAMEROO RURAL SD40800 | PV | MVA | 2026 | 2.4438 | 33kV | Radial | N
Murraylands | LAMEROO RURAL - PARILLA TEE SD40800 | PV | MVA | 2026 | 2.3388 | 33kV | Radial | N
Murraylands | PARILLA TEE - PARILLA SD40800 | PV | MVA | 2026 | 1.0522 | 33kV | Radial | None
Murraylands | PARILLA TEE - PINNAROO SD40800 | PV | MVA | 2026 | 1.2567 | 33kV | Radial | None
Riverland | PARINGA - MURTHO LX21 | PV | MVA | 2026 | 1.8354 | 33kV | Radial | N
Riverland | MURTHO - LINDSAY PT TEE LX21 | PV | MVA | 2026 | 0 | 33kV | Radial | None
Riverland | LINDSAY PT TEE - BORDER CLIFFS LX21 | PV | MVA | 2026 | 0 | 33kV | Radial | None
Riverland | LINDSAY PT TEE - VIC BORDER LX21 | PV | MVA | 2026 | 0 | 33kV | Radial | None
Riverland | SWAN REACH - SWAN REACH FILTRATION TEE SD39400 | PV | MVA | 2026 | 2.1306 | 33kV | Radial | None
Riverland | SWAN REACH FILTRATION TEE - SWAN REACH TOWN SD39400 | PV | MVA | 2026 | 0.82783 | 33kV | Radial | None
South East | KEITH - COONALPYN SD45101 | PV | MVA | 2026 | 1.2827 | 33kV | Radial | None
South East | KEITH - PADTHAWAY SD45300 | PV | MVA | 2026 | 5.4274 | 33kV | Radial | None
South East | KEITH - WIRREGA SD45201 | PV | MVA | 2026 | 7.6358 | 33kV | Radial | N
South East | WIRREGA - BORDERTOWN SD45202 | PV | MVA | 2026 | 7.6086 | 33kV | Radial | N
South East | SNUGGERY RURAL - MILLICENT SD49100 | PV | MVA | 2026 | 19.1077 | 33kV | Radial | None
South East | MILLICENT - SOUTH END TEE SD49100 | PV | MVA | 2026 | 11.4035 | 33kV | Radial | None
South East | SOUTH END TEE - SOUTH END SD49100 | PV | MVA | 2026 | 0.74693 | 33kV | Radial | None
South East | SOUTH END TEE - HATHERLEIGH TOWNSHIP TEE SD49100 | PV | MVA | 2026 | 5.5958 | 33kV | Radial | None
South East | HATHERLEIGH TOWNSHIP TEE - HATHERLEIGH TOWNSHIP SD49100 | PV | MVA | 2026 | 0.095403 | 33kV | Radial | None
South East | HATHERLEIGH TOWNSHIP TEE - HATHERLEIGH SD49100 | PV | MVA | 2026 | 5.5004 | 33kV | Radial | None
South East | HATHERLEIGH - BEACHPORT TEE SD49200 | PV | MVA | 2026 | 5.5004 | 33kV | Radial | None
South East | BEACHPORT TEE - BEACHPORT SD49200 | PV | MVA | 2026 | 1.7086 | 33kV | Radial | None
South East | BEACHPORT TEE - ROBE SD49200 | PV | MVA | 2026 | 3.7918 | 33kV | Radial | N
South East | SNUGGERY RURAL - MOUNT BURR SD49500 | PV | MVA | 2026 | 1.3357 | 33kV | Radial | None
South East | MOUNT BURR - KALANGADOO TEE SD49500 | PV | MVA | 2026 | 0.93259 | 33kV | Radial | None
South East | KALANGADOO TEE - KALANGADOO SD49500 | PV | MVA | 2026 | 0 | 33kV | Radial | None
South East | KALANGADOO TEE - KALANGADOO RURAL SD49500 | PV | MVA | 2026 | 0 | 33kV | Radial | None
South East | BLANCHE - MOUNT GAMBIER WEST SD48101 | PV | MVA | 2026 | 0 | 33kV | Radial | None
South East | BLUE LAKE TEE - MOUNT GAMBIER SD48104 | PV | MVA | 2026 | 0 | 33kV | Radial | None
South East | BLANCHE - LAKESIDE TEE SD48100 | PV | MVA | 2026 | 9.6926 | 33kV | Radial | None
South East | LAKESIDE TEE - GLENCOE TEE SD48100 | PV | MVA | 2026 | 9.6167 | 33kV | Radial | None
South East | GLENCOE TEE - TANTANOOLA SD48100 | PV | MVA | 2026 | 1.4583 | 33kV | Radial | None
South East | GLENCOE TEE - MOUNT GAMBIER SD48100 | PV | MVA | 2026 | 8.1584 | 33kV | Radial | None
South East | BLANCHE - KONGORONG TEE SD48200 | PV | MVA | 2026 | 4.9231 | 33kV | Radial | None
South East | KONGORONG TEE - KONGORONG SD48200 | PV | MVA | 2026 | 0.59956 | 33kV | Radial | None
South East | KONGORONG TEE - MOUNT SCHANK SD48200 | PV | MVA | 2026 | 4.3236 | 33kV | Radial | None
South East | MOUNT SCHANK - ALLENDALE EAST SD48200 | PV | MVA | 2026 | 2.9145 | 33kV | Radial | None
South East | MOUNT GAMBIER - TARPEENA SOUTH TEE SD47101 | PV | MVA | 2026 | 0.50073 | 33kV | Radial | None
South East | TARPEENA SOUTH TEE - MOUNT GAMBIER SD47101 | PV | MVA | 2026 | 0 | 33kV | Radial | None
South East | TARPEENA SOUTH TEE - TARPEENA SOUTH SD47101 | PV | MVA | 2026 | 0.50073 | 33kV | Radial | None
South East | KINCRAIG - LUCINDALE SD46201 | PV | MVA | 2026 | 5.2992 | 33kV | Radial | None
South East | LUCINDALE - KINGSTON SE SD46201 | PV | MVA | 2026 | 4.0914 | 33kV | Radial | None
South East | KINCRAIG - NARACOORTE SD46300 | PV | MVA | 2026 | 15.8682 | 33kV | Radial | None
South East | NARACOORTE - NARACOORTE EAST TEE SD46100 | PV | MVA | 2026 | 5.62 | 33kV | Radial | None
South East | NARACOORTE EAST TEE - NARACOORTE EAST SD46100 | PV | MVA | 2026 | 5.62 | 33kV | Radial | None
South East | NARACOORTE EAST TEE - PADTHAWAY SD46100 | PV | MVA | 2026 | 0 | 33kV | Radial | None
South East | KINCRAIG - STRUAN RURAL SD46400 | PV | MVA | 2026 | 4.952 | 33kV | Radial | None
South East | STRUAN RURAL - GLENROY RURAL SD46400 | PV | MVA | 2026 | 0 | 33kV | Radial | None
South East | PENOLA WEST - PENOLA TEE SD58200 | PV | MVA | 2026 | 4.2162 | 33kV | Radial | None
South East | PENOLA TEE - GLENROY RURAL SD58200 | PV | MVA | 2026 | 4.2162 | 33kV | Radial | N
South East | PENOLA WEST - PENOLA TEE SD58101 | PV | MVA | 2026 | 0.70895 | 33kV | Radial | None
South East | PENOLA TEE - SAFRIES TEE SD58101 | PV | MVA | 2026 | 0.70895 | 33kV | Radial | None
South East | SAFRIES TEE - KALANGADOO NANGWARRY TEE SD58101 | PV | MVA | 2026 | 0.70895 | 33kV | Radial | None
South East | KALANGADOO NANGWARRY TEE - NANGWARRY TEE SD58101 | PV | MVA | 2026 | 0.70083 | 33kV | Radial | None
South East | NANGWARRY TEE - NANGWARRY SD58101 | PV | MVA | 2026 | 0.70083 | 33kV | Radial | None
South East | KALANGADOO NANGWARRY TEE - KALANGADOO RURAL SD58101 | PV | MVA | 2026 | 0 | 33kV | Radial | None
South East | NANGWARRY TEE - MOUNT GAMBIER SD58101 | PV | MVA | 2026 | 0 | 33kV | Radial | None
Metro South | WILLUNGA - MCLAREN VALE SD44400 | PV | MVA | 2026 | 2.9925 | 33kV | Radial | None
Metro South | YANKALILLA - HAY FLAT SD44200 | PV | MVA | 2026 | 1.6283 | 33kV | Radial | None
Metro South | HAY FLAT - RAPID BAY TEE SD44200 | PV | MVA | 2026 | 1.5947 | 33kV | Radial | None
Metro South | RAPID BAY TEE - RAPID BAY SD44200 | PV | MVA | 2026 | 0.046734 | 33kV | Radial | None
Metro South | RAPID BAY TEE - CAPE JERVIS SD44200 | PV | MVA | 2026 | 0.34289 | 33kV | Radial | None
Metro South | CAPE JERVIS - CUTTLEFISH BAY SD44301 | PV | MVA | 2026 | 7.4663 | 33kV | Radial | None
Metro South | FISHERY BEACH BACKUP - CUTTLEFISH BAY BACKUP SD44301 | PV | MVA | 2026 | 0 | 33kV | Radial | None
Metro South | CUTTLEFISH BAY - PENNESHAW SD44301 | PV | MVA | 2026 | 7.4663 | 33kV | Radial | None
Metro South | PENNESHAW - AMERICAN RIVER SD44300 | PV | MVA | 2026 | 6.5771 | 33kV | Radial | None
Metro South | AMERICAN RIVER - KINGSCOTE TEE SD44300 | PV | MVA | 2026 | 5.2333 | 33kV | Radial | N
Metro South | KINGSCOTE TEE - MACGILLIVRAY SD44300 | PV | MVA | 2026 | 1.6539 | 33kV | Radial | None
Metro South | KINGSCOTE TEE - KINGSCOTE SD44300 | PV | MVA | 2026 | 3.4857 | 33kV | Radial | None
Upper North | DAVENPORT WEST - PORT AUGUSTA NO1 SD54101 | PV | MVA | 2026 | 0 | 33kV | Meshed | None
Upper North | DAVENPORT WEST - PORT AUGUSTA TEE SD54102 | PV | MVA | 2026 | 0 | 33kV | Meshed | None
Upper North | PORT AUGUSTA NO2 - PORT AUGUSTA TEE SD54102 | PV | MVA | 2026 | 0 | 33kV | Meshed | None
Upper North | PORT AUGUSTA TEE - PORT AUGUSTA WEST TEE SD54102 | PV | MVA | 2026 | 10.3993 | 33kV | Radial | None
Upper North | PORT AUGUSTA WEST TEE - PORT AUGUSTA WEST SD54102 | PV | MVA | 2026 | 8.0213 | 33kV | Radial | None
Upper North | PORT AUGUSTA WEST TEE - PANDURRA TEE SD54102 | PV | MVA | 2026 | 2.378 | 33kV | Radial | None
Upper North | PANDURRA TEE - BOOKALOO SD54102 | PV | MVA | 2026 | 0.012269 | 33kV | Radial | None
Upper North | PANDURRA TEE - PANDURRA SD54102 | PV | MVA | 2026 | 2.3658 | 33kV | Radial | None
Upper North | DAVENPORT WEST - AUGUSTA HWY SD54300 | PV | MVA | 2026 | 11.0347 | 33kV | Radial | None
Upper North | AUGUSTA HWY - STIRLING NORTH SD54300 | PV | MVA | 2026 | 6.2144 | 33kV | Radial | None
Upper North | STIRLING NORTH - QUORN SD54300 | PV | MVA | 2026 | 2.3728 | 33kV | Radial | None
Upper North | DAVENPORT WEST - PT PATERSON SD54400 | PV | MVA | 2026 | 0.011571 | 33kV | Radial | None
Upper North | BAROOTA - BAROOTA TOWN TEE SD31100 | PV | MVA | 2026 | 15.5376 | 33kV | Radial | None
Upper North | BAROOTA TOWN TEE - BAROOTA TOWN SD31100 | PV | MVA | 2026 | 5.1387 | 33kV | Radial | None
Upper North | BAROOTA TOWN TEE - BAROOTA TEE SD31100 | PV | MVA | 2026 | 10.3989 | 33kV | Radial | None
Upper North | BAROOTA TEE - NAPPERBY BUNGAMA SD31100 | PV | MVA | 2026 | 3.4945 | 33kV | Radial | None
Upper North | BAROOTA TEE - MURRAYTOWN SD31100 | PV | MVA | 2026 | 6.7334 | 33kV | Radial | None
Upper North | MURRAYTOWN - WIRRABARA FOREST TEE SD31200 | PV | MVA | 2026 | 1.538 | 33kV | Radial | None
Upper North | WIRRABARA FOREST TEE - WIRRABARA FOREST SD31200 | PV | MVA | 2026 | 0.20407 | 33kV | Radial | None
Upper North | WIRRABARA FOREST TEE - GLADSTONE SD31200 | PV | MVA | 2026 | 0.43106 | 33kV | Radial | None
Upper North | MURRAYTOWN - ORROROO SD31300 | PV | MVA | 2026 | 3.1839 | 33kV | Radial | None
Upper North | MURRAYTOWN - WILMINGTON SD31400 | PV | MVA | 2026 | 1.8307 | 33kV | Radial | None
Upper North | BUNGAMA - PORT PIRIE SOUTH SD32101 | PV | MVA | 2026 | 0 | 33kV | Meshed | None
Upper North | PORT PIRIE SOUTH - PORT PIRIE SD32102 | PV | MVA | 2026 | 0 | 33kV | Meshed | None
Upper North | BUNGAMA - PORT PIRIE SD32103 | PV | MVA | 2026 | 0 | 33kV | Meshed | None
Upper North | BUNGAMA - HUGHES GAP SD32301 | PV | MVA | 2026 | 28.8969 | 33kV | Radial | Reverse N
Upper North | HUGHES GAP - CRYSTAL BROOK TEE SD32302 | PV | MVA | 2026 | 18.2998 | 33kV | Radial | None
Upper North | CRYSTAL BROOK TEE - GLADSTONE SD32302 | PV | MVA | 2026 | 18.2998 | 33kV | Radial | None
Upper North | GLADSTONE - CALTOWIE TEE SD32200 | PV | MVA | 2026 | 15.501 | 33kV | Radial | None
Upper North | CALTOWIE TEE - CALTOWIE SD32200 | PV | MVA | 2026 | 0.27899 | 33kV | Radial | None
Upper North | CALTOWIE TEE - PETERBOROUGH TEE SD32200 | PV | MVA | 2026 | 15.0188 | 33kV | Radial | None
Upper North | PETERBOROUGH TEE - JAMESTOWN SD32200 | PV | MVA | 2026 | 4.175 | 33kV | Radial | None
Upper North | JAMESTOWN - TEROWIE TOWNSHIP SD32200 | PV | MVA | 2026 | 0.50017 | 33kV | Radial | None
Upper North | PETERBOROUGH TEE - PETERBOROUGH SD32200 | PV | MVA | 2026 | 10.8438 | 33kV | Radial | None
Upper North | BUNGAMA - PORT BROUGHTON TEE SD32400 | PV | MVA | 2026 | 18.9344 | 33kV | Radial | Reverse N
Upper North | PORT BROUGHTON TEE - PORT BROUGHTON SD32400 | PV | MVA | 2026 | 3.7613 | 33kV | Radial | None
Upper North | PORT BROUGHTON TEE - BRINKWORTH TIE SD32400 | PV | MVA | 2026 | 0 | 33kV | Radial | None
Upper North | PORT BROUGHTON TEE - CRYSTAL BROOK TEE SD32400 | PV | MVA | 2026 | 2.5778 | 33kV | Radial | None
Upper North | NEUROODLA - HAWKER SD59100 | PV | MVA | 2026 | 0.62298 | 33kV | Radial | None
Yorke Peninsula | HUMMOCKS DISTRIBUTION - NINNES TEE SD34400 | PV | MVA | 2026 | 8.1023 | 33kV | Radial | None
Yorke Peninsula | NINNES TEE - LOCHIEL SD34400 | PV | MVA | 2026 | 1.3639 | 33kV | Radial | None
Yorke Peninsula | NINNES TEE - KAINTON TEE SD34400 | PV | MVA | 2026 | 0.90354 | 33kV | Radial | None
Yorke Peninsula | KAINTON TEE - KAINTON SD34400 | PV | MVA | 2026 | 0.12447 | 33kV | Radial | None
Yorke Peninsula | KAINTON TEE - PASKEVILLE SD34400 | PV | MVA | 2026 | 0.77907 | 33kV | Radial | None
Yorke Peninsula | PASKEVILLE - KADINA EAST SD34405 | PV | MVA | 2026 | 0.43656 | 33kV | Radial | None
Yorke Peninsula | HUMMOCKS DISTRIBUTION - PORT CLINTON SD34300 | PV | MVA | 2026 | 1.4495 | 33kV | Radial | None
Yorke Peninsula | PORT CLINTON - ARDROSSAN SD34300 | PV | MVA | 2026 | 0.59112 | 33kV | Radial | None
Yorke Peninsula | HUMMOCKS DISTRIBUTION - FEDERATION CORNER SD34201 | PV | MVA | 2026 | 6.571 | 33kV | Radial | None
Yorke Peninsula | FEDERATION CORNER - SWAMP ROAD SD34201 | PV | MVA | 2026 | 5.5312 | 33kV | Radial | None
Yorke Peninsula | FEDERATION CORNER - PT WAKEFIELD TEE SD34201 | PV | MVA | 2026 | 1.0398 | 33kV | Radial | None
Yorke Peninsula | PT WAKEFIELD TEE - SWAMP ROAD SD34201 | PV | MVA | 2026 | 0 | 33kV | Radial | None
Yorke Peninsula | SWAMP ROAD - PT WAKEFIELD FAR NORTH EAST SD34201 | PV | MVA | 2026 | 0 | 33kV | Radial | None
Yorke Peninsula | PT WAKEFIELD TEE - PT WAKEFIELD RURAL SD34201 | PV | MVA | 2026 | 1.0398 | 33kV | Radial | None
Yorke Peninsula | PT WAKEFIELD RURAL - PT WAKEFIELD TOWN TEE SD34201 | PV | MVA | 2026 | 1.0191 | 33kV | Radial | None
Yorke Peninsula | PT WAKEFIELD TOWN TEE - PT WAKEFIELD TOWN SD34201 | PV | MVA | 2026 | 0.90887 | 33kV | Radial | None
Yorke Peninsula | PT WAKEFIELD TOWN TEE - PROOF RANGE SD34201 | PV | MVA | 2026 | 0.11021 | 33kV | Radial | None
Yorke Peninsula | HUMMOCKS DISTRIBUTION - BOWMANS TEE SD34102 | PV | MVA | 2026 | 12.7545 | 33kV | Radial | None
Yorke Peninsula | BOWMANS TEE - PT WAKEFIELD RURAL SD34102 | PV | MVA | 2026 | 0 | 33kV | Radial | None
Yorke Peninsula | BOWMANS TEE - SAINTS SD34102 | PV | MVA | 2026 | 12.7545 | 33kV | Radial | None
Yorke Peninsula | SAINTS - BALAKLAVA SD34102 | PV | MVA | 2026 | 3.4877 | 33kV | Radial | None
Yorke Peninsula | BALAKLAVA - BALAKLAVA RURAL SD34102 | PV | MVA | 2026 | 0 | 33kV | Radial | None
Yorke Peninsula | BALAKLAVA - BALAKLAVA TOWNSHIP SD34102 | PV | MVA | 2026 | 0 | 33kV | Radial | None
Yorke Peninsula | KADINA EAST DISTRIBUTION - KADINA SD51102 | PV | MVA | 2026 | 19.3591 | 33kV | Radial | None
Yorke Peninsula | KADINA EAST DISTRIBUTION - MOONTA TEE SD51200 | PV | MVA | 2026 | 22.395 | 33kV | Radial | None
Yorke Peninsula | MOONTA TEE - KADINA SD51200 | PV | MVA | 2026 | 0 | 33kV | Radial | None
Yorke Peninsula | MOONTA TEE - MOONTA SD51200 | PV | MVA | 2026 | 17.445 | 33kV | Radial | N
Yorke Peninsula | KADINA EAST DISTRIBUTION - WALLAROO TEE SD51300 | PV | MVA | 2026 | 18.0466 | 33kV | Radial | None
Yorke Peninsula | WALLAROO TEE - KADINA SD51300 | PV | MVA | 2026 | 0 | 33kV | Radial | None
Yorke Peninsula | WALLAROO TEE - WALLAROO SD51300 | PV | MVA | 2026 | 9.2817 | 33kV | Radial | None
Yorke Peninsula | ARDROSSAN WEST DISTRIBUTION - MAITLAND SD35100 | PV | MVA | 2026 | 4.8549 | 33kV | Radial | None
Yorke Peninsula | ARDROSSAN WEST DISTRIBUTION - ARDROSSAN SD35201 | PV | MVA | 2026 | 2.7829 | 33kV | Radial | None
Yorke Peninsula | ARDROSSAN WEST DISTRIBUTION - ARDROSSAN BHP SD35200 | PV | MVA | 2026 | 6.3907 | 33kV | Radial | None
Yorke Peninsula | ARDROSSAN - ARDROSSAN BHP SD35200 | PV | MVA | 2026 | 0 | 33kV | Radial | None
Yorke Peninsula | ARDROSSAN BHP - PORT VINCENT SD35200 | PV | MVA | 2026 | 6.3907 | 33kV | Radial | None
Yorke Peninsula | PORT VINCENT - MINLATON TEE SD35300 | PV | MVA | 2026 | 3.0103 | 33kV | Radial | None
Yorke Peninsula | MINLATON TEE - CURRAMULKA TEE SD35300 | PV | MVA | 2026 | 3.0103 | 33kV | Radial | None
Yorke Peninsula | CURRAMULKA TEE - CURRAMULKA SD35300 | PV | MVA | 2026 | 0.31649 | 33kV | Radial | None
Yorke Peninsula | CURRAMULKA TEE - MINLATON SD35300 | PV | MVA | 2026 | 2.6938 | 33kV | Radial | None
Yorke Peninsula | MINLATON TEE - PT VINCENT RURAL SD35300 | PV | MVA | 2026 | 0 | 33kV | Radial | None
Yorke Peninsula | DALRYMPLE - STANSBURY TEE SD35400 | PV | MVA | 2026 | 2.1625 | 33kV | Radial | None
Yorke Peninsula | STANSBURY TEE - PORT GILES TEE SD35400 | PV | MVA | 2026 | 0.39783 | 33kV | Radial | None
Yorke Peninsula | PORT GILES TEE - PORT GILES SD35400 | PV | MVA | 2026 | 0.39783 | 33kV | Radial | None
Yorke Peninsula | STANSBURY TEE - STANSBURY SD35400 | PV | MVA | 2026 | 1.7647 | 33kV | Radial | None
Yorke Peninsula | STANSBURY - PT VINCENT RURAL SD35403 | PV | MVA | 2026 | 0.15908 | 33kV | Radial | None
Yorke Peninsula | DALRYMPLE - WOOL BAY RURAL SD35500 | PV | MVA | 2026 | 8.221 | 33kV | Radial | None
Yorke Peninsula | WOOL BAY RURAL - WOOL BAY SD35500 | PV | MVA | 2026 | 5.7547 | 33kV | Radial | None
Yorke Peninsula | WOOL BAY RURAL - PORT GILES TEE SD35500 | PV | MVA | 2026 | 0 | 33kV | Radial | None
Yorke Peninsula | WOOL BAY - EDITHBURGH TEE SD35500 | PV | MVA | 2026 | 8.221 | 33kV | Radial | None
Yorke Peninsula | EDITHBURGH TEE - YORKETOWN SD35500 | PV | MVA | 2026 | 5.8401 | 33kV | Radial | None
Yorke Peninsula | YORKETOWN - MARION BAY SD35500 | PV | MVA | 2026 | 3.6685 | 33kV | Radial | None
Yorke Peninsula | EDITHBURGH TEE - EDITHBURGH SD35500 | PV | MVA | 2026 | 2.3809 | 33kV | Radial | None
Metro West | ADELAIDE BRIGHTON CEMENT - PORT ADELAIDE SD1529 | PV | MVA | 2027 | 0 | 66kV | Meshed | None
Metro South | ALDINGA - WILLUNGA SD1674 | PV | MVA | 2027 | 0 | 66kV | Meshed | None
Metro North | ANGLE VALE - ANGLE VALE TEE SD1506A | PV | MVA | 2027 | 0 | 66kV | Meshed | None
Metro North | ANGLE VALE TEE - EVANSTON SD1506B | PV | MVA | 2027 | 0 | 66kV | Meshed | None
Metro North | ANGLE VALE TEE - VIRGINIA TEE SD2033 | PV | MVA | 2027 | 0 | 66kV | Radial | None
Metro West | ATHOL PARK - ATHOL PARK TEE SD1677A | PV | MVA | 2027 | 0 | 66kV | Radial | None
Metro West | BLACKPOOL - FULHAM GARDENS SD1639 | PV | MVA | 2027 | 0 | 66kV | Meshed | None
Metro North | BOLIVAR - ST KILDA SD2034 | PV | MVA | 2027 | 0 | 66kV | Radial | None
Metro East | CAMPBELLTOWN - MAGILL SD1661 | PV | MVA | 2027 | 0 | 66kV | Meshed | None
Metro West | CHELTENHAM - CROYDON PARK TEE SD1655A | PV | MVA | 2027 | 0 | 66kV | Meshed | None
Metro South | CITY WEST - KESWICK SD2013 | PV | MVA | 2027 | 0 | 66kV | Meshed | None
Metro East | CITY WEST - WHITMORE SQUARE SD2016 | PV | MVA | 2027 | 0 | 66kV | Meshed | None
Metro East | COROMANDEL PLACE - WHITMORE SQUARE SD1681 | PV | MVA | 2027 | 0 | 66kV | Meshed | None
Metro East | CROYDON - HINDLEY STREET TEE SD1659B | PV | MVA | 2027 | 0 | 66kV | Meshed | None
Metro West | CROYDON - KILKENNY SD1523 | PV | MVA | 2027 | 0 | 66kV | Meshed | None
Metro West | CROYDON PARK - CROYDON PARK TEE SD1655B | PV | MVA | 2027 | 0 | 66kV | Meshed | None
Metro West | CROYDON PARK TEE - CROYDON SD1655C | PV | MVA | 2027 | 0 | 66kV | Meshed | None
Metro North | DIREK - PARALOWIE SD2004 | PV | MVA | 2027 | 0 | 66kV | Meshed | None
Metro East | DRY CREEK - KILBURN SOUTH TEE SD1658A | PV | MVA | 2027 | 0 | 66kV | Meshed | None
Metro East | EAST TERRACE - COROMANDEL PLACE SD1680 | PV | MVA | 2027 | 0 | 66kV | Meshed | None
Metro East | EAST TERRACE - NORTH ADELAIDE SD1560 | PV | MVA | 2027 | 0 | 66kV | Meshed | None
Metro North | EDINBURGH - SALISBURY SD1688 | PV | MVA | 2027 | 0 | 66kV | Meshed | None
Metro North | ELIZABETH DOWNS - PENFIELD SD1508 | PV | MVA | 2027 | 0 | 66kV | Meshed | None
Metro North | ELIZABETH DOWNS - SMITHFIELD WEST SD1686 | PV | MVA | 2027 | 0 | 66kV | Meshed | N-1
Metro North | ELIZABETH HEIGHTS - ELIZABETH DOWNS SD1501 | PV | MVA | 2027 | 0 | 66kV | Meshed | None
Metro North | ELIZABETH SOUTH - EDINBURGH SD1511 | PV | MVA | 2027 | 0 | 66kV | Meshed | None
Metro West | FINDON - FINDON TEE SD1520A | PV | MVA | 2027 | 0 | 66kV | Meshed | None
Metro West | FINDON TEE - FLINDERS PARK SD1520B | PV | MVA | 2027 | 0 | 66kV | Meshed | None
Metro West | FLINDERS PARK - NEW RICHMOND SD1521 | PV | MVA | 2027 | 0 | 66kV | Meshed | None
Metro West | FULHAM GARDENS - FINDON TEE SD1520C | PV | MVA | 2027 | 0 | 66kV | Meshed | None
Metro West | FULHAM GARDENS - HENLEY SOUTH #1 SD1519 | PV | MVA | 2027 | 0 | 66kV | Meshed | None
Metro West | FULHAM GARDENS - HENLEY SOUTH #2 SD1691 | PV | MVA | 2027 | 0 | 66kV | Meshed | None
Metro South | GLENELG NORTH TEE - GLENELG NORTH SD1584A | PV | MVA | 2027 | 0 | 66kV | Meshed | None
Metro South | GLENELG NORTH TEE - PLYMPTON SD1584B | PV | MVA | 2027 | 0 | 66kV | Meshed | None
Metro East | GOLDEN GROVE - INGLE FARM SD1647 | PV | MVA | 2027 | 0 | 66kV | Meshed | None
Metro South | HACKHAM - PORT NOARLUNGA SD1694A | PV | MVA | 2027 | 0 | 66kV | Meshed | None
Metro South | HAPPY VALLEY - HV/SAW TEE SD1591A | PV | MVA | 2027 | 0 | 66kV | Meshed | None
Metro South | HAPPY VALLEY - PANORAMA #1 SD1665 | PV | MVA | 2027 | 0 | 66kV | Meshed | None
Metro South | HAPPY VALLEY - PANORAMA #2 SD1666 | PV | MVA | 2027 | 0 | 66kV | Meshed | None
Metro South | HAPPY VALLEY - SEACOMBE #1 SD1566 | PV | MVA | 2027 | 0 | 66kV | Meshed | None
Metro South | HAPPY VALLEY - SEACOMBE #2 SD1590 | PV | MVA | 2027 | 0 | 66kV | Meshed | None
Metro East | HILLCREST - HOLDEN HILL SD1692 | PV | MVA | 2027 | 0 | 66kV | Meshed | None
Metro East | HINDLEY STREET - WHITMORE SQUARE SD1664 | PV | MVA | 2027 | 0 | 66kV | Meshed | None
Metro East | HINDLEY STREET TEE - HINDLEY STREET SD1659C | PV | MVA | 2027 | 0 | 66kV | Meshed | None
Metro East | HOLDEN HILL - CAMPBELLTOWN SD1660 | PV | MVA | 2027 | 0 | 66kV | Meshed | None
Metro East | HOLDEN HILL - HOPE VALLEY SD1554A | PV | MVA | 2027 | 0 | 66kV | Meshed | None
Metro East | HOPE VALLEY - TEA TREE GULLY SD1554B | PV | MVA | 2027 | 0 | 66kV | Meshed | None
Metro South | HV/SAW TEE - MORPHETT VALE EAST SD1591C | PV | MVA | 2027 | 0 | 66kV | Meshed | None
Metro East | KENT TOWN - KENT TOWN TEE SD1690 | PV | MVA | 2027 | 0 | 66kV | Meshed | None
Metro South | KESWICK - CLARENCE GARDENS SD1671 | PV | MVA | 2027 | 0 | 66kV | Radial | None
Metro South | KESWICK - NEW RICHMOND TEE SD1670A | PV | MVA | 2027 | 0 | 66kV | Meshed | N-1
Metro South | KESWICK - WHITMORE SQUARE TEE SD1669A | PV | MVA | 2027 | 0 | 66kV | Meshed | None
Metro West | KILBURN - CAVAN SD2014 | PV | MVA | 2027 | 0 | 66kV | Meshed | None
Metro West | KILBURN - CROYDON PARK SD1531 | PV | MVA | 2027 | 0 | 66kV | Meshed | None
Metro East | KILBURN SOUTH TEE - KILBURN SOUTH SD1658B | PV | MVA | 2027 | 0 | 66kV | Radial | None
Metro East | KILBURN SOUTH TEE - PROSPECT SD1658C | PV | MVA | 2027 | 0 | 66kV | Meshed | None
Metro West | KILKENNY - WOODVILLE SD1675 | PV | MVA | 2027 | 0 | 66kV | Meshed | None
Metro South | KINGSWOOD - NORTH UNLEY SD1574 | PV | MVA | 2027 | 0 | 66kV | Meshed | None
Metro West | LARGS NORTH - ADELAIDE BRIGHTON CEMENT SD1654 | PV | MVA | 2027 | 0 | 66kV | Meshed | None
Metro West | LEFEVRE - BLACKPOOL SD1693 | PV | MVA | 2027 | 0 | 66kV | Meshed | None
Metro South | LINDEN PARK - LINDEN PARK TEE SD1662A | PV | MVA | 2027 | 0 | 66kV | Meshed | None
Metro South | LOWER MITCHAM - KINGSWOOD SD1563 | PV | MVA | 2027 | 0 | 66kV | Meshed | None
Metro East | MAGILL - BURNSIDE SD1556 | PV | MVA | 2027 | 0 | 66kV | Radial | None
Metro East | MAGILL - KENT TOWN TEE SD1663A | PV | MVA | 2027 | 0 | 66kV | Meshed | None
Metro East | MAGILL - NORWOOD SD1543 | PV | MVA | 2027 | 0 | 66kV | Meshed | None
Metro South | MAGILL - URAIDLA TEE SD1662B | PV | MVA | 2027 | 0 | 66kV | Meshed | None
Metro East | MAGILL - WOODFORDE 2 SD1678 | PV | MVA | 2027 | 0 | 66kV | Radial | None
Metro East | MAGILL - WOODFORDE 3 SD1679 | PV | MVA | 2027 | 0 | 66kV | Radial | None
Metro South | MCLAREN FLAT - WILLUNGA SD1594A | PV | MVA | 2027 | 0 | 66kV | Meshed | N-1
Metro South | MORPHETT VALE EAST - CLARENDON SD1592 | PV | MVA | 2027 | 0 | 66kV | Radial | None
Metro South | MORPHETT VALE EAST - HACKHAM SD1694B | PV | MVA | 2027 | 0 | 66kV | Meshed | None
Metro South | MORPHETT VALE EAST - MCLAREN FLAT SD1594B | PV | MVA | 2027 | 0 | 66kV | Meshed | N-1
Metro South | MORPHETT VALE EAST - PORT STANVAC #1 SD1593 | PV | MVA | 2027 | 0 | 66kV | Meshed | None
Metro South | MORPHETT VALE EAST - PORT STANVAC #2 SD2010 | PV | MVA | 2027 | 0 | 66kV | Meshed | None
Metro South | MORPHETTVILLE - ASCOT PARK SD1586 | PV | MVA | 2027 | 0 | 66kV | Meshed | None
Metro South | MORPHETTVILLE - GLENELG NORTH TEE SD1584C | PV | MVA | 2027 | 0 | 66kV | Meshed | None
Metro South | MORPHETTVILLE - OAKLANDS SD1585 | PV | MVA | 2027 | 0 | 66kV | Meshed | None
Metro North | MUNNO PARA - ELIZABETH DOWNS SD2023 | PV | MVA | 2027 | 0 | 66kV | Meshed | None
Metro North | MUNNO PARA - EVANSTON SD1652 | PV | MVA | 2027 | 0 | 66kV | Meshed | N-1
Metro West | NEW OSBORNE - BLACKPOOL SD1518 | PV | MVA | 2027 | 0 | 66kV | Meshed | None
Metro West | NEW OSBORNE - GLANVILLE SD1527 | PV | MVA | 2027 | 0 | 66kV | Meshed | N-1
Metro West | NEW OSBORNE - LARGS NORTH SD1653 | PV | MVA | 2027 | 0 | 66kV | Meshed | None
Metro West | NEW OSBORNE - SMORGON STEEL RECYCLING SD1532A | PV | MVA | 2027 | 0 | 66kV | Meshed | None
Metro West | NEW RICHMOND - THEBARTON SD1516 | PV | MVA | 2027 | 0 | 66kV | Meshed | None
Metro South | NEW RICHMOND TEE - NEW RICHMOND SD1670B | PV | MVA | 2027 | 0 | 66kV | Meshed | None
Metro South | NEW RICHMOND TEE - PLYMPTON SD1670C | PV | MVA | 2027 | 0 | 66kV | Meshed | None
Metro South | NOARLUNGA CENTRE - PORT NOARLUNGA SD1668 | PV | MVA | 2027 | 0 | 66kV | Meshed | None
Metro East | NORTH ADELAIDE - HINDLEY STREET TEE SD1659A | PV | MVA | 2027 | 0 | 66kV | Meshed | None
Metro South | NORTH UNLEY - WHITMORE SQUARE TEE SD1669B | PV | MVA | 2027 | 0 | 66kV | Meshed | N-1
Metro East | NORTHFIELD - CLEARVIEW SD1549 | PV | MVA | 2027 | 0 | 66kV | Radial | None
Metro East | NORTHFIELD - DRY CREEK SD1657 | PV | MVA | 2027 | 0 | 66kV | Meshed | None
Metro East | NORTHFIELD - HARROW SD1535 | PV | MVA | 2027 | 0 | 66kV | Radial | None
Metro East | NORTHFIELD - HILLCREST SD1534 | PV | MVA | 2027 | 0 | 66kV | Meshed | None
Metro East | NORTHFIELD - HOLDEN HILL SD1539 | PV | MVA | 2027 | 0 | 66kV | Meshed | None
Metro East | NORTHFIELD - INGLE FARM #1 SD1548 | PV | MVA | 2027 | 0 | 66kV | Meshed | None
Metro East | NORTHFIELD - INGLE FARM #2 SD2019 | PV | MVA | 2027 | 0 | 66kV | Meshed | None
Metro East | NORWOOD - EAST TERRACE SD1545 | PV | MVA | 2027 | 0 | 66kV | Meshed | N-1
Metro East | NORWOOD - KENT TOWN SD1559 | PV | MVA | 2027 | 0 | 66kV | Meshed | None
Metro East | NORWOOD - LINDEN PARK SD1544 | PV | MVA | 2027 | 0 | 66kV | Meshed | None
Metro South | PANORAMA - ASCOT PARK SD1587 | PV | MVA | 2027 | 0 | 66kV | Meshed | None
Metro South | PANORAMA - BLACKWOOD SD1572 | PV | MVA | 2027 | 0 | 66kV | Radial | None
Metro South | PANORAMA - CUDMORE PARK SD1573 | PV | MVA | 2027 | 0 | 66kV | Radial | None
Metro South | PANORAMA - LINDEN PARK TEE SD1662C | PV | MVA | 2027 | 0 | 66kV | Meshed | None
Metro South | PANORAMA - LOWER MITCHAM SD1562 | PV | MVA | 2027 | 0 | 66kV | Meshed | None
Metro South | PANORAMA - TONSLEY EAST SD2035 | PV | MVA | 2027 | 0 | 66kV | Meshed | None
Metro North | PARA - ELIZABETH HEIGHTS SD1504 | PV | MVA | 2027 | 0 | 66kV | Meshed | None
Metro North | PARA - ELIZABETH SOUTH SD1503 | PV | MVA | 2027 | 0 | 66kV | Meshed | None
Metro North | PARAFIELD GARDENS - CAVAN SD1687 | PV | MVA | 2027 | 0 | 66kV | Meshed | None
Metro North | PARAFIELD GARDENS - SALISBURY SD1502 | PV | MVA | 2027 | 0 | 66kV | Meshed | None
Metro North | PARAFIELD GARDENS WEST - BOLIVAR SD1683 | PV | MVA | 2027 | 0 | 66kV | Radial | None
Metro North | PARAFIELD GARDENS WEST - PARAFIELD GARDENS SD1682 | PV | MVA | 2027 | 0 | 66kV | Meshed | N-1
Metro North | PARAFIELD GARDENS WEST - PARALOWIE SD1510 | PV | MVA | 2027 | 0 | 66kV | Meshed | None
Metro North | PENFIELD - DIREK SD1685 | PV | MVA | 2027 | 0 | 66kV | Meshed | None
Metro North | PENFIELD - ELIZABETH SOUTH SD1509 | PV | MVA | 2027 | 0 | 66kV | Meshed | None
Metro South | PLYMPTON - GLENELG NORTH SD1583 | PV | MVA | 2027 | 0 | 66kV | Meshed | None
Metro West | PORT ADELAIDE - CHELTENHAM SD1646 | PV | MVA | 2027 | 0 | 66kV | Meshed | None
Metro West | PORT ADELAIDE NORTH - ATHOL PARK TEE SD1677B | PV | MVA | 2027 | 0 | 66kV | Meshed | None
Metro South | PORT NOARLUNGA - SEAFORD SD1676A | PV | MVA | 2027 | 0 | 66kV | Meshed | N-1
Metro South | PORT STANVAC - LONSDALE SD1673 | PV | MVA | 2027 | 0 | 66kV | Meshed | None
Metro South | PORT STANVAC - NOARLUNGA CENTRE SD1667 | PV | MVA | 2027 | 0 | 66kV | Meshed | None
Metro East | PROSPECT - CROYDON SD2024 | PV | MVA | 2027 | 0 | 66kV | Meshed | None
Metro West | QUEENSTOWN - GLANVILLE SD1526 | PV | MVA | 2027 | 0 | 66kV | Meshed | None
Metro South | SEACOMBE - OAKLANDS SD1565 | PV | MVA | 2027 | 0 | 66kV | Meshed | None
Metro South | SEACOMBE - SHEIDOW PARK SD1672 | PV | MVA | 2027 | 0 | 66kV | Meshed | None
Metro South | SEAFORD - ALDINGA SD1676B | PV | MVA | 2027 | 0 | 66kV | Meshed | N-1
Metro South | SHEIDOW PARK - LONSDALE SD2009 | PV | MVA | 2027 | 0 | 66kV | Meshed | None
Metro North | SMITHFIELD WEST - ANGLE VALE SD1650 | PV | MVA | 2027 | 0 | 66kV | Meshed | None
Metro West | SMORGON STEEL RECYCLING - PORT ADELAIDE NORTH SD1532B | PV | MVA | 2027 | 0 | 66kV | Meshed | None
Metro North | ST KILDA - VIRGINIA SD1684 | PV | MVA | 2027 | 0 | 66kV | Radial | None
Metro East | TEA TREE GULLY - GOLDEN GROVE SD1638 | PV | MVA | 2027 | 0 | 66kV | Meshed | None
Metro West | THEBARTON - CROYDON SD1522 | PV | MVA | 2027 | 0 | 66kV | Meshed | None
Metro South | TONSLEY EAST - TONSLEY PARK SD1588 | PV | MVA | 2027 | 0 | 66kV | Meshed | None
Metro South | TONSLEY PARK - SEACOMBE SD1564 | PV | MVA | 2027 | 0 | 66kV | Meshed | None
Metro West | TORRENS ISLAND - ATHOL PARK TEE SD1677C | PV | MVA | 2027 | 0 | 66kV | Meshed | None
Metro West | TORRENS ISLAND - KILBURN SD1656 | PV | MVA | 2027 | 0 | 66kV | Meshed | None
Metro South | URAIDLA TEE - LINDEN PARK TEE SD1662D | PV | MVA | 2027 | 0 | 66kV | Meshed | None
Metro North | VIRGINIA - VIRGINIA TEE SD2022A | PV | MVA | 2027 | 0 | 66kV | Radial | None
Metro North | VIRGINIA TEE - TWO WELLS SD2022B | PV | MVA | 2027 | 0 | 66kV | Radial | None
Metro East | WHITMORE SQUARE - KENT TOWN TEE SD1663B | PV | MVA | 2027 | 0 | 66kV | Meshed | None
Metro East | WHITMORE SQUARE - WHITMORE SQUARE TEE SD1669C | PV | MVA | 2027 | 0 | 66kV | Meshed | None
Metro West | WOODVILLE - FINDON SD1524 | PV | MVA | 2027 | 0 | 66kV | Meshed | None
Metro West | WOODVILLE - QUEENSTOWN SD1525 | PV | MVA | 2027 | 0 | 66kV | Meshed | None
Eastern Hills | MOUNT BARKER DISTRIBUTION - MOUNT BARKER SOUTH SD2012 | PV | MVA | 2027 | 0 | 66kV | Meshed | None
Eastern Hills | MOUNT BARKER DISTRIBUTION - BALHANNAH SD1598 | PV | MVA | 2027 | 69.2424 | 66kV | Radial | None
Eastern Hills | BALHANNAH - URAIDLA SD1599 | PV | MVA | 2027 | 33.4168 | 66kV | Radial | None
Eastern Hills | URAIDLA - MAGILL (METRO SOUTH TIE) SD1662E | PV | MVA | 2027 | 0 | 66kV | Radial | None
Eastern Hills | MOUNT BARKER DISTRIBUTION - HAHNDORF SD1596 | PV | MVA | 2027 | 8.3628 | 66kV | Radial | None
Eastern Hills | MOUNT BARKER SOUTH - MEADOWS SD1597 | PV | MVA | 2027 | 11.7721 | 66kV | Radial | None
Eastern Hills | MOUNT BARKER SOUTH - STRATHALBYN EAST TEE SD1601A | PV | MVA | 2027 | 24.6747 | 66kV | Radial | None
Eastern Hills | STRATHALBYN EAST TEE - STRATHALBYN SD1601B | PV | MVA | 2027 | 24.6747 | 66kV | Radial | None
Eastern Hills | STRATHALBYN - BELVIDERE SD1602 | PV | MVA | 2027 | 8.173 | 66kV | Radial | None
Eastern Hills | BELVIDERE - MILANG SD1603 | PV | MVA | 2027 | 4.3995 | 66kV | Radial | None
Eastern Hills | BELVIDERE - LANGHORNE CREEK SD1604 | PV | MVA | 2027 | 3.7735 | 66kV | Radial | None
Eyre Peninsula | YADNARIE - CLEVE SD1609 | PV | MVA | 2027 | 5.9677 | 66kV | Radial | None
Eyre Peninsula | YADNARIE - RUDALL SD1610 | PV | MVA | 2027 | 4.1032 | 66kV | Radial | None
Eyre Peninsula | RUDALL - DARKE PEAK SD1611 | PV | MVA | 2027 | 3.1666 | 66kV | Radial | None
Eyre Peninsula | DARKE PEAK - CARALUE SD1612 | PV | MVA | 2027 | 2.8811 | 66kV | Radial | None
Eyre Peninsula | RUDALL - LOCK SD1613 | PV | MVA | 2027 | 0.81584 | 66kV | Radial | None
Eyre Peninsula | LOCK - POLDA SD1614 | PV | MVA | 2027 | 0 | 66kV | Radial | None
Eyre Peninsula | WUDINNA - POLDA SD1615 | PV | MVA | 2027 | 1.1596 | 66kV | Radial | None
Eyre Peninsula | WUDINNA - MOORKITABIE SD1605 | PV | MVA | 2027 | 14.2536 | 66kV | Radial | None
Eyre Peninsula | MOORKITABIE - TARLTON SD1606 | PV | MVA | 2027 | 13.5584 | 66kV | Radial | None
Eyre Peninsula | TARLTON - STREAKY BAY SD1607 | PV | MVA | 2027 | 7.0379 | 66kV | Radial | None
Eyre Peninsula | TARLTON - CEDUNA SD1608 | PV | MVA | 2027 | 6.0126 | 66kV | Radial | None
Riverland | NORTH WEST BEND - MORGAN TEE SD1616 | PV | MVA | 2027 | 15.8618 | 66kV | Radial | None
Riverland | MORGAN TEE - CORDOLA SD1617 | PV | MVA | 2027 | 14.7414 | 66kV | Radial | None
Riverland | CORDOLA - ROONKA SD1618 | PV | MVA | 2027 | 13.8325 | 66kV | Radial | None
Riverland | ROONKA - PORTEE SD1619 | PV | MVA | 2027 | 9.981 | 66kV | Radial | None
Riverland | PORTEE - SWAN REACH SD1620 | PV | MVA | 2027 | 9.6477 | 66kV | Radial | None
Riverland | NORTH WEST BEND - CADELL SD1622 | PV | MVA | 2027 | 14.0093 | 66kV | Radial | None
Riverland | CADELL - QUALCO SD1623 | PV | MVA | 2027 | 11.8634 | 66kV | Radial | None
Riverland | QUALCO - RAMCO SD1624 | PV | MVA | 2027 | 11.2438 | 66kV | Radial | None
Riverland | RAMCO - WAIKERIE SD1625 | PV | MVA | 2027 | 6.9586 | 66kV | Radial | None
Riverland | BERRI - GLOSSOP SD1626 | PV | MVA | 2027 | 22.1572 | 66kV | Radial | None
Riverland | GLOSSOP - LOVEDAY SD1627 | PV | MVA | 2027 | 16.1298 | 66kV | Radial | None
Riverland | LOVEDAY - WOOLPUNDA SD1628 | PV | MVA | 2027 | 0.71221 | 66kV | Radial | None
Riverland | WOOLPUNDA - WAIKERIE SD1629 | PV | MVA | 2027 | 0 | 66kV | Radial | None
Riverland | BERRI - LOXTON SD1630 | PV | MVA | 2027 | 17.1137 | 66kV | Radial | None
Riverland | LOXTON - PYAP SD1631 | PV | MVA | 2027 | 8.0256 | 66kV | Radial | None
Riverland | BERRI - RENMARK SD1632 | PV | MVA | 2027 | 31.3477 | 66kV | Radial | None
Riverland | RENMARK - PARINGA SD1633 | PV | MVA | 2027 | 4.4116 | 66kV | Radial | None
Riverland | BERRI - LYRUP SD1634 | PV | MVA | 2027 | 2.5137 | 66kV | Radial | None
Metro South | WILLUNGA - MYPONGA SD1568 | PV | MVA | 2027 | 29.2332 | 66kV | Radial | None
Metro South | MYPONGA - YANKALILLA SD1569 | PV | MVA | 2027 | 21.5681 | 66kV | Radial | None
Metro South | YANKALILLA - CAPE JERVIS SD1689 | PV | MVA | 2027 | 9.6175 | 66kV | Radial | None
Metro South | WILLUNGA - SQUARE WATER HOLE SD1570 | PV | MVA | 2027 | 69.8554 | 66kV | Radial | None
Metro South | SQUARE WATER HOLE - VICTOR HARBOR SD1595 | PV | MVA | 2027 | 38.4644 | 66kV | Radial | None
Metro South | SQUARE WATER HOLE - GOOLWA SD1571 | PV | MVA | 2027 | 24.4486 | 66kV | Radial | None
Eastern Hills | BALHANNAH - WOODSIDE SD41100 | PV | MVA | 2027 | 13.723 | 33kV | Radial | None
Eastern Hills | BALHANNAH - VERDUN TEE SD41200 | PV | MVA | 2027 | 7.9414 | 33kV | Radial | None
Eastern Hills | VERDUN TEE - ALDGATE TEE SD41200 | PV | MVA | 2027 | 0.060302 | 33kV | Radial | None
Eastern Hills | VERDUN TEE - MYLOR SD41200 | PV | MVA | 2027 | 6.0697 | 33kV | Radial | None
Eastern Hills | BALHANNAH - NAIRNE TEE SD41300 | PV | MVA | 2027 | 14.1612 | 33kV | Radial | None
Eastern Hills | NAIRNE TEE - NAIRNE SD41300 | PV | MVA | 2027 | 12.4753 | 33kV | Radial | None
Eastern Hills | NAIRNE TEE - BRUKUNGA SD41300 | PV | MVA | 2027 | 0.66595 | 33kV | Radial | None
Eastern Hills | URAIDLA - PICCADILLY TEE SD42100 | PV | MVA | 2027 | 24.3734 | 33kV | Radial | None
Eastern Hills | PICCADILLY TEE - PICCADILLY EOL SD42100 | PV | MVA | 2027 | 2.8836 | 33kV | Radial | None
Eastern Hills | PICCADILLY TEE - ALDGATE TEE SD42100 | PV | MVA | 2027 | 21.4898 | 33kV | Radial | None
Eastern Hills | ALDGATE TEE - ALDGATE SD42100 | PV | MVA | 2027 | 10.3588 | 33kV | Radial | None
Eastern Hills | ANGAS CREEK - BIRDWOOD TEE SD38100 | PV | MVA | 2027 | 10.6796 | 33kV | Radial | None
Eastern Hills | BIRDWOOD TEE - GUMERACHA RURAL SD38100 | PV | MVA | 2027 | 1.353 | 33kV | Radial | None
Eastern Hills | BIRDWOOD TEE - BIRDWOOD SD38100 | PV | MVA | 2027 | 9.3266 | 33kV | Radial | None
Eastern Hills | BIRDWOOD - MOUNT PLEASANT TEE SD38100 | PV | MVA | 2027 | 4.6978 | 33kV | Radial | None
Eastern Hills | MOUNT PLEASANT TEE - PALMER RURAL SD38100 | PV | MVA | 2027 | 1.3837 | 33kV | Radial | None
Eastern Hills | MOUNT PLEASANT TEE - MOUNT PLEASANT SD38100 | PV | MVA | 2027 | 3.3141 | 33kV | Radial | None
Eastern Hills | ANGAS CREEK - ANGAS CREEK TEE SD38200 | PV | MVA | 2027 | 18.1609 | 33kV | Radial | None
Eastern Hills | ANGAS CREEK TEE - LOBETHAL SD38200 | PV | MVA | 2027 | 11.0392 | 33kV | Radial | None
Eastern Hills | LOBETHAL - WOODSIDE SD38200 | PV | MVA | 2027 | 0 | 33kV | Radial | None
Eastern Hills | ANGAS CREEK TEE - GUMERACHA WEIR SD38200 | PV | MVA | 2027 | 7.1217 | 33kV | Radial | None
Eastern Hills | GUMERACHA WEIR - HOUGHTON SD38200 | PV | MVA | 2027 | 4.53 | 33kV | Radial | None
Eastern Hills | GUMERACHA WEIR - KERSBROOK SD38200 | PV | MVA | 2027 | 2.3707 | 33kV | Radial | None
Eastern Hills | KERSBROOK - WILLIAMSTOWN SOUTH TEE SD38200 | PV | MVA | 2027 | 1.5521 | 33kV | Radial | None
Eastern Hills | GUMERACHA WEIR - GUMERACHA RURAL SD38200 | PV | MVA | 2027 | 0 | 33kV | Radial | None
Eyre Peninsula | WHYALLA CENTRAL - WHYALLA CITY 1 SD56101 | PV | MVA | 2027 | 17.5272 | 33kV | Radial | None
Eyre Peninsula | WHYALLA CENTRAL - WHYALLA CITY 2 SD56102 | PV | MVA | 2027 | 0 | 33kV | Radial | None
Eyre Peninsula | WHYALLA CENTRAL - WHYALLA STUART SD56201 | PV | MVA | 2027 | 13.5275 | 33kV | Radial | None
Eyre Peninsula | WHYALLA CENTRAL - WHYALLA NORTH TEE SD56301 | PV | MVA | 2027 | 10.6219 | 33kV | Radial | None
Eyre Peninsula | WHYALLA NORTH TEE - WHYALLA TERMINAL SD56301 | PV | MVA | 2027 | 0 | 33kV | Radial | None
Eyre Peninsula | WHYALLA NORTH TEE - WHYALLA SOLAR SD56301 | PV | MVA | 2027 | 10.6219 | 33kV | Radial | None
Eyre Peninsula | WHYALLA SOLAR - WHYALLA NORTH SD56301 | PV | MVA | 2027 | 0.22641 | 33kV | Radial | None
Eyre Peninsula | PORT LINCOLN TERMINAL - PORT LINCOLN CITY TEE PL32 | PV | MVA | 2027 | 11.1546 | 33kV | Radial | None
Eyre Peninsula | PORT LINCOLN CITY TEE - PORT LINCOLN CITY PL32 | PV | MVA | 2027 | 0 | 33kV | Radial | None
Eyre Peninsula | PORT LINCOLN CITY TEE - PORT LINCOLN MARINA TEE PL32 | PV | MVA | 2027 | 11.1546 | 33kV | Radial | None
Eyre Peninsula | PORT LINCOLN MARINA TEE - PORT LINCOLN DOCKS PL32 | PV | MVA | 2027 | 3.836 | 33kV | Radial | None
Eyre Peninsula | PORT LINCOLN MARINA TEE - PORT LINCOLN MARINA PL32 | PV | MVA | 2027 | 7.3186 | 33kV | Radial | None
Eyre Peninsula | PORT LINCOLN TERMINAL - PORT LINCOLN CITY SD61101 | PV | MVA | 2027 | 14.9707 | 33kV | Radial | None
Eyre Peninsula | PORT LINCOLN TERMINAL - POONINDIE TEE PL34 | PV | MVA | 2027 | 9.1538 | 33kV | Radial | None
Eyre Peninsula | POONINDIE TEE - POONINDIE PL34 | PV | MVA | 2027 | 0.86595 | 33kV | Radial | None
Eyre Peninsula | POONINDIE - POINT BOSTON PL34 | PV | MVA | 2027 | 0.1235 | 33kV | Radial | None
Eyre Peninsula | POONINDIE TEE - TOD RIVER PL34 | PV | MVA | 2027 | 8.0299 | 33kV | Radial | None
Eyre Peninsula | TOD RIVER - CUMMINS CM36 | PV | MVA | 2027 | 4.455 | 33kV | Radial | None
Eyre Peninsula | TOD RIVER - TUMBY BAY CM35 | PV | MVA | 2027 | 3.4513 | 33kV | Radial | None
Eyre Peninsula | PORT LINCOLN TERMINAL - ULEY SOUTH TEE PL33 | PV | MVA | 2027 | 3.4326 | 33kV | Radial | None
Eyre Peninsula | ULEY SOUTH TEE - ULEY SOUTH PL33 | PV | MVA | 2027 | 0 | 33kV | Radial | None
Eyre Peninsula | ULEY SOUTH TEE - ULEY PL33 | PV | MVA | 2027 | 3.4326 | 33kV | Radial | None
Eyre Peninsula | ULEY - COFFIN BAY PL33 | PV | MVA | 2027 | 2.6932 | 33kV | Radial | None
Eyre Peninsula | CLEVE - COWELL SD53100 | PV | MVA | 2027 | 2.8421 | 33kV | Radial | None
Eyre Peninsula | CLEVE - BOOTHBY SD55100 | PV | MVA | 2027 | 1.1629 | 33kV | Radial | None
Eyre Peninsula | BOOTHBY - PUMPING STATION ROAD SD55100 | PV | MVA | 2027 | 1.1629 | 33kV | Radial | None
Eyre Peninsula | PUMPING STATION ROAD - ARNO BAY SD55100 | PV | MVA | 2027 | 0.83801 | 33kV | Radial | None
Mid North | BRINKWORTH - YACKA TEE SD33100 | PV | MVA | 2027 | 2.3304 | 33kV | Radial | None
Mid North | YACKA TEE - YACKA RURAL SD33100 | PV | MVA | 2027 | 0.13897 | 33kV | Radial | None
Mid North | YACKA TEE - SPALDING TEE SD33100 | PV | MVA | 2027 | 2.1914 | 33kV | Radial | None
Mid North | SPALDING TEE - GEORGETOWN SD33100 | PV | MVA | 2027 | 0.7377 | 33kV | Radial | None
Mid North | GEORGETOWN - GLADSTONE SD33100 | PV | MVA | 2027 | 0 | 33kV | Radial | None
Mid North | SPALDING TEE - SPALDING SD33100 | PV | MVA | 2027 | 1.3796 | 33kV | Radial | None
Mid North | BRINKWORTH - MERRITON SD33300 | PV | MVA | 2027 | 0.64751 | 33kV | Radial | None
Mid North | BRINKWORTH - BRINKWORTH TEE SD33200 | PV | MVA | 2027 | 3.575 | 33kV | Radial | None
Mid North | BRINKWORTH TEE - YACKA RURAL SD33200 | PV | MVA | 2027 | 0 | 33kV | Radial | None
Mid North | BRINKWORTH TEE - BLYTH TOWNSHIP SD33200 | PV | MVA | 2027 | 3.575 | 33kV | Radial | None
Mid North | BLYTH TOWNSHIP - CLARE NORTH TEE SD33200 | PV | MVA | 2027 | 0.11614 | 33kV | Radial | None
Mid North | BLYTH TOWNSHIP - BALAKLAVA TOWNSHIP SD33200 | PV | MVA | 2027 | 1.9554 | 33kV | Radial | None
Mid North | WATERLOO DISTRIBUTION - RIVERTON TEE SD36400 | PV | MVA | 2027 | 6.18 | 33kV | Radial | N
Mid North | RIVERTON TEE - AUBURN TEE SD36400 | PV | MVA | 2027 | 3.7668 | 33kV | Radial | None
Mid North | AUBURN TEE - AUBURN SD36400 | PV | MVA | 2027 | 3.7521 | 33kV | Radial | None
Mid North | RIVERTON TEE - RIVERTON SD36400 | PV | MVA | 2027 | 2.4132 | 33kV | Radial | None
Mid North | WATERLOO DISTRIBUTION - WATERLOO RURAL SD36201 | PV | MVA | 2027 | 1.1761 | 33kV | Radial | None
Mid North | WATERLOO RURAL - ROBERTSTOWN SD36201 | PV | MVA | 2027 | 1.1761 | 33kV | Radial | None
Mid North | WATERLOO DISTRIBUTION - PORTERS LAGOON SD36101 | PV | MVA | 2027 | 0.32241 | 33kV | Radial | None
Mid North | PORTERS LAGOON - HANSON SD36101 | PV | MVA | 2027 | 0 | 33kV | Radial | None
Mid North | WATERLOO DISTRIBUTION - WATERLOO TOWN SD36300 | PV | MVA | 2027 | 3.8495 | 33kV | Radial | None
Mid North | WATERLOO TOWN - EUDUNDA TEE SD36300 | PV | MVA | 2027 | 3.6097 | 33kV | Radial | None
Mid North | EUDUNDA TEE - EUDUNDA SD36300 | PV | MVA | 2027 | 2.1302 | 33kV | Radial | None
Mid North | EUDUNDA TEE - KAPUNDA RURAL SD36300 | PV | MVA | 2027 | 0 | 33kV | Radial | None
Mid North | TEMPLERS - WASLEYS SD37402 | PV | MVA | 2027 | 7.7881 | 33kV | Radial | None
Mid North | WASLEYS - MALLALA SD37402 | PV | MVA | 2027 | 5.129 | 33kV | Radial | None
Mid North | TEMPLERS - HAMLEY BRIDGE SD37101 | PV | MVA | 2027 | 4.7974 | 33kV | Radial | None
Mid North | HAMLEY BRIDGE - BALAKLAVA RURAL SD37102 | PV | MVA | 2027 | 2.4381 | 33kV | Radial | None
Mid North | TEMPLERS - FREELING NORTH TEE SD37200 | PV | MVA | 2027 | 12.6151 | 33kV | Radial | None
Mid North | FREELING NORTH TEE - KAPUNDA RURAL SD37200 | PV | MVA | 2027 | 6.8297 | 33kV | Radial | N
Mid North | TEMPLERS - DAVEYSTON TOWNSHIP SD37301 | PV | MVA | 2027 | 1.716 | 33kV | Radial | None
Mid North | TEMPLERS - GAWLER BELT TEE SD37501 | PV | MVA | 2027 | 12.9439 | 33kV | Radial | None
Mid North | GAWLER BELT TEE - EVANSTON SD60101 | PV | MVA | 2027 | 0 | 33kV | Radial | None
Mid North | DORRIEN - NURIOOTPA TEE SD52100 | PV | MVA | 2027 | 16.9366 | 33kV | Radial | N
Mid North | NURIOOTPA TEE - NURIOOTPA SD52100 | PV | MVA | 2027 | 11.2395 | 33kV | Radial | None
Mid North | NURIOOTPA TEE - STOCKWELL SD52100 | PV | MVA | 2027 | 5.6971 | 33kV | Radial | None
Mid North | DORRIEN - ANGASTON NO 1 SD52201 | PV | MVA | 2027 | 0 | 33kV | Meshed | None
Mid North | DORRIEN - ANGASTON NO 2 SD52202 | PV | MVA | 2027 | 0 | 33kV | Meshed | None
Mid North | DORRIEN - BAROSSA SOUTH SD52300 | PV | MVA | 2027 | 17.2079 | 33kV | Radial | None
Mid North | BAROSSA SOUTH TEE - LYNDOCH TEE SD52300 | PV | MVA | 2027 | 13.5114 | 33kV | Radial | None
Mid North | LYNDOCH TEE - LYNDOCH SD52300 | PV | MVA | 2027 | 10.0837 | 33kV | Radial | None
Mid North | LYNDOCH TEE - SANDY CREEK TEE SD52300 | PV | MVA | 2027 | 3.4277 | 33kV | Radial | None
Mid North | SANDY CREEK TEE - SANDY CREEK SD52300 | PV | MVA | 2027 | 3.2834 | 33kV | Radial | None
Mid North | SANDY CREEK TEE - EVANSTON TEE SD52300 | PV | MVA | 2027 | 0.14432 | 33kV | Radial | None
Mid North | LYNDOCH - WILLIAMSTOWN SD52300 | PV | MVA | 2027 | 5.887 | 33kV | Radial | None
Mid North | WILLIAMSTOWN - WILLIAMSTOWN SOUTH TEE SD52300 | PV | MVA | 2027 | 3.3427 | 33kV | Radial | None
Mid North | WILLIAMSTOWN SOUTH TEE - WILLIAMSTOWN SOUTH SD52300 | PV | MVA | 2027 | 3.3427 | 33kV | Radial | None
Mid North | WILLIAMSTOWN SOUTH TEE - ANGAS CREEK TIE SD52300 | PV | MVA | 2027 | 0 | 33kV | Radial | None
Mid North | CLARE NORTH - CLARE NO 1 SD57101 | PV | MVA | 2027 | 0 | 33kV | Meshed | None
Mid North | CLARE NORTH - CLARE NORTH TEE SD57102 | PV | MVA | 2027 | 0 | 33kV | Meshed | None
Mid North | CLARE NORTH TEE - CLARE NO 2 SD57102 | PV | MVA | 2027 | 0 | 33kV | Meshed | None
Mid North | CLARE - FARRELL FLAT SD57100 | PV | MVA | 2027 | 2.902 | 33kV | Radial | None
Mid North | FARRELL FLAT - WATERLOO TIE SD57100 | PV | MVA | 2027 | 0 | 33kV | Radial | None
Mid North | FARRELL FLAT - BURRA SD57100 | PV | MVA | 2027 | 2.902 | 33kV | Radial | None
Murraylands | MANNUM - PALMER TEE SD39200 | PV | MVA | 2027 | 2.3272 | 33kV | Radial | None
Murraylands | PALMER TEE - MANNUM ROAD RANDELL ROAD INT SD39200 | PV | MVA | 2027 | 0 | 33kV | Radial | None
Murraylands | PALMER TEE - CAMBRAI TEE SD39200 | PV | MVA | 2027 | 2.3272 | 33kV | Radial | None
Murraylands | CAMBRAI TEE - CAMBRAI SD39200 | PV | MVA | 2027 | 2.1422 | 33kV | Radial | None
Murraylands | CAMBRAI TEE - PALMER RURAL SD39200 | PV | MVA | 2027 | 0.18505 | 33kV | Radial | None
Murraylands | MANNUM - TEAL FLAT TEE SD39100 | PV | MVA | 2027 | 4.3404 | 33kV | Radial | None
Murraylands | TEAL FLAT TEE - TEAL FLAT SD39100 | PV | MVA | 2027 | 1.8939 | 33kV | Radial | None
Murraylands | TEAL FLAT TEE - SWAN REACH SD39100 | PV | MVA | 2027 | 2.1298 | 33kV | Radial | None
Murraylands | MANNUM - CALOOTE TEE SD39300 | PV | MVA | 2027 | 17.4427 | 33kV | Radial | None
Murraylands | CALOOTE TEE - CALOOTE SD39300 | PV | MVA | 2027 | 2.1155 | 33kV | Radial | None
Murraylands | CALOOTE TEE - MOBILONG TIE SD39300 | PV | MVA | 2027 | 2.1155 | 33kV | Radial | None
Murraylands | MANNUM - MANNUM RURAL SD39300 | PV | MVA | 2027 | 0 | 33kV | Radial | None
Murraylands | MANNUM RURAL - MANNUM TOWN TEE SD39300 | PV | MVA | 2027 | 10.0177 | 33kV | Radial | None
Murraylands | MANNUM TOWN TEE - MANNUM ROAD RANDELL ROAD INT SD39300 | PV | MVA | 2027 | 5.5677 | 33kV | Radial | None
Murraylands | MANNUM TOWN TEE - PELLARING FLAT TEE SD39300 | PV | MVA | 2027 | 0 | 33kV | Radial | None
Murraylands | PELLARING FLAT TEE - MANNUM TOWN SD39300 | PV | MVA | 2027 | 5.5677 | 33kV | Radial | None
Murraylands | MOBILONG DISTRIBUTION - MOBILONG SD43100 | PV | MVA | 2027 | 23.1235 | 33kV | Radial | None
Murraylands | MOBILONG - MOBILONG TEE SD43100 | PV | MVA | 2027 | 23.1235 | 33kV | Radial | None
Murraylands | MOBILONG TEE - MYPOLONGA TIE SD43100 | PV | MVA | 2027 | 0 | 33kV | Radial | None
Murraylands | MOBILONG TEE - MURRAY BRIDGE NORTH TEE SD43100 | PV | MVA | 2027 | 23.1235 | 33kV | Radial | None
Murraylands | MURRAY BRIDGE NORTH TEE - MURRAY BRIDGE NORTH SD43100 | PV | MVA | 2027 | 0 | 33kV | Radial | None
Murraylands | MURRAY BRIDGE NORTH TEE - MURRAY BRIDGE SOUTH TEE SD43100 | PV | MVA | 2027 | 18.1735 | 33kV | Radial | None
Murraylands | MURRAY BRIDGE SOUTH TEE - MURRAY BRIDGE SOUTH SD43100 | PV | MVA | 2027 | 18.1735 | 33kV | Radial | None
Murraylands | MURRAY BRIDGE SOUTH TEE - MURRAY BRIDGE TOWNSHIP SD43100 | PV | MVA | 2027 | 0 | 33kV | Radial | None
Murraylands | MOBILONG DISTRIBUTION - MOBILONG SD43200 | PV | MVA | 2027 | 23.1235 | 33kV | Radial | None
Murraylands | MOBILONG - MONARTO TEE SD43200 | PV | MVA | 2027 | 23.4893 | 33kV | Radial | None
Murraylands | MONARTO TEE - MURRAY BRIDGE NORTH SD43200 | PV | MVA | 2027 | 19.2072 | 33kV | Radial | None
Murraylands | MONARTO TEE - MONARTO SOUTH TEE SD43200 | PV | MVA | 2027 | 4.2821 | 33kV | Radial | None
Murraylands | MONARTO SOUTH TEE - MONARTO SOUTH SD43200 | PV | MVA | 2027 | 3.6203 | 33kV | Radial | None
Murraylands | MONARTO SOUTH TEE - MONARTO CENTRAL SD43200 | PV | MVA | 2027 | 0.66181 | 33kV | Radial | None
Murraylands | MOBILONG DISTRIBUTION - MOBILONG SD43300 | PV | MVA | 2027 | 9.0238 | 33kV | Radial | None
Murraylands | MOBILONG - PALLAMANA TEE SD43300 | PV | MVA | 2027 | 9.0238 | 33kV | Radial | None
Murraylands | PALLAMANA TEE - MYPOLONGA TEE SD43300 | PV | MVA | 2027 | 9.0238 | 33kV | Radial | None
Murraylands | MYPOLONGA TEE - MYPOLONGA SD43300 | PV | MVA | 2027 | 4.0738 | 33kV | Radial | None
Murraylands | MYPOLONGA - MYPOLONGA EOL SD43300 | PV | MVA | 2027 | 0 | 33kV | Radial | None
Murraylands | MYPOLONGA TEE - CALOOTE TEE SD43300 | PV | MVA | 2027 | 4.95 | 33kV | Radial | None
Murraylands | TAILEM BEND - PUMP STATION TEE SD40101 | PV | MVA | 2027 | 13.1207 | 33kV | Radial | None
Murraylands | PUMP STATION TEE - TAILEM BEND RURAL SD40101 | PV | MVA | 2027 | 0 | 33kV | Radial | None
Murraylands | TAILEM BEND RURAL - TAILEM BEND EOL SD40101 | PV | MVA | 2027 | 0 | 33kV | Radial | None
Murraylands | PUMP STATION TEE - TAILEM BEND TOWN TEE SD40101 | PV | MVA | 2027 | 13.1207 | 33kV | Radial | None
Murraylands | TAILEM BEND TOWN TEE - TAILEM BEND TOWN SD40101 | PV | MVA | 2027 | 3.5446 | 33kV | Radial | None
Murraylands | TAILEM BEND TOWN TEE - JERVOIS SD40101 | PV | MVA | 2027 | 9.5761 | 33kV | Radial | None
Murraylands | JERVOIS - JERVOIS FLAT 1 TEE SD40102 | PV | MVA | 2027 | 8.2743 | 33kV | Radial | None
Murraylands | JERVOIS FLAT 1 TEE - JERVOIS FLAT 2 TEE SD40102 | PV | MVA | 2027 | 6.0743 | 33kV | Radial | None
Murraylands | JERVOIS FLAT 2 TEE - WOODS POINT SD40102 | PV | MVA | 2027 | 6.0743 | 33kV | Radial | None
Murraylands | WOODS POINT - WHITE SANDS TEE SD40103 | PV | MVA | 2027 | 0 | 33kV | Radial | None
Murraylands | WHITE SANDS TEE - WHITE SANDS SD40103 | PV | MVA | 2027 | 0 | 33kV | Radial | None
Murraylands | WHITE SANDS TEE - MURRAY BRIDGE TOWNSHIP SD40103 | PV | MVA | 2027 | 0 | 33kV | Radial | None
Murraylands | TAILEM BEND - SUBSTATION ROAD TEE SD40200 | PV | MVA | 2027 | 14.8236 | 33kV | Radial | None
Murraylands | SUBSTATION ROAD TEE - SUBSTATION ROAD SD40200 | PV | MVA | 2027 | 0 | 33kV | Radial | None
Murraylands | SUBSTATION ROAD TEE - MALLEE HWY SD40200 | PV | MVA | 2027 | 14.8236 | 33kV | Radial | None
Murraylands | MALLEE HWY - MOORLANDS SWER SD40200 | PV | MVA | 2027 | 9.7043 | 33kV | Radial | None
Murraylands | MALLEE HWY - ELWOMPLE SD40200 | PV | MVA | 2027 | 5.1193 | 33kV | Radial | None
Murraylands | MOORLANDS SWER - COOMANDOOK SD40200 | PV | MVA | 2027 | 9.5288 | 33kV | Radial | None
Murraylands | COOMANDOOK - COONALPYN SD40200 | PV | MVA | 2027 | 9.2794 | 33kV | Radial | None
Murraylands | COONALPYN - BINNIES TEE SD40300 | PV | MVA | 2027 | 3.4697 | 33kV | Radial | N
Murraylands | BINNIES TEE - BINNIES SD40300 | PV | MVA | 2027 | 0.043661 | 33kV | Radial | None
Murraylands | BINNIES TEE - MENINGIE SD40300 | PV | MVA | 2027 | 3.3748 | 33kV | Radial | None
Murraylands | MENINGIE - CAMPBELL PARK TEE SD40400 | PV | MVA | 2027 | 0.73688 | 33kV | Radial | None
Murraylands | CAMPBELL PARK TEE - CAMPBELL PARK SD40400 | PV | MVA | 2027 | 0.30843 | 33kV | Radial | None
Murraylands | CAMPBELL PARK TEE - NARRUNG SD40400 | PV | MVA | 2027 | 0.42846 | 33kV | Radial | None
Murraylands | TAILEM BEND - SHERLOCK SD40501 | PV | MVA | 2027 | 6.8014 | 33kV | Radial | None
Murraylands | SHERLOCK - KAROONDA SD40502 | PV | MVA | 2027 | 1.8714 | 33kV | Radial | None
Murraylands | SHERLOCK - GERANIUM SD40600 | PV | MVA | 2027 | 4.842 | 33kV | Radial | N
Murraylands | GERANIUM - LAMEROO SD40700 | PV | MVA | 2027 | 4.3991 | 33kV | Radial | N
Murraylands | LAMEROO - LAMEROO RURAL SD40800 | PV | MVA | 2027 | 2.6262 | 33kV | Radial | N
Murraylands | LAMEROO RURAL - PARILLA TEE SD40800 | PV | MVA | 2027 | 2.5114 | 33kV | Radial | N
Murraylands | PARILLA TEE - PARILLA SD40800 | PV | MVA | 2027 | 1.0859 | 33kV | Radial | None
Murraylands | PARILLA TEE - PINNAROO SD40800 | PV | MVA | 2027 | 1.3934 | 33kV | Radial | None
Riverland | PARINGA - MURTHO LX21 | PV | MVA | 2027 | 1.869 | 33kV | Radial | N
Riverland | MURTHO - LINDSAY PT TEE LX21 | PV | MVA | 2027 | 0 | 33kV | Radial | None
Riverland | LINDSAY PT TEE - BORDER CLIFFS LX21 | PV | MVA | 2027 | 0 | 33kV | Radial | None
Riverland | LINDSAY PT TEE - VIC BORDER LX21 | PV | MVA | 2027 | 0 | 33kV | Radial | None
Riverland | SWAN REACH - SWAN REACH FILTRATION TEE SD39400 | PV | MVA | 2027 | 2.1977 | 33kV | Radial | None
Riverland | SWAN REACH FILTRATION TEE - SWAN REACH TOWN SD39400 | PV | MVA | 2027 | 0.89477 | 33kV | Radial | None
South East | KEITH - COONALPYN SD45101 | PV | MVA | 2027 | 1.432 | 33kV | Radial | None
South East | KEITH - PADTHAWAY SD45300 | PV | MVA | 2027 | 5.6399 | 33kV | Radial | None
South East | KEITH - WIRREGA SD45201 | PV | MVA | 2027 | 8.3976 | 33kV | Radial | N
South East | WIRREGA - BORDERTOWN SD45202 | PV | MVA | 2027 | 8.3683 | 33kV | Radial | N
South East | SNUGGERY RURAL - MILLICENT SD49100 | PV | MVA | 2027 | 20.4609 | 33kV | Radial | None
South East | MILLICENT - SOUTH END TEE SD49100 | PV | MVA | 2027 | 12.0059 | 33kV | Radial | None
South East | SOUTH END TEE - SOUTH END SD49100 | PV | MVA | 2027 | 0.81873 | 33kV | Radial | None
South East | SOUTH END TEE - HATHERLEIGH TOWNSHIP TEE SD49100 | PV | MVA | 2027 | 6.1159 | 33kV | Radial | None
South East | HATHERLEIGH TOWNSHIP TEE - HATHERLEIGH TOWNSHIP SD49100 | PV | MVA | 2027 | 0.10607 | 33kV | Radial | None
South East | HATHERLEIGH TOWNSHIP TEE - HATHERLEIGH SD49100 | PV | MVA | 2027 | 6.0098 | 33kV | Radial | None
South East | HATHERLEIGH - BEACHPORT TEE SD49200 | PV | MVA | 2027 | 6.0098 | 33kV | Radial | None
South East | BEACHPORT TEE - BEACHPORT SD49200 | PV | MVA | 2027 | 1.8842 | 33kV | Radial | None
South East | BEACHPORT TEE - ROBE SD49200 | PV | MVA | 2027 | 4.1256 | 33kV | Radial | N
South East | SNUGGERY RURAL - MOUNT BURR SD49500 | PV | MVA | 2027 | 1.5115 | 33kV | Radial | None
South East | MOUNT BURR - KALANGADOO TEE SD49500 | PV | MVA | 2027 | 1.0571 | 33kV | Radial | None
South East | KALANGADOO TEE - KALANGADOO SD49500 | PV | MVA | 2027 | 0 | 33kV | Radial | None
South East | KALANGADOO TEE - KALANGADOO RURAL SD49500 | PV | MVA | 2027 | 0 | 33kV | Radial | None
South East | BLANCHE - MOUNT GAMBIER WEST SD48101 | PV | MVA | 2027 | 0 | 33kV | Radial | None
South East | BLUE LAKE TEE - MOUNT GAMBIER SD48104 | PV | MVA | 2027 | 0 | 33kV | Radial | None
South East | BLANCHE - LAKESIDE TEE SD48100 | PV | MVA | 2027 | 10.7225 | 33kV | Radial | None
South East | LAKESIDE TEE - GLENCOE TEE SD48100 | PV | MVA | 2027 | 10.6346 | 33kV | Radial | None
South East | GLENCOE TEE - TANTANOOLA SD48100 | PV | MVA | 2027 | 1.605 | 33kV | Radial | None
South East | GLENCOE TEE - MOUNT GAMBIER SD48100 | PV | MVA | 2027 | 9.0297 | 33kV | Radial | None
South East | BLANCHE - KONGORONG TEE SD48200 | PV | MVA | 2027 | 5.4905 | 33kV | Radial | None
South East | KONGORONG TEE - KONGORONG SD48200 | PV | MVA | 2027 | 0.65647 | 33kV | Radial | None
South East | KONGORONG TEE - MOUNT SCHANK SD48200 | PV | MVA | 2027 | 4.834 | 33kV | Radial | None
South East | MOUNT SCHANK - ALLENDALE EAST SD48200 | PV | MVA | 2027 | 3.2171 | 33kV | Radial | None
South East | MOUNT GAMBIER - TARPEENA SOUTH TEE SD47101 | PV | MVA | 2027 | 0.55189 | 33kV | Radial | None
South East | TARPEENA SOUTH TEE - MOUNT GAMBIER SD47101 | PV | MVA | 2027 | 0 | 33kV | Radial | None
South East | TARPEENA SOUTH TEE - TARPEENA SOUTH SD47101 | PV | MVA | 2027 | 0.55189 | 33kV | Radial | None
South East | KINCRAIG - LUCINDALE SD46201 | PV | MVA | 2027 | 5.9294 | 33kV | Radial | None
South East | LUCINDALE - KINGSTON SE SD46201 | PV | MVA | 2027 | 4.5683 | 33kV | Radial | None
South East | KINCRAIG - NARACOORTE SD46300 | PV | MVA | 2027 | 17.0116 | 33kV | Radial | None
South East | NARACOORTE - NARACOORTE EAST TEE SD46100 | PV | MVA | 2027 | 5.795 | 33kV | Radial | None
South East | NARACOORTE EAST TEE - NARACOORTE EAST SD46100 | PV | MVA | 2027 | 5.795 | 33kV | Radial | None
South East | NARACOORTE EAST TEE - PADTHAWAY SD46100 | PV | MVA | 2027 | 0 | 33kV | Radial | None
South East | KINCRAIG - STRUAN RURAL SD46400 | PV | MVA | 2027 | 4.9523 | 33kV | Radial | None
South East | STRUAN RURAL - GLENROY RURAL SD46400 | PV | MVA | 2027 | 0 | 33kV | Radial | None
South East | PENOLA WEST - PENOLA TEE SD58200 | PV | MVA | 2027 | 4.7607 | 33kV | Radial | None
South East | PENOLA TEE - GLENROY RURAL SD58200 | PV | MVA | 2027 | 4.7607 | 33kV | Radial | N
South East | PENOLA WEST - PENOLA TEE SD58101 | PV | MVA | 2027 | 0.79333 | 33kV | Radial | None
South East | PENOLA TEE - SAFRIES TEE SD58101 | PV | MVA | 2027 | 0.79333 | 33kV | Radial | None
South East | SAFRIES TEE - KALANGADOO NANGWARRY TEE SD58101 | PV | MVA | 2027 | 0.79333 | 33kV | Radial | None
South East | KALANGADOO NANGWARRY TEE - NANGWARRY TEE SD58101 | PV | MVA | 2027 | 0.78441 | 33kV | Radial | None
South East | NANGWARRY TEE - NANGWARRY SD58101 | PV | MVA | 2027 | 0.78441 | 33kV | Radial | None
South East | KALANGADOO NANGWARRY TEE - KALANGADOO RURAL SD58101 | PV | MVA | 2027 | 0 | 33kV | Radial | None
South East | NANGWARRY TEE - MOUNT GAMBIER SD58101 | PV | MVA | 2027 | 0 | 33kV | Radial | None
Metro South | WILLUNGA - MCLAREN VALE SD44400 | PV | MVA | 2027 | 3.2104 | 33kV | Radial | None
Metro South | YANKALILLA - HAY FLAT SD44200 | PV | MVA | 2027 | 1.7452 | 33kV | Radial | None
Metro South | HAY FLAT - RAPID BAY TEE SD44200 | PV | MVA | 2027 | 1.71 | 33kV | Radial | None
Metro South | RAPID BAY TEE - RAPID BAY SD44200 | PV | MVA | 2027 | 0.049486 | 33kV | Radial | None
Metro South | RAPID BAY TEE - CAPE JERVIS SD44200 | PV | MVA | 2027 | 0.36923 | 33kV | Radial | None
Metro South | CAPE JERVIS - CUTTLEFISH BAY SD44301 | PV | MVA | 2027 | 8.3684 | 33kV | Radial | None
Metro South | FISHERY BEACH BACKUP - CUTTLEFISH BAY BACKUP SD44301 | PV | MVA | 2027 | 0 | 33kV | Radial | None
Metro South | CUTTLEFISH BAY - PENNESHAW SD44301 | PV | MVA | 2027 | 8.3684 | 33kV | Radial | None
Metro South | PENNESHAW - AMERICAN RIVER SD44300 | PV | MVA | 2027 | 7.2156 | 33kV | Radial | None
Metro South | AMERICAN RIVER - KINGSCOTE TEE SD44300 | PV | MVA | 2027 | 5.7545 | 33kV | Radial | N
Metro South | KINGSCOTE TEE - MACGILLIVRAY SD44300 | PV | MVA | 2027 | 1.8244 | 33kV | Radial | None
Metro South | KINGSCOTE TEE - KINGSCOTE SD44300 | PV | MVA | 2027 | 3.8274 | 33kV | Radial | None
Upper North | DAVENPORT WEST - PORT AUGUSTA NO1 SD54101 | PV | MVA | 2027 | 0 | 33kV | Meshed | None
Upper North | DAVENPORT WEST - PORT AUGUSTA TEE SD54102 | PV | MVA | 2027 | 0 | 33kV | Meshed | None
Upper North | PORT AUGUSTA NO2 - PORT AUGUSTA TEE SD54102 | PV | MVA | 2027 | 0 | 33kV | Meshed | None
Upper North | PORT AUGUSTA TEE - PORT AUGUSTA WEST TEE SD54102 | PV | MVA | 2027 | 11.084 | 33kV | Radial | None
Upper North | PORT AUGUSTA WEST TEE - PORT AUGUSTA WEST SD54102 | PV | MVA | 2027 | 8.6393 | 33kV | Radial | None
Upper North | PORT AUGUSTA WEST TEE - PANDURRA TEE SD54102 | PV | MVA | 2027 | 2.4447 | 33kV | Radial | None
Upper North | PANDURRA TEE - BOOKALOO SD54102 | PV | MVA | 2027 | 0.013364 | 33kV | Radial | None
Upper North | PANDURRA TEE - PANDURRA SD54102 | PV | MVA | 2027 | 2.4314 | 33kV | Radial | None
Upper North | DAVENPORT WEST - AUGUSTA HWY SD54300 | PV | MVA | 2027 | 11.4495 | 33kV | Radial | None
Upper North | AUGUSTA HWY - STIRLING NORTH SD54300 | PV | MVA | 2027 | 6.5996 | 33kV | Radial | None
Upper North | STIRLING NORTH - QUORN SD54300 | PV | MVA | 2027 | 2.5489 | 33kV | Radial | None
Upper North | DAVENPORT WEST - PT PATERSON SD54400 | PV | MVA | 2027 | 0.012281 | 33kV | Radial | None
Upper North | BAROOTA - BAROOTA TOWN TEE SD31100 | PV | MVA | 2027 | 16.4492 | 33kV | Radial | None
Upper North | BAROOTA TOWN TEE - BAROOTA TOWN SD31100 | PV | MVA | 2027 | 5.1479 | 33kV | Radial | None
Upper North | BAROOTA TOWN TEE - BAROOTA TEE SD31100 | PV | MVA | 2027 | 11.3013 | 33kV | Radial | None
Upper North | BAROOTA TEE - NAPPERBY BUNGAMA SD31100 | PV | MVA | 2027 | 3.7583 | 33kV | Radial | None
Upper North | BAROOTA TEE - MURRAYTOWN SD31100 | PV | MVA | 2027 | 7.3549 | 33kV | Radial | None
Upper North | MURRAYTOWN - WIRRABARA FOREST TEE SD31200 | PV | MVA | 2027 | 1.6746 | 33kV | Radial | None
Upper North | WIRRABARA FOREST TEE - WIRRABARA FOREST SD31200 | PV | MVA | 2027 | 0.22525 | 33kV | Radial | None
Upper North | WIRRABARA FOREST TEE - GLADSTONE SD31200 | PV | MVA | 2027 | 0.46691 | 33kV | Radial | None
Upper North | MURRAYTOWN - ORROROO SD31300 | PV | MVA | 2027 | 3.4898 | 33kV | Radial | None
Upper North | MURRAYTOWN - WILMINGTON SD31400 | PV | MVA | 2027 | 1.9941 | 33kV | Radial | None
Upper North | BUNGAMA - PORT PIRIE SOUTH SD32101 | PV | MVA | 2027 | 0 | 33kV | Meshed | None
Upper North | PORT PIRIE SOUTH - PORT PIRIE SD32102 | PV | MVA | 2027 | 0 | 33kV | Meshed | None
Upper North | BUNGAMA - PORT PIRIE SD32103 | PV | MVA | 2027 | 0 | 33kV | Meshed | None
Upper North | BUNGAMA - HUGHES GAP SD32301 | PV | MVA | 2027 | 29.949 | 33kV | Radial | Reverse N
Upper North | HUGHES GAP - CRYSTAL BROOK TEE SD32302 | PV | MVA | 2027 | 19.3455 | 33kV | Radial | None
Upper North | CRYSTAL BROOK TEE - GLADSTONE SD32302 | PV | MVA | 2027 | 19.3455 | 33kV | Radial | None
Upper North | GLADSTONE - CALTOWIE TEE SD32200 | PV | MVA | 2027 | 16.3038 | 33kV | Radial | None
Upper North | CALTOWIE TEE - CALTOWIE SD32200 | PV | MVA | 2027 | 0.30162 | 33kV | Radial | None
Upper North | CALTOWIE TEE - PETERBOROUGH TEE SD32200 | PV | MVA | 2027 | 15.7816 | 33kV | Radial | None
Upper North | PETERBOROUGH TEE - JAMESTOWN SD32200 | PV | MVA | 2027 | 4.6272 | 33kV | Radial | None
Upper North | JAMESTOWN - TEROWIE TOWNSHIP SD32200 | PV | MVA | 2027 | 0.61866 | 33kV | Radial | None
Upper North | PETERBOROUGH TEE - PETERBOROUGH SD32200 | PV | MVA | 2027 | 11.1544 | 33kV | Radial | None
Upper North | BUNGAMA - PORT BROUGHTON TEE SD32400 | PV | MVA | 2027 | 19.3937 | 33kV | Radial | Reverse N
Upper North | PORT BROUGHTON TEE - PORT BROUGHTON SD32400 | PV | MVA | 2027 | 3.9904 | 33kV | Radial | None
Upper North | PORT BROUGHTON TEE - BRINKWORTH TIE SD32400 | PV | MVA | 2027 | 0 | 33kV | Radial | None
Upper North | PORT BROUGHTON TEE - CRYSTAL BROOK TEE SD32400 | PV | MVA | 2027 | 2.7983 | 33kV | Radial | None
Upper North | NEUROODLA - HAWKER SD59100 | PV | MVA | 2027 | 0.69303 | 33kV | Radial | None
Yorke Peninsula | HUMMOCKS DISTRIBUTION - NINNES TEE SD34400 | PV | MVA | 2027 | 8.3054 | 33kV | Radial | None
Yorke Peninsula | NINNES TEE - LOCHIEL SD34400 | PV | MVA | 2027 | 1.4737 | 33kV | Radial | None
Yorke Peninsula | NINNES TEE - KAINTON TEE SD34400 | PV | MVA | 2027 | 0.97021 | 33kV | Radial | None
Yorke Peninsula | KAINTON TEE - KAINTON SD34400 | PV | MVA | 2027 | 0.13342 | 33kV | Radial | None
Yorke Peninsula | KAINTON TEE - PASKEVILLE SD34400 | PV | MVA | 2027 | 0.83679 | 33kV | Radial | None
Yorke Peninsula | PASKEVILLE - KADINA EAST SD34405 | PV | MVA | 2027 | 0.46736 | 33kV | Radial | None
Yorke Peninsula | HUMMOCKS DISTRIBUTION - PORT CLINTON SD34300 | PV | MVA | 2027 | 1.565 | 33kV | Radial | None
Yorke Peninsula | PORT CLINTON - ARDROSSAN SD34300 | PV | MVA | 2027 | 0.63746 | 33kV | Radial | None
Yorke Peninsula | HUMMOCKS DISTRIBUTION - FEDERATION CORNER SD34201 | PV | MVA | 2027 | 6.6991 | 33kV | Radial | None
Yorke Peninsula | FEDERATION CORNER - SWAMP ROAD SD34201 | PV | MVA | 2027 | 5.5993 | 33kV | Radial | None
Yorke Peninsula | FEDERATION CORNER - PT WAKEFIELD TEE SD34201 | PV | MVA | 2027 | 1.0997 | 33kV | Radial | None
Yorke Peninsula | PT WAKEFIELD TEE - SWAMP ROAD SD34201 | PV | MVA | 2027 | 0 | 33kV | Radial | None
Yorke Peninsula | SWAMP ROAD - PT WAKEFIELD FAR NORTH EAST SD34201 | PV | MVA | 2027 | 0 | 33kV | Radial | None
Yorke Peninsula | PT WAKEFIELD TEE - PT WAKEFIELD RURAL SD34201 | PV | MVA | 2027 | 1.0997 | 33kV | Radial | None
Yorke Peninsula | PT WAKEFIELD RURAL - PT WAKEFIELD TOWN TEE SD34201 | PV | MVA | 2027 | 1.0775 | 33kV | Radial | None
Yorke Peninsula | PT WAKEFIELD TOWN TEE - PT WAKEFIELD TOWN SD34201 | PV | MVA | 2027 | 0.95783 | 33kV | Radial | None
Yorke Peninsula | PT WAKEFIELD TOWN TEE - PROOF RANGE SD34201 | PV | MVA | 2027 | 0.11965 | 33kV | Radial | None
Yorke Peninsula | HUMMOCKS DISTRIBUTION - BOWMANS TEE SD34102 | PV | MVA | 2027 | 13.1328 | 33kV | Radial | None
Yorke Peninsula | BOWMANS TEE - PT WAKEFIELD RURAL SD34102 | PV | MVA | 2027 | 0 | 33kV | Radial | None
Yorke Peninsula | BOWMANS TEE - SAINTS SD34102 | PV | MVA | 2027 | 13.1328 | 33kV | Radial | None
Yorke Peninsula | SAINTS - BALAKLAVA SD34102 | PV | MVA | 2027 | 3.7934 | 33kV | Radial | None
Yorke Peninsula | BALAKLAVA - BALAKLAVA RURAL SD34102 | PV | MVA | 2027 | 0 | 33kV | Radial | None
Yorke Peninsula | BALAKLAVA - BALAKLAVA TOWNSHIP SD34102 | PV | MVA | 2027 | 0 | 33kV | Radial | None
Yorke Peninsula | KADINA EAST DISTRIBUTION - KADINA SD51102 | PV | MVA | 2027 | 20.1388 | 33kV | Radial | None
Yorke Peninsula | KADINA EAST DISTRIBUTION - MOONTA TEE SD51200 | PV | MVA | 2027 | 23.0573 | 33kV | Radial | None
Yorke Peninsula | MOONTA TEE - KADINA SD51200 | PV | MVA | 2027 | 0 | 33kV | Radial | None
Yorke Peninsula | MOONTA TEE - MOONTA SD51200 | PV | MVA | 2027 | 18.1073 | 33kV | Radial | N
Yorke Peninsula | KADINA EAST DISTRIBUTION - WALLAROO TEE SD51300 | PV | MVA | 2027 | 18.5166 | 33kV | Radial | None
Yorke Peninsula | WALLAROO TEE - KADINA SD51300 | PV | MVA | 2027 | 0 | 33kV | Radial | None
Yorke Peninsula | WALLAROO TEE - WALLAROO SD51300 | PV | MVA | 2027 | 9.7515 | 33kV | Radial | None
Yorke Peninsula | ARDROSSAN WEST DISTRIBUTION - MAITLAND SD35100 | PV | MVA | 2027 | 5.2083 | 33kV | Radial | None
Yorke Peninsula | ARDROSSAN WEST DISTRIBUTION - ARDROSSAN SD35201 | PV | MVA | 2027 | 3.0022 | 33kV | Radial | None
Yorke Peninsula | ARDROSSAN WEST DISTRIBUTION - ARDROSSAN BHP SD35200 | PV | MVA | 2027 | 6.7795 | 33kV | Radial | None
Yorke Peninsula | ARDROSSAN - ARDROSSAN BHP SD35200 | PV | MVA | 2027 | 0 | 33kV | Radial | None
Yorke Peninsula | ARDROSSAN BHP - PORT VINCENT SD35200 | PV | MVA | 2027 | 6.7795 | 33kV | Radial | None
Yorke Peninsula | PORT VINCENT - MINLATON TEE SD35300 | PV | MVA | 2027 | 3.1958 | 33kV | Radial | None
Yorke Peninsula | MINLATON TEE - CURRAMULKA TEE SD35300 | PV | MVA | 2027 | 3.1958 | 33kV | Radial | None
Yorke Peninsula | CURRAMULKA TEE - CURRAMULKA SD35300 | PV | MVA | 2027 | 0.34894 | 33kV | Radial | None
Yorke Peninsula | CURRAMULKA TEE - MINLATON SD35300 | PV | MVA | 2027 | 2.8469 | 33kV | Radial | None
Yorke Peninsula | MINLATON TEE - PT VINCENT RURAL SD35300 | PV | MVA | 2027 | 0 | 33kV | Radial | None
Yorke Peninsula | DALRYMPLE - STANSBURY TEE SD35400 | PV | MVA | 2027 | 2.3071 | 33kV | Radial | None
Yorke Peninsula | STANSBURY TEE - PORT GILES TEE SD35400 | PV | MVA | 2027 | 0.41908 | 33kV | Radial | None
Yorke Peninsula | PORT GILES TEE - PORT GILES SD35400 | PV | MVA | 2027 | 0.41908 | 33kV | Radial | None
Yorke Peninsula | STANSBURY TEE - STANSBURY SD35400 | PV | MVA | 2027 | 1.8881 | 33kV | Radial | None
Yorke Peninsula | STANSBURY - PT VINCENT RURAL SD35403 | PV | MVA | 2027 | 0.17114 | 33kV | Radial | None
Yorke Peninsula | DALRYMPLE - WOOL BAY RURAL SD35500 | PV | MVA | 2027 | 8.7941 | 33kV | Radial | None
Yorke Peninsula | WOOL BAY RURAL - WOOL BAY SD35500 | PV | MVA | 2027 | 6.1558 | 33kV | Radial | None
Yorke Peninsula | WOOL BAY RURAL - PORT GILES TEE SD35500 | PV | MVA | 2027 | 0 | 33kV | Radial | None
Yorke Peninsula | WOOL BAY - EDITHBURGH TEE SD35500 | PV | MVA | 2027 | 8.7941 | 33kV | Radial | None
Yorke Peninsula | EDITHBURGH TEE - YORKETOWN SD35500 | PV | MVA | 2027 | 6.2663 | 33kV | Radial | None
Yorke Peninsula | YORKETOWN - MARION BAY SD35500 | PV | MVA | 2027 | 3.8907 | 33kV | Radial | None
Yorke Peninsula | EDITHBURGH TEE - EDITHBURGH SD35500 | PV | MVA | 2027 | 2.5278 | 33kV | Radial | None
Metro West | ADELAIDE BRIGHTON CEMENT - PORT ADELAIDE SD1529 | PV | MVA | 2028 | 0 | 66kV | Meshed | None
Metro South | ALDINGA - WILLUNGA SD1674 | PV | MVA | 2028 | 0 | 66kV | Meshed | None
Metro North | ANGLE VALE - ANGLE VALE TEE SD1506A | PV | MVA | 2028 | 0 | 66kV | Meshed | None
Metro North | ANGLE VALE TEE - EVANSTON SD1506B | PV | MVA | 2028 | 0 | 66kV | Meshed | None
Metro North | ANGLE VALE TEE - VIRGINIA TEE SD2033 | PV | MVA | 2028 | 0 | 66kV | Radial | None
Metro West | ATHOL PARK - ATHOL PARK TEE SD1677A | PV | MVA | 2028 | 0 | 66kV | Radial | None
Metro West | BLACKPOOL - FULHAM GARDENS SD1639 | PV | MVA | 2028 | 0 | 66kV | Meshed | None
Metro North | BOLIVAR - ST KILDA SD2034 | PV | MVA | 2028 | 0 | 66kV | Radial | None
Metro East | CAMPBELLTOWN - MAGILL SD1661 | PV | MVA | 2028 | 0 | 66kV | Meshed | None
Metro West | CHELTENHAM - CROYDON PARK TEE SD1655A | PV | MVA | 2028 | 0 | 66kV | Meshed | None
Metro South | CITY WEST - KESWICK SD2013 | PV | MVA | 2028 | 0 | 66kV | Meshed | None
Metro East | CITY WEST - WHITMORE SQUARE SD2016 | PV | MVA | 2028 | 0 | 66kV | Meshed | None
Metro East | COROMANDEL PLACE - WHITMORE SQUARE SD1681 | PV | MVA | 2028 | 0 | 66kV | Meshed | None
Metro East | CROYDON - HINDLEY STREET TEE SD1659B | PV | MVA | 2028 | 0 | 66kV | Meshed | None
Metro West | CROYDON - KILKENNY SD1523 | PV | MVA | 2028 | 0 | 66kV | Meshed | None
Metro West | CROYDON PARK - CROYDON PARK TEE SD1655B | PV | MVA | 2028 | 0 | 66kV | Meshed | None
Metro West | CROYDON PARK TEE - CROYDON SD1655C | PV | MVA | 2028 | 0 | 66kV | Meshed | None
Metro North | DIREK - PARALOWIE SD2004 | PV | MVA | 2028 | 0 | 66kV | Meshed | None
Metro East | DRY CREEK - KILBURN SOUTH TEE SD1658A | PV | MVA | 2028 | 0 | 66kV | Meshed | None
Metro East | EAST TERRACE - COROMANDEL PLACE SD1680 | PV | MVA | 2028 | 0 | 66kV | Meshed | None
Metro East | EAST TERRACE - NORTH ADELAIDE SD1560 | PV | MVA | 2028 | 0 | 66kV | Meshed | None
Metro North | EDINBURGH - SALISBURY SD1688 | PV | MVA | 2028 | 0 | 66kV | Meshed | None
Metro North | ELIZABETH DOWNS - PENFIELD SD1508 | PV | MVA | 2028 | 0 | 66kV | Meshed | None
Metro North | ELIZABETH DOWNS - SMITHFIELD WEST SD1686 | PV | MVA | 2028 | 0 | 66kV | Meshed | N-1
Metro North | ELIZABETH HEIGHTS - ELIZABETH DOWNS SD1501 | PV | MVA | 2028 | 0 | 66kV | Meshed | None
Metro North | ELIZABETH SOUTH - EDINBURGH SD1511 | PV | MVA | 2028 | 0 | 66kV | Meshed | None
Metro West | FINDON - FINDON TEE SD1520A | PV | MVA | 2028 | 0 | 66kV | Meshed | None
Metro West | FINDON TEE - FLINDERS PARK SD1520B | PV | MVA | 2028 | 0 | 66kV | Meshed | None
Metro West | FLINDERS PARK - NEW RICHMOND SD1521 | PV | MVA | 2028 | 0 | 66kV | Meshed | None
Metro West | FULHAM GARDENS - FINDON TEE SD1520C | PV | MVA | 2028 | 0 | 66kV | Meshed | None
Metro West | FULHAM GARDENS - HENLEY SOUTH #1 SD1519 | PV | MVA | 2028 | 0 | 66kV | Meshed | None
Metro West | FULHAM GARDENS - HENLEY SOUTH #2 SD1691 | PV | MVA | 2028 | 0 | 66kV | Meshed | None
Metro South | GLENELG NORTH TEE - GLENELG NORTH SD1584A | PV | MVA | 2028 | 0 | 66kV | Meshed | None
Metro South | GLENELG NORTH TEE - PLYMPTON SD1584B | PV | MVA | 2028 | 0 | 66kV | Meshed | None
Metro East | GOLDEN GROVE - INGLE FARM SD1647 | PV | MVA | 2028 | 0 | 66kV | Meshed | None
Metro South | HACKHAM - PORT NOARLUNGA SD1694A | PV | MVA | 2028 | 0 | 66kV | Meshed | None
Metro South | HAPPY VALLEY - HV/SAW TEE SD1591A | PV | MVA | 2028 | 0 | 66kV | Meshed | None
Metro South | HAPPY VALLEY - PANORAMA #1 SD1665 | PV | MVA | 2028 | 0 | 66kV | Meshed | None
Metro South | HAPPY VALLEY - PANORAMA #2 SD1666 | PV | MVA | 2028 | 0 | 66kV | Meshed | None
Metro South | HAPPY VALLEY - SEACOMBE #1 SD1566 | PV | MVA | 2028 | 0 | 66kV | Meshed | None
Metro South | HAPPY VALLEY - SEACOMBE #2 SD1590 | PV | MVA | 2028 | 0 | 66kV | Meshed | None
Metro East | HILLCREST - HOLDEN HILL SD1692 | PV | MVA | 2028 | 0 | 66kV | Meshed | None
Metro East | HINDLEY STREET - WHITMORE SQUARE SD1664 | PV | MVA | 2028 | 0 | 66kV | Meshed | None
Metro East | HINDLEY STREET TEE - HINDLEY STREET SD1659C | PV | MVA | 2028 | 0 | 66kV | Meshed | None
Metro East | HOLDEN HILL - CAMPBELLTOWN SD1660 | PV | MVA | 2028 | 0 | 66kV | Meshed | None
Metro East | HOLDEN HILL - HOPE VALLEY SD1554A | PV | MVA | 2028 | 0 | 66kV | Meshed | None
Metro East | HOPE VALLEY - TEA TREE GULLY SD1554B | PV | MVA | 2028 | 0 | 66kV | Meshed | None
Metro South | HV/SAW TEE - MORPHETT VALE EAST SD1591C | PV | MVA | 2028 | 0 | 66kV | Meshed | None
Metro East | KENT TOWN - KENT TOWN TEE SD1690 | PV | MVA | 2028 | 0 | 66kV | Meshed | None
Metro South | KESWICK - CLARENCE GARDENS SD1671 | PV | MVA | 2028 | 0 | 66kV | Radial | None
Metro South | KESWICK - NEW RICHMOND TEE SD1670A | PV | MVA | 2028 | 0 | 66kV | Meshed | N-1
Metro South | KESWICK - WHITMORE SQUARE TEE SD1669A | PV | MVA | 2028 | 0 | 66kV | Meshed | None
Metro West | KILBURN - CAVAN SD2014 | PV | MVA | 2028 | 0 | 66kV | Meshed | None
Metro West | KILBURN - CROYDON PARK SD1531 | PV | MVA | 2028 | 0 | 66kV | Meshed | None
Metro East | KILBURN SOUTH TEE - KILBURN SOUTH SD1658B | PV | MVA | 2028 | 0 | 66kV | Radial | None
Metro East | KILBURN SOUTH TEE - PROSPECT SD1658C | PV | MVA | 2028 | 0 | 66kV | Meshed | None
Metro West | KILKENNY - WOODVILLE SD1675 | PV | MVA | 2028 | 0 | 66kV | Meshed | None
Metro South | KINGSWOOD - NORTH UNLEY SD1574 | PV | MVA | 2028 | 0 | 66kV | Meshed | None
Metro West | LARGS NORTH - ADELAIDE BRIGHTON CEMENT SD1654 | PV | MVA | 2028 | 0 | 66kV | Meshed | None
Metro West | LEFEVRE - BLACKPOOL SD1693 | PV | MVA | 2028 | 0 | 66kV | Meshed | None
Metro South | LINDEN PARK - LINDEN PARK TEE SD1662A | PV | MVA | 2028 | 0 | 66kV | Meshed | None
Metro South | LOWER MITCHAM - KINGSWOOD SD1563 | PV | MVA | 2028 | 0 | 66kV | Meshed | None
Metro East | MAGILL - BURNSIDE SD1556 | PV | MVA | 2028 | 0 | 66kV | Radial | None
Metro East | MAGILL - KENT TOWN TEE SD1663A | PV | MVA | 2028 | 0 | 66kV | Meshed | None
Metro East | MAGILL - NORWOOD SD1543 | PV | MVA | 2028 | 0 | 66kV | Meshed | None
Metro South | MAGILL - URAIDLA TEE SD1662B | PV | MVA | 2028 | 0 | 66kV | Meshed | None
Metro East | MAGILL - WOODFORDE 2 SD1678 | PV | MVA | 2028 | 0 | 66kV | Radial | None
Metro East | MAGILL - WOODFORDE 3 SD1679 | PV | MVA | 2028 | 0 | 66kV | Radial | None
Metro South | MCLAREN FLAT - WILLUNGA SD1594A | PV | MVA | 2028 | 0 | 66kV | Meshed | N-1
Metro South | MORPHETT VALE EAST - CLARENDON SD1592 | PV | MVA | 2028 | 0 | 66kV | Radial | None
Metro South | MORPHETT VALE EAST - HACKHAM SD1694B | PV | MVA | 2028 | 0 | 66kV | Meshed | None
Metro South | MORPHETT VALE EAST - MCLAREN FLAT SD1594B | PV | MVA | 2028 | 0 | 66kV | Meshed | N-1
Metro South | MORPHETT VALE EAST - PORT STANVAC #1 SD1593 | PV | MVA | 2028 | 0 | 66kV | Meshed | None
Metro South | MORPHETT VALE EAST - PORT STANVAC #2 SD2010 | PV | MVA | 2028 | 0 | 66kV | Meshed | None
Metro South | MORPHETTVILLE - ASCOT PARK SD1586 | PV | MVA | 2028 | 0 | 66kV | Meshed | None
Metro South | MORPHETTVILLE - GLENELG NORTH TEE SD1584C | PV | MVA | 2028 | 0 | 66kV | Meshed | None
Metro South | MORPHETTVILLE - OAKLANDS SD1585 | PV | MVA | 2028 | 0 | 66kV | Meshed | None
Metro North | MUNNO PARA - ELIZABETH DOWNS SD2023 | PV | MVA | 2028 | 0 | 66kV | Meshed | None
Metro North | MUNNO PARA - EVANSTON SD1652 | PV | MVA | 2028 | 0 | 66kV | Meshed | N-1
Metro West | NEW OSBORNE - BLACKPOOL SD1518 | PV | MVA | 2028 | 0 | 66kV | Meshed | None
Metro West | NEW OSBORNE - GLANVILLE SD1527 | PV | MVA | 2028 | 0 | 66kV | Meshed | N-1
Metro West | NEW OSBORNE - LARGS NORTH SD1653 | PV | MVA | 2028 | 0 | 66kV | Meshed | None
Metro West | NEW OSBORNE - SMORGON STEEL RECYCLING SD1532A | PV | MVA | 2028 | 0 | 66kV | Meshed | None
Metro West | NEW RICHMOND - THEBARTON SD1516 | PV | MVA | 2028 | 0 | 66kV | Meshed | None
Metro South | NEW RICHMOND TEE - NEW RICHMOND SD1670B | PV | MVA | 2028 | 0 | 66kV | Meshed | None
Metro South | NEW RICHMOND TEE - PLYMPTON SD1670C | PV | MVA | 2028 | 0 | 66kV | Meshed | None
Metro South | NOARLUNGA CENTRE - PORT NOARLUNGA SD1668 | PV | MVA | 2028 | 0 | 66kV | Meshed | None
Metro East | NORTH ADELAIDE - HINDLEY STREET TEE SD1659A | PV | MVA | 2028 | 0 | 66kV | Meshed | None
Metro South | NORTH UNLEY - WHITMORE SQUARE TEE SD1669B | PV | MVA | 2028 | 0 | 66kV | Meshed | N-1
Metro East | NORTHFIELD - CLEARVIEW SD1549 | PV | MVA | 2028 | 0 | 66kV | Radial | None
Metro East | NORTHFIELD - DRY CREEK SD1657 | PV | MVA | 2028 | 0 | 66kV | Meshed | None
Metro East | NORTHFIELD - HARROW SD1535 | PV | MVA | 2028 | 0 | 66kV | Radial | None
Metro East | NORTHFIELD - HILLCREST SD1534 | PV | MVA | 2028 | 0 | 66kV | Meshed | None
Metro East | NORTHFIELD - HOLDEN HILL SD1539 | PV | MVA | 2028 | 0 | 66kV | Meshed | None
Metro East | NORTHFIELD - INGLE FARM #1 SD1548 | PV | MVA | 2028 | 0 | 66kV | Meshed | None
Metro East | NORTHFIELD - INGLE FARM #2 SD2019 | PV | MVA | 2028 | 0 | 66kV | Meshed | None
Metro East | NORWOOD - EAST TERRACE SD1545 | PV | MVA | 2028 | 0 | 66kV | Meshed | N-1
Metro East | NORWOOD - KENT TOWN SD1559 | PV | MVA | 2028 | 0 | 66kV | Meshed | None
Metro East | NORWOOD - LINDEN PARK SD1544 | PV | MVA | 2028 | 0 | 66kV | Meshed | None
Metro South | PANORAMA - ASCOT PARK SD1587 | PV | MVA | 2028 | 0 | 66kV | Meshed | None
Metro South | PANORAMA - BLACKWOOD SD1572 | PV | MVA | 2028 | 0 | 66kV | Radial | None
Metro South | PANORAMA - CUDMORE PARK SD1573 | PV | MVA | 2028 | 0 | 66kV | Radial | None
Metro South | PANORAMA - LINDEN PARK TEE SD1662C | PV | MVA | 2028 | 0 | 66kV | Meshed | None
Metro South | PANORAMA - LOWER MITCHAM SD1562 | PV | MVA | 2028 | 0 | 66kV | Meshed | None
Metro South | PANORAMA - TONSLEY EAST SD2035 | PV | MVA | 2028 | 0 | 66kV | Meshed | None
Metro North | PARA - ELIZABETH HEIGHTS SD1504 | PV | MVA | 2028 | 0 | 66kV | Meshed | None
Metro North | PARA - ELIZABETH SOUTH SD1503 | PV | MVA | 2028 | 0 | 66kV | Meshed | None
Metro North | PARAFIELD GARDENS - CAVAN SD1687 | PV | MVA | 2028 | 0 | 66kV | Meshed | None
Metro North | PARAFIELD GARDENS - SALISBURY SD1502 | PV | MVA | 2028 | 0 | 66kV | Meshed | None
Metro North | PARAFIELD GARDENS WEST - BOLIVAR SD1683 | PV | MVA | 2028 | 0 | 66kV | Radial | None
Metro North | PARAFIELD GARDENS WEST - PARAFIELD GARDENS SD1682 | PV | MVA | 2028 | 0 | 66kV | Meshed | N-1
Metro North | PARAFIELD GARDENS WEST - PARALOWIE SD1510 | PV | MVA | 2028 | 0 | 66kV | Meshed | None
Metro North | PENFIELD - DIREK SD1685 | PV | MVA | 2028 | 0 | 66kV | Meshed | None
Metro North | PENFIELD - ELIZABETH SOUTH SD1509 | PV | MVA | 2028 | 0 | 66kV | Meshed | None
Metro South | PLYMPTON - GLENELG NORTH SD1583 | PV | MVA | 2028 | 0 | 66kV | Meshed | None
Metro West | PORT ADELAIDE - CHELTENHAM SD1646 | PV | MVA | 2028 | 0 | 66kV | Meshed | None
Metro West | PORT ADELAIDE NORTH - ATHOL PARK TEE SD1677B | PV | MVA | 2028 | 0 | 66kV | Meshed | None
Metro South | PORT NOARLUNGA - SEAFORD SD1676A | PV | MVA | 2028 | 0 | 66kV | Meshed | N-1
Metro South | PORT STANVAC - LONSDALE SD1673 | PV | MVA | 2028 | 0 | 66kV | Meshed | None
Metro South | PORT STANVAC - NOARLUNGA CENTRE SD1667 | PV | MVA | 2028 | 0 | 66kV | Meshed | None
Metro East | PROSPECT - CROYDON SD2024 | PV | MVA | 2028 | 0 | 66kV | Meshed | None
Metro West | QUEENSTOWN - GLANVILLE SD1526 | PV | MVA | 2028 | 0 | 66kV | Meshed | None
Metro South | SEACOMBE - OAKLANDS SD1565 | PV | MVA | 2028 | 0 | 66kV | Meshed | None
Metro South | SEACOMBE - SHEIDOW PARK SD1672 | PV | MVA | 2028 | 0 | 66kV | Meshed | None
Metro South | SEAFORD - ALDINGA SD1676B | PV | MVA | 2028 | 0 | 66kV | Meshed | N-1
Metro South | SHEIDOW PARK - LONSDALE SD2009 | PV | MVA | 2028 | 0 | 66kV | Meshed | None
Metro North | SMITHFIELD WEST - ANGLE VALE SD1650 | PV | MVA | 2028 | 0 | 66kV | Meshed | None
Metro West | SMORGON STEEL RECYCLING - PORT ADELAIDE NORTH SD1532B | PV | MVA | 2028 | 0 | 66kV | Meshed | None
Metro North | ST KILDA - VIRGINIA SD1684 | PV | MVA | 2028 | 0 | 66kV | Radial | None
Metro East | TEA TREE GULLY - GOLDEN GROVE SD1638 | PV | MVA | 2028 | 0 | 66kV | Meshed | None
Metro West | THEBARTON - CROYDON SD1522 | PV | MVA | 2028 | 0 | 66kV | Meshed | None
Metro South | TONSLEY EAST - TONSLEY PARK SD1588 | PV | MVA | 2028 | 0 | 66kV | Meshed | None
Metro South | TONSLEY PARK - SEACOMBE SD1564 | PV | MVA | 2028 | 0 | 66kV | Meshed | None
Metro West | TORRENS ISLAND - ATHOL PARK TEE SD1677C | PV | MVA | 2028 | 0 | 66kV | Meshed | None
Metro West | TORRENS ISLAND - KILBURN SD1656 | PV | MVA | 2028 | 0 | 66kV | Meshed | None
Metro South | URAIDLA TEE - LINDEN PARK TEE SD1662D | PV | MVA | 2028 | 0 | 66kV | Meshed | None
Metro North | VIRGINIA - VIRGINIA TEE SD2022A | PV | MVA | 2028 | 0 | 66kV | Radial | None
Metro North | VIRGINIA TEE - TWO WELLS SD2022B | PV | MVA | 2028 | 0 | 66kV | Radial | None
Metro East | WHITMORE SQUARE - KENT TOWN TEE SD1663B | PV | MVA | 2028 | 0 | 66kV | Meshed | None
Metro East | WHITMORE SQUARE - WHITMORE SQUARE TEE SD1669C | PV | MVA | 2028 | 0 | 66kV | Meshed | None
Metro West | WOODVILLE - FINDON SD1524 | PV | MVA | 2028 | 0 | 66kV | Meshed | None
Metro West | WOODVILLE - QUEENSTOWN SD1525 | PV | MVA | 2028 | 0 | 66kV | Meshed | None
Eastern Hills | MOUNT BARKER DISTRIBUTION - MOUNT BARKER SOUTH SD2012 | PV | MVA | 2028 | 0 | 66kV | Meshed | None
Eastern Hills | MOUNT BARKER DISTRIBUTION - BALHANNAH SD1598 | PV | MVA | 2028 | 74.3863 | 66kV | Radial | None
Eastern Hills | BALHANNAH - URAIDLA SD1599 | PV | MVA | 2028 | 36.1716 | 66kV | Radial | None
Eastern Hills | URAIDLA - MAGILL (METRO SOUTH TIE) SD1662E | PV | MVA | 2028 | 0 | 66kV | Radial | None
Eastern Hills | MOUNT BARKER DISTRIBUTION - HAHNDORF SD1596 | PV | MVA | 2028 | 8.9439 | 66kV | Radial | None
Eastern Hills | MOUNT BARKER SOUTH - MEADOWS SD1597 | PV | MVA | 2028 | 12.5138 | 66kV | Radial | None
Eastern Hills | MOUNT BARKER SOUTH - STRATHALBYN EAST TEE SD1601A | PV | MVA | 2028 | 26.3892 | 66kV | Radial | None
Eastern Hills | STRATHALBYN EAST TEE - STRATHALBYN SD1601B | PV | MVA | 2028 | 26.3892 | 66kV | Radial | None
Eastern Hills | STRATHALBYN - BELVIDERE SD1602 | PV | MVA | 2028 | 8.7945 | 66kV | Radial | None
Eastern Hills | BELVIDERE - MILANG SD1603 | PV | MVA | 2028 | 4.7034 | 66kV | Radial | None
Eastern Hills | BELVIDERE - LANGHORNE CREEK SD1604 | PV | MVA | 2028 | 4.0912 | 66kV | Radial | None
Eyre Peninsula | YADNARIE - CLEVE SD1609 | PV | MVA | 2028 | 6.4028 | 66kV | Radial | None
Eyre Peninsula | YADNARIE - RUDALL SD1610 | PV | MVA | 2028 | 4.5586 | 66kV | Radial | None
Eyre Peninsula | RUDALL - DARKE PEAK SD1611 | PV | MVA | 2028 | 3.5022 | 66kV | Radial | None
Eyre Peninsula | DARKE PEAK - CARALUE SD1612 | PV | MVA | 2028 | 3.1898 | 66kV | Radial | None
Eyre Peninsula | RUDALL - LOCK SD1613 | PV | MVA | 2028 | 0.92352 | 66kV | Radial | None
Eyre Peninsula | LOCK - POLDA SD1614 | PV | MVA | 2028 | 0 | 66kV | Radial | None
Eyre Peninsula | WUDINNA - POLDA SD1615 | PV | MVA | 2028 | 1.275 | 66kV | Radial | None
Eyre Peninsula | WUDINNA - MOORKITABIE SD1605 | PV | MVA | 2028 | 15.2552 | 66kV | Radial | None
Eyre Peninsula | MOORKITABIE - TARLTON SD1606 | PV | MVA | 2028 | 14.4516 | 66kV | Radial | None
Eyre Peninsula | TARLTON - STREAKY BAY SD1607 | PV | MVA | 2028 | 7.3207 | 66kV | Radial | None
Eyre Peninsula | TARLTON - CEDUNA SD1608 | PV | MVA | 2028 | 6.5352 | 66kV | Radial | None
Riverland | NORTH WEST BEND - MORGAN TEE SD1616 | PV | MVA | 2028 | 16.19 | 66kV | Radial | None
Riverland | MORGAN TEE - CORDOLA SD1617 | PV | MVA | 2028 | 15.014 | 66kV | Radial | None
Riverland | CORDOLA - ROONKA SD1618 | PV | MVA | 2028 | 14.0744 | 66kV | Radial | None
Riverland | ROONKA - PORTEE SD1619 | PV | MVA | 2028 | 10.0935 | 66kV | Radial | None
Riverland | PORTEE - SWAN REACH SD1620 | PV | MVA | 2028 | 9.7107 | 66kV | Radial | None
Riverland | NORTH WEST BEND - CADELL SD1622 | PV | MVA | 2028 | 14.8507 | 66kV | Radial | None
Riverland | CADELL - QUALCO SD1623 | PV | MVA | 2028 | 12.6349 | 66kV | Radial | None
Riverland | QUALCO - RAMCO SD1624 | PV | MVA | 2028 | 11.9976 | 66kV | Radial | None
Riverland | RAMCO - WAIKERIE SD1625 | PV | MVA | 2028 | 7.4693 | 66kV | Radial | None
Riverland | BERRI - GLOSSOP SD1626 | PV | MVA | 2028 | 23.1074 | 66kV | Radial | None
Riverland | GLOSSOP - LOVEDAY SD1627 | PV | MVA | 2028 | 16.7964 | 66kV | Radial | None
Riverland | LOVEDAY - WOOLPUNDA SD1628 | PV | MVA | 2028 | 0.76855 | 66kV | Radial | None
Riverland | WOOLPUNDA - WAIKERIE SD1629 | PV | MVA | 2028 | 0 | 66kV | Radial | None
Riverland | BERRI - LOXTON SD1630 | PV | MVA | 2028 | 18.1439 | 66kV | Radial | None
Riverland | LOXTON - PYAP SD1631 | PV | MVA | 2028 | 8.5076 | 66kV | Radial | None
Riverland | BERRI - RENMARK SD1632 | PV | MVA | 2028 | 32.8194 | 66kV | Radial | None
Riverland | RENMARK - PARINGA SD1633 | PV | MVA | 2028 | 4.6086 | 66kV | Radial | None
Riverland | BERRI - LYRUP SD1634 | PV | MVA | 2028 | 2.607 | 66kV | Radial | None
Metro South | WILLUNGA - MYPONGA SD1568 | PV | MVA | 2028 | 31.4183 | 66kV | Radial | None
Metro South | MYPONGA - YANKALILLA SD1569 | PV | MVA | 2028 | 23.2709 | 66kV | Radial | None
Metro South | YANKALILLA - CAPE JERVIS SD1689 | PV | MVA | 2028 | 10.6096 | 66kV | Radial | None
Metro South | WILLUNGA - SQUARE WATER HOLE SD1570 | PV | MVA | 2028 | 74.2333 | 66kV | Radial | None
Metro South | SQUARE WATER HOLE - VICTOR HARBOR SD1595 | PV | MVA | 2028 | 41.0286 | 66kV | Radial | None
Metro South | SQUARE WATER HOLE - GOOLWA SD1571 | PV | MVA | 2028 | 25.7866 | 66kV | Radial | None
Eastern Hills | BALHANNAH - WOODSIDE SD41100 | PV | MVA | 2028 | 14.634 | 33kV | Radial | None
Eastern Hills | BALHANNAH - VERDUN TEE SD41200 | PV | MVA | 2028 | 8.48 | 33kV | Radial | None
Eastern Hills | VERDUN TEE - ALDGATE TEE SD41200 | PV | MVA | 2028 | 0.065623 | 33kV | Radial | None
Eastern Hills | VERDUN TEE - MYLOR SD41200 | PV | MVA | 2028 | 6.4581 | 33kV | Radial | None
Eastern Hills | BALHANNAH - NAIRNE TEE SD41300 | PV | MVA | 2028 | 15.1007 | 33kV | Radial | None
Eastern Hills | NAIRNE TEE - NAIRNE SD41300 | PV | MVA | 2028 | 13.3645 | 33kV | Radial | None
Eastern Hills | NAIRNE TEE - BRUKUNGA SD41300 | PV | MVA | 2028 | 0.71305 | 33kV | Radial | None
Eastern Hills | URAIDLA - PICCADILLY TEE SD42100 | PV | MVA | 2028 | 26.4931 | 33kV | Radial | None
Eastern Hills | PICCADILLY TEE - PICCADILLY EOL SD42100 | PV | MVA | 2028 | 3.1514 | 33kV | Radial | None
Eastern Hills | PICCADILLY TEE - ALDGATE TEE SD42100 | PV | MVA | 2028 | 23.3417 | 33kV | Radial | None
Eastern Hills | ALDGATE TEE - ALDGATE SD42100 | PV | MVA | 2028 | 11.2262 | 33kV | Radial | None
Eastern Hills | ANGAS CREEK - BIRDWOOD TEE SD38100 | PV | MVA | 2028 | 11.5143 | 33kV | Radial | None
Eastern Hills | BIRDWOOD TEE - GUMERACHA RURAL SD38100 | PV | MVA | 2028 | 1.4617 | 33kV | Radial | None
Eastern Hills | BIRDWOOD TEE - BIRDWOOD SD38100 | PV | MVA | 2028 | 10.0525 | 33kV | Radial | None
Eastern Hills | BIRDWOOD - MOUNT PLEASANT TEE SD38100 | PV | MVA | 2028 | 5.1009 | 33kV | Radial | None
Eastern Hills | MOUNT PLEASANT TEE - PALMER RURAL SD38100 | PV | MVA | 2028 | 1.4977 | 33kV | Radial | None
Eastern Hills | MOUNT PLEASANT TEE - MOUNT PLEASANT SD38100 | PV | MVA | 2028 | 3.6032 | 33kV | Radial | None
Eastern Hills | ANGAS CREEK - ANGAS CREEK TEE SD38200 | PV | MVA | 2028 | 19.3873 | 33kV | Radial | None
Eastern Hills | ANGAS CREEK TEE - LOBETHAL SD38200 | PV | MVA | 2028 | 11.8098 | 33kV | Radial | None
Eastern Hills | LOBETHAL - WOODSIDE SD38200 | PV | MVA | 2028 | 0 | 33kV | Radial | None
Eastern Hills | ANGAS CREEK TEE - GUMERACHA WEIR SD38200 | PV | MVA | 2028 | 7.5775 | 33kV | Radial | None
Eastern Hills | GUMERACHA WEIR - HOUGHTON SD38200 | PV | MVA | 2028 | 4.7889 | 33kV | Radial | None
Eastern Hills | GUMERACHA WEIR - KERSBROOK SD38200 | PV | MVA | 2028 | 2.5495 | 33kV | Radial | None
Eastern Hills | KERSBROOK - WILLIAMSTOWN SOUTH TEE SD38200 | PV | MVA | 2028 | 1.673 | 33kV | Radial | None
Eastern Hills | GUMERACHA WEIR - GUMERACHA RURAL SD38200 | PV | MVA | 2028 | 0 | 33kV | Radial | None
Eyre Peninsula | WHYALLA CENTRAL - WHYALLA CITY 1 SD56101 | PV | MVA | 2028 | 18.8151 | 33kV | Radial | None
Eyre Peninsula | WHYALLA CENTRAL - WHYALLA CITY 2 SD56102 | PV | MVA | 2028 | 0 | 33kV | Radial | None
Eyre Peninsula | WHYALLA CENTRAL - WHYALLA STUART SD56201 | PV | MVA | 2028 | 14.3581 | 33kV | Radial | None
Eyre Peninsula | WHYALLA CENTRAL - WHYALLA NORTH TEE SD56301 | PV | MVA | 2028 | 10.6423 | 33kV | Radial | None
Eyre Peninsula | WHYALLA NORTH TEE - WHYALLA TERMINAL SD56301 | PV | MVA | 2028 | 0 | 33kV | Radial | None
Eyre Peninsula | WHYALLA NORTH TEE - WHYALLA SOLAR SD56301 | PV | MVA | 2028 | 10.6423 | 33kV | Radial | None
Eyre Peninsula | WHYALLA SOLAR - WHYALLA NORTH SD56301 | PV | MVA | 2028 | 0.24002 | 33kV | Radial | None
Eyre Peninsula | PORT LINCOLN TERMINAL - PORT LINCOLN CITY TEE PL32 | PV | MVA | 2028 | 12.1809 | 33kV | Radial | None
Eyre Peninsula | PORT LINCOLN CITY TEE - PORT LINCOLN CITY PL32 | PV | MVA | 2028 | 0 | 33kV | Radial | None
Eyre Peninsula | PORT LINCOLN CITY TEE - PORT LINCOLN MARINA TEE PL32 | PV | MVA | 2028 | 12.1809 | 33kV | Radial | None
Eyre Peninsula | PORT LINCOLN MARINA TEE - PORT LINCOLN DOCKS PL32 | PV | MVA | 2028 | 4.1667 | 33kV | Radial | None
Eyre Peninsula | PORT LINCOLN MARINA TEE - PORT LINCOLN MARINA PL32 | PV | MVA | 2028 | 8.0142 | 33kV | Radial | None
Eyre Peninsula | PORT LINCOLN TERMINAL - PORT LINCOLN CITY SD61101 | PV | MVA | 2028 | 16.154 | 33kV | Radial | None
Eyre Peninsula | PORT LINCOLN TERMINAL - POONINDIE TEE PL34 | PV | MVA | 2028 | 9.8444 | 33kV | Radial | None
Eyre Peninsula | POONINDIE TEE - POONINDIE PL34 | PV | MVA | 2028 | 0.93447 | 33kV | Radial | None
Eyre Peninsula | POONINDIE - POINT BOSTON PL34 | PV | MVA | 2028 | 0.13088 | 33kV | Radial | None
Eyre Peninsula | POONINDIE TEE - TOD RIVER PL34 | PV | MVA | 2028 | 8.6312 | 33kV | Radial | None
Eyre Peninsula | TOD RIVER - CUMMINS CM36 | PV | MVA | 2028 | 4.7993 | 33kV | Radial | None
Eyre Peninsula | TOD RIVER - TUMBY BAY CM35 | PV | MVA | 2028 | 3.6986 | 33kV | Radial | None
Eyre Peninsula | PORT LINCOLN TERMINAL - ULEY SOUTH TEE PL33 | PV | MVA | 2028 | 3.6985 | 33kV | Radial | None
Eyre Peninsula | ULEY SOUTH TEE - ULEY SOUTH PL33 | PV | MVA | 2028 | 0 | 33kV | Radial | None
Eyre Peninsula | ULEY SOUTH TEE - ULEY PL33 | PV | MVA | 2028 | 3.6985 | 33kV | Radial | None
Eyre Peninsula | ULEY - COFFIN BAY PL33 | PV | MVA | 2028 | 2.8973 | 33kV | Radial | None
Eyre Peninsula | CLEVE - COWELL SD53100 | PV | MVA | 2028 | 3.0472 | 33kV | Radial | None
Eyre Peninsula | CLEVE - BOOTHBY SD55100 | PV | MVA | 2028 | 1.2477 | 33kV | Radial | None
Eyre Peninsula | BOOTHBY - PUMPING STATION ROAD SD55100 | PV | MVA | 2028 | 1.2477 | 33kV | Radial | None
Eyre Peninsula | PUMPING STATION ROAD - ARNO BAY SD55100 | PV | MVA | 2028 | 0.89786 | 33kV | Radial | None
Mid North | BRINKWORTH - YACKA TEE SD33100 | PV | MVA | 2028 | 2.5792 | 33kV | Radial | None
Mid North | YACKA TEE - YACKA RURAL SD33100 | PV | MVA | 2028 | 0.15198 | 33kV | Radial | None
Mid North | YACKA TEE - SPALDING TEE SD33100 | PV | MVA | 2028 | 2.4272 | 33kV | Radial | None
Mid North | SPALDING TEE - GEORGETOWN SD33100 | PV | MVA | 2028 | 0.81571 | 33kV | Radial | None
Mid North | GEORGETOWN - GLADSTONE SD33100 | PV | MVA | 2028 | 0 | 33kV | Radial | None
Mid North | SPALDING TEE - SPALDING SD33100 | PV | MVA | 2028 | 1.5311 | 33kV | Radial | None
Mid North | BRINKWORTH - MERRITON SD33300 | PV | MVA | 2028 | 0.71206 | 33kV | Radial | None
Mid North | BRINKWORTH - BRINKWORTH TEE SD33200 | PV | MVA | 2028 | 3.8929 | 33kV | Radial | None
Mid North | BRINKWORTH TEE - YACKA RURAL SD33200 | PV | MVA | 2028 | 0 | 33kV | Radial | None
Mid North | BRINKWORTH TEE - BLYTH TOWNSHIP SD33200 | PV | MVA | 2028 | 3.8929 | 33kV | Radial | None
Mid North | BLYTH TOWNSHIP - CLARE NORTH TEE SD33200 | PV | MVA | 2028 | 0.12409 | 33kV | Radial | None
Mid North | BLYTH TOWNSHIP - BALAKLAVA TOWNSHIP SD33200 | PV | MVA | 2028 | 2.1132 | 33kV | Radial | None
Mid North | WATERLOO DISTRIBUTION - RIVERTON TEE SD36400 | PV | MVA | 2028 | 6.722 | 33kV | Radial | N
Mid North | RIVERTON TEE - AUBURN TEE SD36400 | PV | MVA | 2028 | 4.0982 | 33kV | Radial | None
Mid North | AUBURN TEE - AUBURN SD36400 | PV | MVA | 2028 | 4.0818 | 33kV | Radial | None
Mid North | RIVERTON TEE - RIVERTON SD36400 | PV | MVA | 2028 | 2.6239 | 33kV | Radial | None
Mid North | WATERLOO DISTRIBUTION - WATERLOO RURAL SD36201 | PV | MVA | 2028 | 1.2926 | 33kV | Radial | None
Mid North | WATERLOO RURAL - ROBERTSTOWN SD36201 | PV | MVA | 2028 | 1.2926 | 33kV | Radial | None
Mid North | WATERLOO DISTRIBUTION - PORTERS LAGOON SD36101 | PV | MVA | 2028 | 0.35135 | 33kV | Radial | None
Mid North | PORTERS LAGOON - HANSON SD36101 | PV | MVA | 2028 | 0 | 33kV | Radial | None
Mid North | WATERLOO DISTRIBUTION - WATERLOO TOWN SD36300 | PV | MVA | 2028 | 4.2168 | 33kV | Radial | None
Mid North | WATERLOO TOWN - EUDUNDA TEE SD36300 | PV | MVA | 2028 | 3.9568 | 33kV | Radial | None
Mid North | EUDUNDA TEE - EUDUNDA SD36300 | PV | MVA | 2028 | 2.3401 | 33kV | Radial | None
Mid North | EUDUNDA TEE - KAPUNDA RURAL SD36300 | PV | MVA | 2028 | 0 | 33kV | Radial | None
Mid North | TEMPLERS - WASLEYS SD37402 | PV | MVA | 2028 | 8.2624 | 33kV | Radial | None
Mid North | WASLEYS - MALLALA SD37402 | PV | MVA | 2028 | 5.4325 | 33kV | Radial | None
Mid North | TEMPLERS - HAMLEY BRIDGE SD37101 | PV | MVA | 2028 | 5.154 | 33kV | Radial | None
Mid North | HAMLEY BRIDGE - BALAKLAVA RURAL SD37102 | PV | MVA | 2028 | 2.5946 | 33kV | Radial | None
Mid North | TEMPLERS - FREELING NORTH TEE SD37200 | PV | MVA | 2028 | 13.4736 | 33kV | Radial | None
Mid North | FREELING NORTH TEE - KAPUNDA RURAL SD37200 | PV | MVA | 2028 | 7.3418 | 33kV | Radial | N
Mid North | TEMPLERS - DAVEYSTON TOWNSHIP SD37301 | PV | MVA | 2028 | 1.7537 | 33kV | Radial | None
Mid North | TEMPLERS - GAWLER BELT TEE SD37501 | PV | MVA | 2028 | 13.6314 | 33kV | Radial | None
Mid North | GAWLER BELT TEE - EVANSTON SD60101 | PV | MVA | 2028 | 0 | 33kV | Radial | None
Mid North | DORRIEN - NURIOOTPA TEE SD52100 | PV | MVA | 2028 | 17.8974 | 33kV | Radial | N
Mid North | NURIOOTPA TEE - NURIOOTPA SD52100 | PV | MVA | 2028 | 11.975 | 33kV | Radial | None
Mid North | NURIOOTPA TEE - STOCKWELL SD52100 | PV | MVA | 2028 | 5.9224 | 33kV | Radial | None
Mid North | DORRIEN - ANGASTON NO 1 SD52201 | PV | MVA | 2028 | 0 | 33kV | Meshed | None
Mid North | DORRIEN - ANGASTON NO 2 SD52202 | PV | MVA | 2028 | 0 | 33kV | Meshed | None
Mid North | DORRIEN - BAROSSA SOUTH SD52300 | PV | MVA | 2028 | 18.1857 | 33kV | Radial | None
Mid North | BAROSSA SOUTH TEE - LYNDOCH TEE SD52300 | PV | MVA | 2028 | 14.3808 | 33kV | Radial | None
Mid North | LYNDOCH TEE - LYNDOCH SD52300 | PV | MVA | 2028 | 10.7837 | 33kV | Radial | None
Mid North | LYNDOCH TEE - SANDY CREEK TEE SD52300 | PV | MVA | 2028 | 3.5972 | 33kV | Radial | None
Mid North | SANDY CREEK TEE - SANDY CREEK SD52300 | PV | MVA | 2028 | 3.4435 | 33kV | Radial | None
Mid North | SANDY CREEK TEE - EVANSTON TEE SD52300 | PV | MVA | 2028 | 0.1537 | 33kV | Radial | None
Mid North | LYNDOCH - WILLIAMSTOWN SD52300 | PV | MVA | 2028 | 6.2745 | 33kV | Radial | None
Mid North | WILLIAMSTOWN - WILLIAMSTOWN SOUTH TEE SD52300 | PV | MVA | 2028 | 3.5482 | 33kV | Radial | None
Mid North | WILLIAMSTOWN SOUTH TEE - WILLIAMSTOWN SOUTH SD52300 | PV | MVA | 2028 | 3.5482 | 33kV | Radial | None
Mid North | WILLIAMSTOWN SOUTH TEE - ANGAS CREEK TIE SD52300 | PV | MVA | 2028 | 0 | 33kV | Radial | None
Mid North | CLARE NORTH - CLARE NO 1 SD57101 | PV | MVA | 2028 | 0 | 33kV | Meshed | None
Mid North | CLARE NORTH - CLARE NORTH TEE SD57102 | PV | MVA | 2028 | 0 | 33kV | Meshed | None
Mid North | CLARE NORTH TEE - CLARE NO 2 SD57102 | PV | MVA | 2028 | 0 | 33kV | Meshed | None
Mid North | CLARE - FARRELL FLAT SD57100 | PV | MVA | 2028 | 3.2973 | 33kV | Radial | None
Mid North | FARRELL FLAT - WATERLOO TIE SD57100 | PV | MVA | 2028 | 0 | 33kV | Radial | None
Mid North | FARRELL FLAT - BURRA SD57100 | PV | MVA | 2028 | 3.2973 | 33kV | Radial | None
Murraylands | MANNUM - PALMER TEE SD39200 | PV | MVA | 2028 | 2.5935 | 33kV | Radial | None
Murraylands | PALMER TEE - MANNUM ROAD RANDELL ROAD INT SD39200 | PV | MVA | 2028 | 0 | 33kV | Radial | None
Murraylands | PALMER TEE - CAMBRAI TEE SD39200 | PV | MVA | 2028 | 2.5935 | 33kV | Radial | None
Murraylands | CAMBRAI TEE - CAMBRAI SD39200 | PV | MVA | 2028 | 2.3743 | 33kV | Radial | None
Murraylands | CAMBRAI TEE - PALMER RURAL SD39200 | PV | MVA | 2028 | 0.21917 | 33kV | Radial | None
Murraylands | MANNUM - TEAL FLAT TEE SD39100 | PV | MVA | 2028 | 4.601 | 33kV | Radial | None
Murraylands | TEAL FLAT TEE - TEAL FLAT SD39100 | PV | MVA | 2028 | 2.011 | 33kV | Radial | None
Murraylands | TEAL FLAT TEE - SWAN REACH SD39100 | PV | MVA | 2028 | 2.2636 | 33kV | Radial | None
Murraylands | MANNUM - CALOOTE TEE SD39300 | PV | MVA | 2028 | 17.9913 | 33kV | Radial | None
Murraylands | CALOOTE TEE - CALOOTE SD39300 | PV | MVA | 2028 | 2.306 | 33kV | Radial | None
Murraylands | CALOOTE TEE - MOBILONG TIE SD39300 | PV | MVA | 2028 | 2.306 | 33kV | Radial | None
Murraylands | MANNUM - MANNUM RURAL SD39300 | PV | MVA | 2028 | 0 | 33kV | Radial | None
Murraylands | MANNUM RURAL - MANNUM TOWN TEE SD39300 | PV | MVA | 2028 | 10.3372 | 33kV | Radial | None
Murraylands | MANNUM TOWN TEE - MANNUM ROAD RANDELL ROAD INT SD39300 | PV | MVA | 2028 | 5.8872 | 33kV | Radial | None
Murraylands | MANNUM TOWN TEE - PELLARING FLAT TEE SD39300 | PV | MVA | 2028 | 0 | 33kV | Radial | None
Murraylands | PELLARING FLAT TEE - MANNUM TOWN SD39300 | PV | MVA | 2028 | 5.8872 | 33kV | Radial | None
Murraylands | MOBILONG DISTRIBUTION - MOBILONG SD43100 | PV | MVA | 2028 | 24.0929 | 33kV | Radial | None
Murraylands | MOBILONG - MOBILONG TEE SD43100 | PV | MVA | 2028 | 24.0929 | 33kV | Radial | None
Murraylands | MOBILONG TEE - MYPOLONGA TIE SD43100 | PV | MVA | 2028 | 0 | 33kV | Radial | None
Murraylands | MOBILONG TEE - MURRAY BRIDGE NORTH TEE SD43100 | PV | MVA | 2028 | 24.0929 | 33kV | Radial | None
Murraylands | MURRAY BRIDGE NORTH TEE - MURRAY BRIDGE NORTH SD43100 | PV | MVA | 2028 | 0 | 33kV | Radial | None
Murraylands | MURRAY BRIDGE NORTH TEE - MURRAY BRIDGE SOUTH TEE SD43100 | PV | MVA | 2028 | 19.1429 | 33kV | Radial | None
Murraylands | MURRAY BRIDGE SOUTH TEE - MURRAY BRIDGE SOUTH SD43100 | PV | MVA | 2028 | 19.1429 | 33kV | Radial | None
Murraylands | MURRAY BRIDGE SOUTH TEE - MURRAY BRIDGE TOWNSHIP SD43100 | PV | MVA | 2028 | 0 | 33kV | Radial | None
Murraylands | MOBILONG DISTRIBUTION - MOBILONG SD43200 | PV | MVA | 2028 | 24.0929 | 33kV | Radial | None
Murraylands | MOBILONG - MONARTO TEE SD43200 | PV | MVA | 2028 | 24.6448 | 33kV | Radial | None
Murraylands | MONARTO TEE - MURRAY BRIDGE NORTH SD43200 | PV | MVA | 2028 | 20.203 | 33kV | Radial | None
Murraylands | MONARTO TEE - MONARTO SOUTH TEE SD43200 | PV | MVA | 2028 | 4.4418 | 33kV | Radial | None
Murraylands | MONARTO SOUTH TEE - MONARTO SOUTH SD43200 | PV | MVA | 2028 | 3.7355 | 33kV | Radial | None
Murraylands | MONARTO SOUTH TEE - MONARTO CENTRAL SD43200 | PV | MVA | 2028 | 0.70628 | 33kV | Radial | None
Murraylands | MOBILONG DISTRIBUTION - MOBILONG SD43300 | PV | MVA | 2028 | 9.2934 | 33kV | Radial | None
Murraylands | MOBILONG - PALLAMANA TEE SD43300 | PV | MVA | 2028 | 9.2934 | 33kV | Radial | None
Murraylands | PALLAMANA TEE - MYPOLONGA TEE SD43300 | PV | MVA | 2028 | 9.2934 | 33kV | Radial | None
Murraylands | MYPOLONGA TEE - MYPOLONGA SD43300 | PV | MVA | 2028 | 4.3434 | 33kV | Radial | None
Murraylands | MYPOLONGA - MYPOLONGA EOL SD43300 | PV | MVA | 2028 | 0 | 33kV | Radial | None
Murraylands | MYPOLONGA TEE - CALOOTE TEE SD43300 | PV | MVA | 2028 | 4.95 | 33kV | Radial | None
Murraylands | TAILEM BEND - PUMP STATION TEE SD40101 | PV | MVA | 2028 | 13.5086 | 33kV | Radial | None
Murraylands | PUMP STATION TEE - TAILEM BEND RURAL SD40101 | PV | MVA | 2028 | 0 | 33kV | Radial | None
Murraylands | TAILEM BEND RURAL - TAILEM BEND EOL SD40101 | PV | MVA | 2028 | 0 | 33kV | Radial | None
Murraylands | PUMP STATION TEE - TAILEM BEND TOWN TEE SD40101 | PV | MVA | 2028 | 13.5086 | 33kV | Radial | None
Murraylands | TAILEM BEND TOWN TEE - TAILEM BEND TOWN SD40101 | PV | MVA | 2028 | 3.692 | 33kV | Radial | None
Murraylands | TAILEM BEND TOWN TEE - JERVOIS SD40101 | PV | MVA | 2028 | 9.8166 | 33kV | Radial | None
Murraylands | JERVOIS - JERVOIS FLAT 1 TEE SD40102 | PV | MVA | 2028 | 8.4463 | 33kV | Radial | None
Murraylands | JERVOIS FLAT 1 TEE - JERVOIS FLAT 2 TEE SD40102 | PV | MVA | 2028 | 6.2463 | 33kV | Radial | None
Murraylands | JERVOIS FLAT 2 TEE - WOODS POINT SD40102 | PV | MVA | 2028 | 6.2463 | 33kV | Radial | None
Murraylands | WOODS POINT - WHITE SANDS TEE SD40103 | PV | MVA | 2028 | 0 | 33kV | Radial | None
Murraylands | WHITE SANDS TEE - WHITE SANDS SD40103 | PV | MVA | 2028 | 0 | 33kV | Radial | None
Murraylands | WHITE SANDS TEE - MURRAY BRIDGE TOWNSHIP SD40103 | PV | MVA | 2028 | 0 | 33kV | Radial | None
Murraylands | TAILEM BEND - SUBSTATION ROAD TEE SD40200 | PV | MVA | 2028 | 15.2707 | 33kV | Radial | None
Murraylands | SUBSTATION ROAD TEE - SUBSTATION ROAD SD40200 | PV | MVA | 2028 | 0 | 33kV | Radial | None
Murraylands | SUBSTATION ROAD TEE - MALLEE HWY SD40200 | PV | MVA | 2028 | 15.2707 | 33kV | Radial | None
Murraylands | MALLEE HWY - MOORLANDS SWER SD40200 | PV | MVA | 2028 | 10.1262 | 33kV | Radial | None
Murraylands | MALLEE HWY - ELWOMPLE SD40200 | PV | MVA | 2028 | 5.1444 | 33kV | Radial | None
Murraylands | MOORLANDS SWER - COOMANDOOK SD40200 | PV | MVA | 2028 | 9.9351 | 33kV | Radial | None
Murraylands | COOMANDOOK - COONALPYN SD40200 | PV | MVA | 2028 | 9.6661 | 33kV | Radial | None
Murraylands | COONALPYN - BINNIES TEE SD40300 | PV | MVA | 2028 | 3.7597 | 33kV | Radial | N
Murraylands | BINNIES TEE - BINNIES SD40300 | PV | MVA | 2028 | 0.050918 | 33kV | Radial | None
Murraylands | BINNIES TEE - MENINGIE SD40300 | PV | MVA | 2028 | 3.6527 | 33kV | Radial | None
Murraylands | MENINGIE - CAMPBELL PARK TEE SD40400 | PV | MVA | 2028 | 0.80628 | 33kV | Radial | None
Murraylands | CAMPBELL PARK TEE - CAMPBELL PARK SD40400 | PV | MVA | 2028 | 0.33958 | 33kV | Radial | None
Murraylands | CAMPBELL PARK TEE - NARRUNG SD40400 | PV | MVA | 2028 | 0.4667 | 33kV | Radial | None
Murraylands | TAILEM BEND - SHERLOCK SD40501 | PV | MVA | 2028 | 7.5629 | 33kV | Radial | None
Murraylands | SHERLOCK - KAROONDA SD40502 | PV | MVA | 2028 | 2.2177 | 33kV | Radial | None
Murraylands | SHERLOCK - GERANIUM SD40600 | PV | MVA | 2028 | 5.2497 | 33kV | Radial | N
Murraylands | GERANIUM - LAMEROO SD40700 | PV | MVA | 2028 | 4.7583 | 33kV | Radial | N
Murraylands | LAMEROO - LAMEROO RURAL SD40800 | PV | MVA | 2028 | 2.8192 | 33kV | Radial | N
Murraylands | LAMEROO RURAL - PARILLA TEE SD40800 | PV | MVA | 2028 | 2.6945 | 33kV | Radial | N
Murraylands | PARILLA TEE - PARILLA SD40800 | PV | MVA | 2028 | 1.1237 | 33kV | Radial | None
Murraylands | PARILLA TEE - PINNAROO SD40800 | PV | MVA | 2028 | 1.5369 | 33kV | Radial | None
Riverland | PARINGA - MURTHO LX21 | PV | MVA | 2028 | 1.9002 | 33kV | Radial | N
Riverland | MURTHO - LINDSAY PT TEE LX21 | PV | MVA | 2028 | 0 | 33kV | Radial | None
Riverland | LINDSAY PT TEE - BORDER CLIFFS LX21 | PV | MVA | 2028 | 0 | 33kV | Radial | None
Riverland | LINDSAY PT TEE - VIC BORDER LX21 | PV | MVA | 2028 | 0 | 33kV | Radial | None
Riverland | SWAN REACH - SWAN REACH FILTRATION TEE SD39400 | PV | MVA | 2028 | 2.2607 | 33kV | Radial | None
Riverland | SWAN REACH FILTRATION TEE - SWAN REACH TOWN SD39400 | PV | MVA | 2028 | 0.95755 | 33kV | Radial | None
South East | KEITH - COONALPYN SD45101 | PV | MVA | 2028 | 1.5843 | 33kV | Radial | None
South East | KEITH - PADTHAWAY SD45300 | PV | MVA | 2028 | 5.8606 | 33kV | Radial | None
South East | KEITH - WIRREGA SD45201 | PV | MVA | 2028 | 9.1647 | 33kV | Radial | N
South East | WIRREGA - BORDERTOWN SD45202 | PV | MVA | 2028 | 9.1336 | 33kV | Radial | N
South East | SNUGGERY RURAL - MILLICENT SD49100 | PV | MVA | 2028 | 21.7992 | 33kV | Radial | None
South East | MILLICENT - SOUTH END TEE SD49100 | PV | MVA | 2028 | 12.5988 | 33kV | Radial | None
South East | SOUTH END TEE - SOUTH END SD49100 | PV | MVA | 2028 | 0.88941 | 33kV | Radial | None
South East | SOUTH END TEE - HATHERLEIGH TOWNSHIP TEE SD49100 | PV | MVA | 2028 | 6.6277 | 33kV | Radial | None
South East | HATHERLEIGH TOWNSHIP TEE - HATHERLEIGH TOWNSHIP SD49100 | PV | MVA | 2028 | 0.11694 | 33kV | Radial | None
South East | HATHERLEIGH TOWNSHIP TEE - HATHERLEIGH SD49100 | PV | MVA | 2028 | 6.5107 | 33kV | Radial | None
South East | HATHERLEIGH - BEACHPORT TEE SD49200 | PV | MVA | 2028 | 6.5107 | 33kV | Radial | None
South East | BEACHPORT TEE - BEACHPORT SD49200 | PV | MVA | 2028 | 2.06 | 33kV | Radial | None
South East | BEACHPORT TEE - ROBE SD49200 | PV | MVA | 2028 | 4.4507 | 33kV | Radial | N
South East | SNUGGERY RURAL - MOUNT BURR SD49500 | PV | MVA | 2028 | 1.696 | 33kV | Radial | None
South East | MOUNT BURR - KALANGADOO TEE SD49500 | PV | MVA | 2028 | 1.188 | 33kV | Radial | None
South East | KALANGADOO TEE - KALANGADOO SD49500 | PV | MVA | 2028 | 0 | 33kV | Radial | None
South East | KALANGADOO TEE - KALANGADOO RURAL SD49500 | PV | MVA | 2028 | 0 | 33kV | Radial | None
South East | BLANCHE - MOUNT GAMBIER WEST SD48101 | PV | MVA | 2028 | 0 | 33kV | Radial | None
South East | BLUE LAKE TEE - MOUNT GAMBIER SD48104 | PV | MVA | 2028 | 0 | 33kV | Radial | None
South East | BLANCHE - LAKESIDE TEE SD48100 | PV | MVA | 2028 | 11.7578 | 33kV | Radial | None
South East | LAKESIDE TEE - GLENCOE TEE SD48100 | PV | MVA | 2028 | 11.6578 | 33kV | Radial | None
South East | GLENCOE TEE - TANTANOOLA SD48100 | PV | MVA | 2028 | 1.7486 | 33kV | Radial | None
South East | GLENCOE TEE - MOUNT GAMBIER SD48100 | PV | MVA | 2028 | 9.9092 | 33kV | Radial | None
South East | BLANCHE - KONGORONG TEE SD48200 | PV | MVA | 2028 | 6.0609 | 33kV | Radial | None
South East | KONGORONG TEE - KONGORONG SD48200 | PV | MVA | 2028 | 0.71101 | 33kV | Radial | None
South East | KONGORONG TEE - MOUNT SCHANK SD48200 | PV | MVA | 2028 | 5.3499 | 33kV | Radial | None
South East | MOUNT SCHANK - ALLENDALE EAST SD48200 | PV | MVA | 2028 | 3.5158 | 33kV | Radial | None
South East | MOUNT GAMBIER - TARPEENA SOUTH TEE SD47101 | PV | MVA | 2028 | 0.60195 | 33kV | Radial | None
South East | TARPEENA SOUTH TEE - MOUNT GAMBIER SD47101 | PV | MVA | 2028 | 0 | 33kV | Radial | None
South East | TARPEENA SOUTH TEE - TARPEENA SOUTH SD47101 | PV | MVA | 2028 | 0.60195 | 33kV | Radial | None
South East | KINCRAIG - LUCINDALE SD46201 | PV | MVA | 2028 | 6.5947 | 33kV | Radial | None
South East | LUCINDALE - KINGSTON SE SD46201 | PV | MVA | 2028 | 5.072 | 33kV | Radial | None
South East | KINCRAIG - NARACOORTE SD46300 | PV | MVA | 2028 | 18.1494 | 33kV | Radial | None
South East | NARACOORTE - NARACOORTE EAST TEE SD46100 | PV | MVA | 2028 | 5.9783 | 33kV | Radial | None
South East | NARACOORTE EAST TEE - NARACOORTE EAST SD46100 | PV | MVA | 2028 | 5.9783 | 33kV | Radial | None
South East | NARACOORTE EAST TEE - PADTHAWAY SD46100 | PV | MVA | 2028 | 0 | 33kV | Radial | None
South East | KINCRAIG - STRUAN RURAL SD46400 | PV | MVA | 2028 | 4.9527 | 33kV | Radial | None
South East | STRUAN RURAL - GLENROY RURAL SD46400 | PV | MVA | 2028 | 0 | 33kV | Radial | None
South East | PENOLA WEST - PENOLA TEE SD58200 | PV | MVA | 2028 | 5.3198 | 33kV | Radial | None
South East | PENOLA TEE - GLENROY RURAL SD58200 | PV | MVA | 2028 | 5.3198 | 33kV | Radial | N
South East | PENOLA WEST - PENOLA TEE SD58101 | PV | MVA | 2028 | 0.87897 | 33kV | Radial | None
South East | PENOLA TEE - SAFRIES TEE SD58101 | PV | MVA | 2028 | 0.87897 | 33kV | Radial | None
South East | SAFRIES TEE - KALANGADOO NANGWARRY TEE SD58101 | PV | MVA | 2028 | 0.87897 | 33kV | Radial | None
South East | KALANGADOO NANGWARRY TEE - NANGWARRY TEE SD58101 | PV | MVA | 2028 | 0.86927 | 33kV | Radial | None
South East | NANGWARRY TEE - NANGWARRY SD58101 | PV | MVA | 2028 | 0.86927 | 33kV | Radial | None
South East | KALANGADOO NANGWARRY TEE - KALANGADOO RURAL SD58101 | PV | MVA | 2028 | 0 | 33kV | Radial | None
South East | NANGWARRY TEE - MOUNT GAMBIER SD58101 | PV | MVA | 2028 | 0 | 33kV | Radial | None
Metro South | WILLUNGA - MCLAREN VALE SD44400 | PV | MVA | 2028 | 3.4097 | 33kV | Radial | None
Metro South | YANKALILLA - HAY FLAT SD44200 | PV | MVA | 2028 | 1.8528 | 33kV | Radial | None
Metro South | HAY FLAT - RAPID BAY TEE SD44200 | PV | MVA | 2028 | 1.8163 | 33kV | Radial | None
Metro South | RAPID BAY TEE - RAPID BAY SD44200 | PV | MVA | 2028 | 0.051926 | 33kV | Radial | None
Metro South | RAPID BAY TEE - CAPE JERVIS SD44200 | PV | MVA | 2028 | 0.39374 | 33kV | Radial | None
Metro South | CAPE JERVIS - CUTTLEFISH BAY SD44301 | PV | MVA | 2028 | 9.2954 | 33kV | Radial | None
Metro South | FISHERY BEACH BACKUP - CUTTLEFISH BAY BACKUP SD44301 | PV | MVA | 2028 | 0 | 33kV | Radial | None
Metro South | CUTTLEFISH BAY - PENNESHAW SD44301 | PV | MVA | 2028 | 9.2954 | 33kV | Radial | None
Metro South | PENNESHAW - AMERICAN RIVER SD44300 | PV | MVA | 2028 | 7.8558 | 33kV | Radial | None
Metro South | AMERICAN RIVER - KINGSCOTE TEE SD44300 | PV | MVA | 2028 | 6.2816 | 33kV | Radial | N
Metro South | KINGSCOTE TEE - MACGILLIVRAY SD44300 | PV | MVA | 2028 | 1.9984 | 33kV | Radial | None
Metro South | KINGSCOTE TEE - KINGSCOTE SD44300 | PV | MVA | 2028 | 4.1715 | 33kV | Radial | None
Upper North | DAVENPORT WEST - PORT AUGUSTA NO1 SD54101 | PV | MVA | 2028 | 0 | 33kV | Meshed | None
Upper North | DAVENPORT WEST - PORT AUGUSTA TEE SD54102 | PV | MVA | 2028 | 0 | 33kV | Meshed | None
Upper North | PORT AUGUSTA NO2 - PORT AUGUSTA TEE SD54102 | PV | MVA | 2028 | 0 | 33kV | Meshed | None
Upper North | PORT AUGUSTA TEE - PORT AUGUSTA WEST TEE SD54102 | PV | MVA | 2028 | 11.7259 | 33kV | Radial | None
Upper North | PORT AUGUSTA WEST TEE - PORT AUGUSTA WEST SD54102 | PV | MVA | 2028 | 9.2122 | 33kV | Radial | None
Upper North | PORT AUGUSTA WEST TEE - PANDURRA TEE SD54102 | PV | MVA | 2028 | 2.5137 | 33kV | Radial | None
Upper North | PANDURRA TEE - BOOKALOO SD54102 | PV | MVA | 2028 | 0.014384 | 33kV | Radial | None
Upper North | PANDURRA TEE - PANDURRA SD54102 | PV | MVA | 2028 | 2.4993 | 33kV | Radial | None
Upper North | DAVENPORT WEST - AUGUSTA HWY SD54300 | PV | MVA | 2028 | 11.8303 | 33kV | Radial | None
Upper North | AUGUSTA HWY - STIRLING NORTH SD54300 | PV | MVA | 2028 | 6.9524 | 33kV | Radial | None
Upper North | STIRLING NORTH - QUORN SD54300 | PV | MVA | 2028 | 2.7189 | 33kV | Radial | None
Upper North | DAVENPORT WEST - PT PATERSON SD54400 | PV | MVA | 2028 | 0.012925 | 33kV | Radial | None
Upper North | BAROOTA - BAROOTA TOWN TEE SD31100 | PV | MVA | 2028 | 17.3327 | 33kV | Radial | None
Upper North | BAROOTA TOWN TEE - BAROOTA TOWN SD31100 | PV | MVA | 2028 | 5.1562 | 33kV | Radial | None
Upper North | BAROOTA TOWN TEE - BAROOTA TEE SD31100 | PV | MVA | 2028 | 12.1765 | 33kV | Radial | None
Upper North | BAROOTA TEE - NAPPERBY BUNGAMA SD31100 | PV | MVA | 2028 | 4.0039 | 33kV | Radial | None
Upper North | BAROOTA TEE - MURRAYTOWN SD31100 | PV | MVA | 2028 | 7.9677 | 33kV | Radial | None
Upper North | MURRAYTOWN - WIRRABARA FOREST TEE SD31200 | PV | MVA | 2028 | 1.8069 | 33kV | Radial | None
Upper North | WIRRABARA FOREST TEE - WIRRABARA FOREST SD31200 | PV | MVA | 2028 | 0.24655 | 33kV | Radial | None
Upper North | WIRRABARA FOREST TEE - GLADSTONE SD31200 | PV | MVA | 2028 | 0.50138 | 33kV | Radial | None
Upper North | MURRAYTOWN - ORROROO SD31300 | PV | MVA | 2028 | 3.7926 | 33kV | Radial | None
Upper North | MURRAYTOWN - WILMINGTON SD31400 | PV | MVA | 2028 | 2.1564 | 33kV | Radial | None
Upper North | BUNGAMA - PORT PIRIE SOUTH SD32101 | PV | MVA | 2028 | 0 | 33kV | Meshed | None
Upper North | PORT PIRIE SOUTH - PORT PIRIE SD32102 | PV | MVA | 2028 | 0 | 33kV | Meshed | None
Upper North | BUNGAMA - PORT PIRIE SD32103 | PV | MVA | 2028 | 0 | 33kV | Meshed | None
Upper North | BUNGAMA - HUGHES GAP SD32301 | PV | MVA | 2028 | 30.9826 | 33kV | Radial | Reverse N
Upper North | HUGHES GAP - CRYSTAL BROOK TEE SD32302 | PV | MVA | 2028 | 20.3727 | 33kV | Radial | None
Upper North | CRYSTAL BROOK TEE - GLADSTONE SD32302 | PV | MVA | 2028 | 20.3727 | 33kV | Radial | None
Upper North | GLADSTONE - CALTOWIE TEE SD32200 | PV | MVA | 2028 | 17.0953 | 33kV | Radial | None
Upper North | CALTOWIE TEE - CALTOWIE SD32200 | PV | MVA | 2028 | 0.32366 | 33kV | Radial | None
Upper North | CALTOWIE TEE - PETERBOROUGH TEE SD32200 | PV | MVA | 2028 | 16.5346 | 33kV | Radial | None
Upper North | PETERBOROUGH TEE - JAMESTOWN SD32200 | PV | MVA | 2028 | 5.0687 | 33kV | Radial | None
Upper North | JAMESTOWN - TEROWIE TOWNSHIP SD32200 | PV | MVA | 2028 | 0.74598 | 33kV | Radial | None
Upper North | PETERBOROUGH TEE - PETERBOROUGH SD32200 | PV | MVA | 2028 | 11.4658 | 33kV | Radial | None
Upper North | BUNGAMA - PORT BROUGHTON TEE SD32400 | PV | MVA | 2028 | 19.8327 | 33kV | Radial | Reverse N
Upper North | PORT BROUGHTON TEE - PORT BROUGHTON SD32400 | PV | MVA | 2028 | 4.203 | 33kV | Radial | None
Upper North | PORT BROUGHTON TEE - BRINKWORTH TIE SD32400 | PV | MVA | 2028 | 0 | 33kV | Radial | None
Upper North | PORT BROUGHTON TEE - CRYSTAL BROOK TEE SD32400 | PV | MVA | 2028 | 3.0152 | 33kV | Radial | None
Upper North | NEUROODLA - HAWKER SD59100 | PV | MVA | 2028 | 0.76595 | 33kV | Radial | None
Yorke Peninsula | HUMMOCKS DISTRIBUTION - NINNES TEE SD34400 | PV | MVA | 2028 | 8.4998 | 33kV | Radial | None
Yorke Peninsula | NINNES TEE - LOCHIEL SD34400 | PV | MVA | 2028 | 1.5793 | 33kV | Radial | None
Yorke Peninsula | NINNES TEE - KAINTON TEE SD34400 | PV | MVA | 2028 | 1.0329 | 33kV | Radial | None
Yorke Peninsula | KAINTON TEE - KAINTON SD34400 | PV | MVA | 2028 | 0.142 | 33kV | Radial | None
Yorke Peninsula | KAINTON TEE - PASKEVILLE SD34400 | PV | MVA | 2028 | 0.89091 | 33kV | Radial | None
Yorke Peninsula | PASKEVILLE - KADINA EAST SD34405 | PV | MVA | 2028 | 0.49567 | 33kV | Radial | None
Yorke Peninsula | HUMMOCKS DISTRIBUTION - PORT CLINTON SD34300 | PV | MVA | 2028 | 1.6751 | 33kV | Radial | None
Yorke Peninsula | PORT CLINTON - ARDROSSAN SD34300 | PV | MVA | 2028 | 0.68155 | 33kV | Radial | None
Yorke Peninsula | HUMMOCKS DISTRIBUTION - FEDERATION CORNER SD34201 | PV | MVA | 2028 | 6.8012 | 33kV | Radial | None
Yorke Peninsula | FEDERATION CORNER - SWAMP ROAD SD34201 | PV | MVA | 2028 | 5.6531 | 33kV | Radial | None
Yorke Peninsula | FEDERATION CORNER - PT WAKEFIELD TEE SD34201 | PV | MVA | 2028 | 1.148 | 33kV | Radial | None
Yorke Peninsula | PT WAKEFIELD TEE - SWAMP ROAD SD34201 | PV | MVA | 2028 | 0 | 33kV | Radial | None
Yorke Peninsula | SWAMP ROAD - PT WAKEFIELD FAR NORTH EAST SD34201 | PV | MVA | 2028 | 0 | 33kV | Radial | None
Yorke Peninsula | PT WAKEFIELD TEE - PT WAKEFIELD RURAL SD34201 | PV | MVA | 2028 | 1.148 | 33kV | Radial | None
Yorke Peninsula | PT WAKEFIELD RURAL - PT WAKEFIELD TOWN TEE SD34201 | PV | MVA | 2028 | 1.1244 | 33kV | Radial | None
Yorke Peninsula | PT WAKEFIELD TOWN TEE - PT WAKEFIELD TOWN SD34201 | PV | MVA | 2028 | 0.99644 | 33kV | Radial | None
Yorke Peninsula | PT WAKEFIELD TOWN TEE - PROOF RANGE SD34201 | PV | MVA | 2028 | 0.12799 | 33kV | Radial | None
Yorke Peninsula | HUMMOCKS DISTRIBUTION - BOWMANS TEE SD34102 | PV | MVA | 2028 | 13.4872 | 33kV | Radial | None
Yorke Peninsula | BOWMANS TEE - PT WAKEFIELD RURAL SD34102 | PV | MVA | 2028 | 0 | 33kV | Radial | None
Yorke Peninsula | BOWMANS TEE - SAINTS SD34102 | PV | MVA | 2028 | 13.4872 | 33kV | Radial | None
Yorke Peninsula | SAINTS - BALAKLAVA SD34102 | PV | MVA | 2028 | 4.0823 | 33kV | Radial | None
Yorke Peninsula | BALAKLAVA - BALAKLAVA RURAL SD34102 | PV | MVA | 2028 | 0 | 33kV | Radial | None
Yorke Peninsula | BALAKLAVA - BALAKLAVA TOWNSHIP SD34102 | PV | MVA | 2028 | 0 | 33kV | Radial | None
Yorke Peninsula | KADINA EAST DISTRIBUTION - KADINA SD51102 | PV | MVA | 2028 | 20.8728 | 33kV | Radial | None
Yorke Peninsula | KADINA EAST DISTRIBUTION - MOONTA TEE SD51200 | PV | MVA | 2028 | 23.6531 | 33kV | Radial | None
Yorke Peninsula | MOONTA TEE - KADINA SD51200 | PV | MVA | 2028 | 0 | 33kV | Radial | None
Yorke Peninsula | MOONTA TEE - MOONTA SD51200 | PV | MVA | 2028 | 18.7031 | 33kV | Radial | N
Yorke Peninsula | KADINA EAST DISTRIBUTION - WALLAROO TEE SD51300 | PV | MVA | 2028 | 18.9338 | 33kV | Radial | None
Yorke Peninsula | WALLAROO TEE - KADINA SD51300 | PV | MVA | 2028 | 0 | 33kV | Radial | None
Yorke Peninsula | WALLAROO TEE - WALLAROO SD51300 | PV | MVA | 2028 | 10.1683 | 33kV | Radial | None
Yorke Peninsula | ARDROSSAN WEST DISTRIBUTION - MAITLAND SD35100 | PV | MVA | 2028 | 5.5477 | 33kV | Radial | None
Yorke Peninsula | ARDROSSAN WEST DISTRIBUTION - ARDROSSAN SD35201 | PV | MVA | 2028 | 3.2149 | 33kV | Radial | None
Yorke Peninsula | ARDROSSAN WEST DISTRIBUTION - ARDROSSAN BHP SD35200 | PV | MVA | 2028 | 7.1476 | 33kV | Radial | None
Yorke Peninsula | ARDROSSAN - ARDROSSAN BHP SD35200 | PV | MVA | 2028 | 0 | 33kV | Radial | None
Yorke Peninsula | ARDROSSAN BHP - PORT VINCENT SD35200 | PV | MVA | 2028 | 7.1476 | 33kV | Radial | None
Yorke Peninsula | PORT VINCENT - MINLATON TEE SD35300 | PV | MVA | 2028 | 3.3747 | 33kV | Radial | None
Yorke Peninsula | MINLATON TEE - CURRAMULKA TEE SD35300 | PV | MVA | 2028 | 3.3747 | 33kV | Radial | None
Yorke Peninsula | CURRAMULKA TEE - CURRAMULKA SD35300 | PV | MVA | 2028 | 0.38182 | 33kV | Radial | None
Yorke Peninsula | CURRAMULKA TEE - MINLATON SD35300 | PV | MVA | 2028 | 2.9929 | 33kV | Radial | None
Yorke Peninsula | MINLATON TEE - PT VINCENT RURAL SD35300 | PV | MVA | 2028 | 0 | 33kV | Radial | None
Yorke Peninsula | DALRYMPLE - STANSBURY TEE SD35400 | PV | MVA | 2028 | 2.4382 | 33kV | Radial | None
Yorke Peninsula | STANSBURY TEE - PORT GILES TEE SD35400 | PV | MVA | 2028 | 0.43895 | 33kV | Radial | None
Yorke Peninsula | PORT GILES TEE - PORT GILES SD35400 | PV | MVA | 2028 | 0.43895 | 33kV | Radial | None
Yorke Peninsula | STANSBURY TEE - STANSBURY SD35400 | PV | MVA | 2028 | 1.9992 | 33kV | Radial | None
Yorke Peninsula | STANSBURY - PT VINCENT RURAL SD35403 | PV | MVA | 2028 | 0.18224 | 33kV | Radial | None
Yorke Peninsula | DALRYMPLE - WOOL BAY RURAL SD35500 | PV | MVA | 2028 | 9.3376 | 33kV | Radial | None
Yorke Peninsula | WOOL BAY RURAL - WOOL BAY SD35500 | PV | MVA | 2028 | 6.5363 | 33kV | Radial | None
Yorke Peninsula | WOOL BAY RURAL - PORT GILES TEE SD35500 | PV | MVA | 2028 | 0 | 33kV | Radial | None
Yorke Peninsula | WOOL BAY - EDITHBURGH TEE SD35500 | PV | MVA | 2028 | 9.3376 | 33kV | Radial | None
Yorke Peninsula | EDITHBURGH TEE - YORKETOWN SD35500 | PV | MVA | 2028 | 6.6787 | 33kV | Radial | None
Yorke Peninsula | YORKETOWN - MARION BAY SD35500 | PV | MVA | 2028 | 4.1011 | 33kV | Radial | None
Yorke Peninsula | EDITHBURGH TEE - EDITHBURGH SD35500 | PV | MVA | 2028 | 2.6588 | 33kV | Radial | None
Metro West | ADELAIDE BRIGHTON CEMENT - PORT ADELAIDE SD1529 | PV | MVA | 2029 | 0 | 66kV | Meshed | None
Metro South | ALDINGA - WILLUNGA SD1674 | PV | MVA | 2029 | 0 | 66kV | Meshed | None
Metro North | ANGLE VALE - ANGLE VALE TEE SD1506A | PV | MVA | 2029 | 0 | 66kV | Meshed | None
Metro North | ANGLE VALE TEE - EVANSTON SD1506B | PV | MVA | 2029 | 0 | 66kV | Meshed | None
Metro North | ANGLE VALE TEE - VIRGINIA TEE SD2033 | PV | MVA | 2029 | 0 | 66kV | Radial | None
Metro West | ATHOL PARK - ATHOL PARK TEE SD1677A | PV | MVA | 2029 | 0 | 66kV | Radial | None
Metro West | BLACKPOOL - FULHAM GARDENS SD1639 | PV | MVA | 2029 | 0 | 66kV | Meshed | None
Metro North | BOLIVAR - ST KILDA SD2034 | PV | MVA | 2029 | 0 | 66kV | Radial | None
Metro East | CAMPBELLTOWN - MAGILL SD1661 | PV | MVA | 2029 | 0 | 66kV | Meshed | None
Metro West | CHELTENHAM - CROYDON PARK TEE SD1655A | PV | MVA | 2029 | 0 | 66kV | Meshed | None
Metro South | CITY WEST - KESWICK SD2013 | PV | MVA | 2029 | 0 | 66kV | Meshed | None
Metro East | CITY WEST - WHITMORE SQUARE SD2016 | PV | MVA | 2029 | 0 | 66kV | Meshed | None
Metro East | COROMANDEL PLACE - WHITMORE SQUARE SD1681 | PV | MVA | 2029 | 0 | 66kV | Meshed | None
Metro East | CROYDON - HINDLEY STREET TEE SD1659B | PV | MVA | 2029 | 0 | 66kV | Meshed | None
Metro West | CROYDON - KILKENNY SD1523 | PV | MVA | 2029 | 0 | 66kV | Meshed | None
Metro West | CROYDON PARK - CROYDON PARK TEE SD1655B | PV | MVA | 2029 | 0 | 66kV | Meshed | None
Metro West | CROYDON PARK TEE - CROYDON SD1655C | PV | MVA | 2029 | 0 | 66kV | Meshed | None
Metro North | DIREK - PARALOWIE SD2004 | PV | MVA | 2029 | 0 | 66kV | Meshed | None
Metro East | DRY CREEK - KILBURN SOUTH TEE SD1658A | PV | MVA | 2029 | 0 | 66kV | Meshed | None
Metro East | EAST TERRACE - COROMANDEL PLACE SD1680 | PV | MVA | 2029 | 0 | 66kV | Meshed | None
Metro East | EAST TERRACE - NORTH ADELAIDE SD1560 | PV | MVA | 2029 | 0 | 66kV | Meshed | None
Metro North | EDINBURGH - SALISBURY SD1688 | PV | MVA | 2029 | 0 | 66kV | Meshed | None
Metro North | ELIZABETH DOWNS - PENFIELD SD1508 | PV | MVA | 2029 | 0 | 66kV | Meshed | None
Metro North | ELIZABETH DOWNS - SMITHFIELD WEST SD1686 | PV | MVA | 2029 | 0 | 66kV | Meshed | N-1
Metro North | ELIZABETH HEIGHTS - ELIZABETH DOWNS SD1501 | PV | MVA | 2029 | 0 | 66kV | Meshed | None
Metro North | ELIZABETH SOUTH - EDINBURGH SD1511 | PV | MVA | 2029 | 0 | 66kV | Meshed | None
Metro West | FINDON - FINDON TEE SD1520A | PV | MVA | 2029 | 0 | 66kV | Meshed | None
Metro West | FINDON TEE - FLINDERS PARK SD1520B | PV | MVA | 2029 | 0 | 66kV | Meshed | None
Metro West | FLINDERS PARK - NEW RICHMOND SD1521 | PV | MVA | 2029 | 0 | 66kV | Meshed | None
Metro West | FULHAM GARDENS - FINDON TEE SD1520C | PV | MVA | 2029 | 0 | 66kV | Meshed | None
Metro West | FULHAM GARDENS - HENLEY SOUTH #1 SD1519 | PV | MVA | 2029 | 0 | 66kV | Meshed | None
Metro West | FULHAM GARDENS - HENLEY SOUTH #2 SD1691 | PV | MVA | 2029 | 0 | 66kV | Meshed | None
Metro South | GLENELG NORTH TEE - GLENELG NORTH SD1584A | PV | MVA | 2029 | 0 | 66kV | Meshed | None
Metro South | GLENELG NORTH TEE - PLYMPTON SD1584B | PV | MVA | 2029 | 0 | 66kV | Meshed | None
Metro East | GOLDEN GROVE - INGLE FARM SD1647 | PV | MVA | 2029 | 0 | 66kV | Meshed | None
Metro South | HACKHAM - PORT NOARLUNGA SD1694A | PV | MVA | 2029 | 0 | 66kV | Meshed | None
Metro South | HAPPY VALLEY - HV/SAW TEE SD1591A | PV | MVA | 2029 | 0 | 66kV | Meshed | None
Metro South | HAPPY VALLEY - PANORAMA #1 SD1665 | PV | MVA | 2029 | 0 | 66kV | Meshed | None
Metro South | HAPPY VALLEY - PANORAMA #2 SD1666 | PV | MVA | 2029 | 0 | 66kV | Meshed | None
Metro South | HAPPY VALLEY - SEACOMBE #1 SD1566 | PV | MVA | 2029 | 0 | 66kV | Meshed | None
Metro South | HAPPY VALLEY - SEACOMBE #2 SD1590 | PV | MVA | 2029 | 0 | 66kV | Meshed | None
Metro East | HILLCREST - HOLDEN HILL SD1692 | PV | MVA | 2029 | 0 | 66kV | Meshed | None
Metro East | HINDLEY STREET - WHITMORE SQUARE SD1664 | PV | MVA | 2029 | 0 | 66kV | Meshed | None
Metro East | HINDLEY STREET TEE - HINDLEY STREET SD1659C | PV | MVA | 2029 | 0 | 66kV | Meshed | None
Metro East | HOLDEN HILL - CAMPBELLTOWN SD1660 | PV | MVA | 2029 | 0 | 66kV | Meshed | None
Metro East | HOLDEN HILL - HOPE VALLEY SD1554A | PV | MVA | 2029 | 0 | 66kV | Meshed | None
Metro East | HOPE VALLEY - TEA TREE GULLY SD1554B | PV | MVA | 2029 | 0 | 66kV | Meshed | None
Metro South | HV/SAW TEE - MORPHETT VALE EAST SD1591C | PV | MVA | 2029 | 0 | 66kV | Meshed | None
Metro East | KENT TOWN - KENT TOWN TEE SD1690 | PV | MVA | 2029 | 0 | 66kV | Meshed | None
Metro South | KESWICK - CLARENCE GARDENS SD1671 | PV | MVA | 2029 | 0 | 66kV | Radial | None
Metro South | KESWICK - NEW RICHMOND TEE SD1670A | PV | MVA | 2029 | 0 | 66kV | Meshed | N-1
Metro South | KESWICK - WHITMORE SQUARE TEE SD1669A | PV | MVA | 2029 | 0 | 66kV | Meshed | None
Metro West | KILBURN - CAVAN SD2014 | PV | MVA | 2029 | 0 | 66kV | Meshed | None
Metro West | KILBURN - CROYDON PARK SD1531 | PV | MVA | 2029 | 0 | 66kV | Meshed | None
Metro East | KILBURN SOUTH TEE - KILBURN SOUTH SD1658B | PV | MVA | 2029 | 0 | 66kV | Radial | None
Metro East | KILBURN SOUTH TEE - PROSPECT SD1658C | PV | MVA | 2029 | 0 | 66kV | Meshed | None
Metro West | KILKENNY - WOODVILLE SD1675 | PV | MVA | 2029 | 0 | 66kV | Meshed | None
Metro South | KINGSWOOD - NORTH UNLEY SD1574 | PV | MVA | 2029 | 0 | 66kV | Meshed | None
Metro West | LARGS NORTH - ADELAIDE BRIGHTON CEMENT SD1654 | PV | MVA | 2029 | 0 | 66kV | Meshed | None
Metro West | LEFEVRE - BLACKPOOL SD1693 | PV | MVA | 2029 | 0 | 66kV | Meshed | None
Metro South | LINDEN PARK - LINDEN PARK TEE SD1662A | PV | MVA | 2029 | 0 | 66kV | Meshed | None
Metro South | LOWER MITCHAM - KINGSWOOD SD1563 | PV | MVA | 2029 | 0 | 66kV | Meshed | None
Metro East | MAGILL - BURNSIDE SD1556 | PV | MVA | 2029 | 0 | 66kV | Radial | None
Metro East | MAGILL - KENT TOWN TEE SD1663A | PV | MVA | 2029 | 0 | 66kV | Meshed | None
Metro East | MAGILL - NORWOOD SD1543 | PV | MVA | 2029 | 0 | 66kV | Meshed | None
Metro South | MAGILL - URAIDLA TEE SD1662B | PV | MVA | 2029 | 0 | 66kV | Meshed | None
Metro East | MAGILL - WOODFORDE 2 SD1678 | PV | MVA | 2029 | 0 | 66kV | Radial | None
Metro East | MAGILL - WOODFORDE 3 SD1679 | PV | MVA | 2029 | 0 | 66kV | Radial | None
Metro South | MCLAREN FLAT - WILLUNGA SD1594A | PV | MVA | 2029 | 0 | 66kV | Meshed | N-1
Metro South | MORPHETT VALE EAST - CLARENDON SD1592 | PV | MVA | 2029 | 0 | 66kV | Radial | None
Metro South | MORPHETT VALE EAST - HACKHAM SD1694B | PV | MVA | 2029 | 0 | 66kV | Meshed | None
Metro South | MORPHETT VALE EAST - MCLAREN FLAT SD1594B | PV | MVA | 2029 | 0 | 66kV | Meshed | N-1
Metro South | MORPHETT VALE EAST - PORT STANVAC #1 SD1593 | PV | MVA | 2029 | 0 | 66kV | Meshed | None
Metro South | MORPHETT VALE EAST - PORT STANVAC #2 SD2010 | PV | MVA | 2029 | 0 | 66kV | Meshed | None
Metro South | MORPHETTVILLE - ASCOT PARK SD1586 | PV | MVA | 2029 | 0 | 66kV | Meshed | None
Metro South | MORPHETTVILLE - GLENELG NORTH TEE SD1584C | PV | MVA | 2029 | 0 | 66kV | Meshed | None
Metro South | MORPHETTVILLE - OAKLANDS SD1585 | PV | MVA | 2029 | 0 | 66kV | Meshed | None
Metro North | MUNNO PARA - ELIZABETH DOWNS SD2023 | PV | MVA | 2029 | 0 | 66kV | Meshed | None
Metro North | MUNNO PARA - EVANSTON SD1652 | PV | MVA | 2029 | 0 | 66kV | Meshed | N-1
Metro West | NEW OSBORNE - BLACKPOOL SD1518 | PV | MVA | 2029 | 0 | 66kV | Meshed | None
Metro West | NEW OSBORNE - GLANVILLE SD1527 | PV | MVA | 2029 | 0 | 66kV | Meshed | N-1
Metro West | NEW OSBORNE - LARGS NORTH SD1653 | PV | MVA | 2029 | 0 | 66kV | Meshed | None
Metro West | NEW OSBORNE - SMORGON STEEL RECYCLING SD1532A | PV | MVA | 2029 | 0 | 66kV | Meshed | None
Metro West | NEW RICHMOND - THEBARTON SD1516 | PV | MVA | 2029 | 0 | 66kV | Meshed | None
Metro South | NEW RICHMOND TEE - NEW RICHMOND SD1670B | PV | MVA | 2029 | 0 | 66kV | Meshed | None
Metro South | NEW RICHMOND TEE - PLYMPTON SD1670C | PV | MVA | 2029 | 0 | 66kV | Meshed | None
Metro South | NOARLUNGA CENTRE - PORT NOARLUNGA SD1668 | PV | MVA | 2029 | 0 | 66kV | Meshed | None
Metro East | NORTH ADELAIDE - HINDLEY STREET TEE SD1659A | PV | MVA | 2029 | 0 | 66kV | Meshed | None
Metro South | NORTH UNLEY - WHITMORE SQUARE TEE SD1669B | PV | MVA | 2029 | 0 | 66kV | Meshed | N-1
Metro East | NORTHFIELD - CLEARVIEW SD1549 | PV | MVA | 2029 | 0 | 66kV | Radial | None
Metro East | NORTHFIELD - DRY CREEK SD1657 | PV | MVA | 2029 | 0 | 66kV | Meshed | None
Metro East | NORTHFIELD - HARROW SD1535 | PV | MVA | 2029 | 0 | 66kV | Radial | None
Metro East | NORTHFIELD - HILLCREST SD1534 | PV | MVA | 2029 | 0 | 66kV | Meshed | None
Metro East | NORTHFIELD - HOLDEN HILL SD1539 | PV | MVA | 2029 | 0 | 66kV | Meshed | None
Metro East | NORTHFIELD - INGLE FARM #1 SD1548 | PV | MVA | 2029 | 0 | 66kV | Meshed | None
Metro East | NORTHFIELD - INGLE FARM #2 SD2019 | PV | MVA | 2029 | 0 | 66kV | Meshed | None
Metro East | NORWOOD - EAST TERRACE SD1545 | PV | MVA | 2029 | 0 | 66kV | Meshed | N-1
Metro East | NORWOOD - KENT TOWN SD1559 | PV | MVA | 2029 | 0 | 66kV | Meshed | None
Metro East | NORWOOD - LINDEN PARK SD1544 | PV | MVA | 2029 | 0 | 66kV | Meshed | None
Metro South | PANORAMA - ASCOT PARK SD1587 | PV | MVA | 2029 | 0 | 66kV | Meshed | None
Metro South | PANORAMA - BLACKWOOD SD1572 | PV | MVA | 2029 | 0 | 66kV | Radial | None
Metro South | PANORAMA - CUDMORE PARK SD1573 | PV | MVA | 2029 | 0 | 66kV | Radial | None
Metro South | PANORAMA - LINDEN PARK TEE SD1662C | PV | MVA | 2029 | 0 | 66kV | Meshed | None
Metro South | PANORAMA - LOWER MITCHAM SD1562 | PV | MVA | 2029 | 0 | 66kV | Meshed | None
Metro South | PANORAMA - TONSLEY EAST SD2035 | PV | MVA | 2029 | 0 | 66kV | Meshed | None
Metro North | PARA - ELIZABETH HEIGHTS SD1504 | PV | MVA | 2029 | 0 | 66kV | Meshed | None
Metro North | PARA - ELIZABETH SOUTH SD1503 | PV | MVA | 2029 | 0 | 66kV | Meshed | None
Metro North | PARAFIELD GARDENS - CAVAN SD1687 | PV | MVA | 2029 | 0 | 66kV | Meshed | None
Metro North | PARAFIELD GARDENS - SALISBURY SD1502 | PV | MVA | 2029 | 0 | 66kV | Meshed | None
Metro North | PARAFIELD GARDENS WEST - BOLIVAR SD1683 | PV | MVA | 2029 | 0 | 66kV | Radial | None
Metro North | PARAFIELD GARDENS WEST - PARAFIELD GARDENS SD1682 | PV | MVA | 2029 | 0 | 66kV | Meshed | N-1
Metro North | PARAFIELD GARDENS WEST - PARALOWIE SD1510 | PV | MVA | 2029 | 0 | 66kV | Meshed | None
Metro North | PENFIELD - DIREK SD1685 | PV | MVA | 2029 | 0 | 66kV | Meshed | None
Metro North | PENFIELD - ELIZABETH SOUTH SD1509 | PV | MVA | 2029 | 0 | 66kV | Meshed | None
Metro South | PLYMPTON - GLENELG NORTH SD1583 | PV | MVA | 2029 | 0 | 66kV | Meshed | None
Metro West | PORT ADELAIDE - CHELTENHAM SD1646 | PV | MVA | 2029 | 0 | 66kV | Meshed | None
Metro West | PORT ADELAIDE NORTH - ATHOL PARK TEE SD1677B | PV | MVA | 2029 | 0 | 66kV | Meshed | None
Metro South | PORT NOARLUNGA - SEAFORD SD1676A | PV | MVA | 2029 | 0 | 66kV | Meshed | N-1
Metro South | PORT STANVAC - LONSDALE SD1673 | PV | MVA | 2029 | 0 | 66kV | Meshed | None
Metro South | PORT STANVAC - NOARLUNGA CENTRE SD1667 | PV | MVA | 2029 | 0 | 66kV | Meshed | None
Metro East | PROSPECT - CROYDON SD2024 | PV | MVA | 2029 | 0 | 66kV | Meshed | None
Metro West | QUEENSTOWN - GLANVILLE SD1526 | PV | MVA | 2029 | 0 | 66kV | Meshed | None
Metro South | SEACOMBE - OAKLANDS SD1565 | PV | MVA | 2029 | 0 | 66kV | Meshed | None
Metro South | SEACOMBE - SHEIDOW PARK SD1672 | PV | MVA | 2029 | 0 | 66kV | Meshed | None
Metro South | SEAFORD - ALDINGA SD1676B | PV | MVA | 2029 | 0 | 66kV | Meshed | N-1
Metro South | SHEIDOW PARK - LONSDALE SD2009 | PV | MVA | 2029 | 0 | 66kV | Meshed | None
Metro North | SMITHFIELD WEST - ANGLE VALE SD1650 | PV | MVA | 2029 | 0 | 66kV | Meshed | None
Metro West | SMORGON STEEL RECYCLING - PORT ADELAIDE NORTH SD1532B | PV | MVA | 2029 | 0 | 66kV | Meshed | None
Metro North | ST KILDA - VIRGINIA SD1684 | PV | MVA | 2029 | 0 | 66kV | Radial | None
Metro East | TEA TREE GULLY - GOLDEN GROVE SD1638 | PV | MVA | 2029 | 0 | 66kV | Meshed | None
Metro West | THEBARTON - CROYDON SD1522 | PV | MVA | 2029 | 0 | 66kV | Meshed | None
Metro South | TONSLEY EAST - TONSLEY PARK SD1588 | PV | MVA | 2029 | 0 | 66kV | Meshed | None
Metro South | TONSLEY PARK - SEACOMBE SD1564 | PV | MVA | 2029 | 0 | 66kV | Meshed | None
Metro West | TORRENS ISLAND - ATHOL PARK TEE SD1677C | PV | MVA | 2029 | 0 | 66kV | Meshed | None
Metro West | TORRENS ISLAND - KILBURN SD1656 | PV | MVA | 2029 | 0 | 66kV | Meshed | None
Metro South | URAIDLA TEE - LINDEN PARK TEE SD1662D | PV | MVA | 2029 | 0 | 66kV | Meshed | None
Metro North | VIRGINIA - VIRGINIA TEE SD2022A | PV | MVA | 2029 | 0 | 66kV | Radial | None
Metro North | VIRGINIA TEE - TWO WELLS SD2022B | PV | MVA | 2029 | 0 | 66kV | Radial | None
Metro East | WHITMORE SQUARE - KENT TOWN TEE SD1663B | PV | MVA | 2029 | 0 | 66kV | Meshed | None
Metro East | WHITMORE SQUARE - WHITMORE SQUARE TEE SD1669C | PV | MVA | 2029 | 0 | 66kV | Meshed | None
Metro West | WOODVILLE - FINDON SD1524 | PV | MVA | 2029 | 0 | 66kV | Meshed | None
Metro West | WOODVILLE - QUEENSTOWN SD1525 | PV | MVA | 2029 | 0 | 66kV | Meshed | None
Eastern Hills | MOUNT BARKER DISTRIBUTION - MOUNT BARKER SOUTH SD2012 | PV | MVA | 2029 | 0 | 66kV | Meshed | None
Eastern Hills | MOUNT BARKER DISTRIBUTION - BALHANNAH SD1598 | PV | MVA | 2029 | 77.7983 | 66kV | Radial | None
Eastern Hills | BALHANNAH - URAIDLA SD1599 | PV | MVA | 2029 | 38.0162 | 66kV | Radial | None
Eastern Hills | URAIDLA - MAGILL (METRO SOUTH TIE) SD1662E | PV | MVA | 2029 | 0 | 66kV | Radial | None
Eastern Hills | MOUNT BARKER DISTRIBUTION - HAHNDORF SD1596 | PV | MVA | 2029 | 9.3271 | 66kV | Radial | None
Eastern Hills | MOUNT BARKER SOUTH - MEADOWS SD1597 | PV | MVA | 2029 | 13.0052 | 66kV | Radial | None
Eastern Hills | MOUNT BARKER SOUTH - STRATHALBYN EAST TEE SD1601A | PV | MVA | 2029 | 27.5412 | 66kV | Radial | None
Eastern Hills | STRATHALBYN EAST TEE - STRATHALBYN SD1601B | PV | MVA | 2029 | 27.5412 | 66kV | Radial | None
Eastern Hills | STRATHALBYN - BELVIDERE SD1602 | PV | MVA | 2029 | 9.2267 | 66kV | Radial | None
Eastern Hills | BELVIDERE - MILANG SD1603 | PV | MVA | 2029 | 4.9119 | 66kV | Radial | None
Eastern Hills | BELVIDERE - LANGHORNE CREEK SD1604 | PV | MVA | 2029 | 4.3148 | 66kV | Radial | None
Eyre Peninsula | YADNARIE - CLEVE SD1609 | PV | MVA | 2029 | 6.7089 | 66kV | Radial | None
Eyre Peninsula | YADNARIE - RUDALL SD1610 | PV | MVA | 2029 | 4.8778 | 66kV | Radial | None
Eyre Peninsula | RUDALL - DARKE PEAK SD1611 | PV | MVA | 2029 | 3.7333 | 66kV | Radial | None
Eyre Peninsula | DARKE PEAK - CARALUE SD1612 | PV | MVA | 2029 | 3.401 | 66kV | Radial | None
Eyre Peninsula | RUDALL - LOCK SD1613 | PV | MVA | 2029 | 1.0025 | 66kV | Radial | None
Eyre Peninsula | LOCK - POLDA SD1614 | PV | MVA | 2029 | 0 | 66kV | Radial | None
Eyre Peninsula | WUDINNA - POLDA SD1615 | PV | MVA | 2029 | 1.3577 | 66kV | Radial | None
Eyre Peninsula | WUDINNA - MOORKITABIE SD1605 | PV | MVA | 2029 | 15.9414 | 66kV | Radial | None
Eyre Peninsula | MOORKITABIE - TARLTON SD1606 | PV | MVA | 2029 | 15.0722 | 66kV | Radial | None
Eyre Peninsula | TARLTON - STREAKY BAY SD1607 | PV | MVA | 2029 | 7.5142 | 66kV | Radial | None
Eyre Peninsula | TARLTON - CEDUNA SD1608 | PV | MVA | 2029 | 6.9085 | 66kV | Radial | None
Riverland | NORTH WEST BEND - MORGAN TEE SD1616 | PV | MVA | 2029 | 16.4013 | 66kV | Radial | None
Riverland | MORGAN TEE - CORDOLA SD1617 | PV | MVA | 2029 | 15.1912 | 66kV | Radial | None
Riverland | CORDOLA - ROONKA SD1618 | PV | MVA | 2029 | 14.2333 | 66kV | Radial | None
Riverland | ROONKA - PORTEE SD1619 | PV | MVA | 2029 | 10.1727 | 66kV | Radial | None
Riverland | PORTEE - SWAN REACH SD1620 | PV | MVA | 2029 | 9.753 | 66kV | Radial | None
Riverland | NORTH WEST BEND - CADELL SD1622 | PV | MVA | 2029 | 15.4419 | 66kV | Radial | None
Riverland | CADELL - QUALCO SD1623 | PV | MVA | 2029 | 13.1766 | 66kV | Radial | None
Riverland | QUALCO - RAMCO SD1624 | PV | MVA | 2029 | 12.527 | 66kV | Radial | None
Riverland | RAMCO - WAIKERIE SD1625 | PV | MVA | 2029 | 7.8251 | 66kV | Radial | None
Riverland | BERRI - GLOSSOP SD1626 | PV | MVA | 2029 | 23.7662 | 66kV | Radial | None
Riverland | GLOSSOP - LOVEDAY SD1627 | PV | MVA | 2029 | 17.2618 | 66kV | Radial | None
Riverland | LOVEDAY - WOOLPUNDA SD1628 | PV | MVA | 2029 | 0.80818 | 66kV | Radial | None
Riverland | WOOLPUNDA - WAIKERIE SD1629 | PV | MVA | 2029 | 0 | 66kV | Radial | None
Riverland | BERRI - LOXTON SD1630 | PV | MVA | 2029 | 18.8467 | 66kV | Radial | None
Riverland | LOXTON - PYAP SD1631 | PV | MVA | 2029 | 8.8331 | 66kV | Radial | None
Riverland | BERRI - RENMARK SD1632 | PV | MVA | 2029 | 33.8159 | 66kV | Radial | None
Riverland | RENMARK - PARINGA SD1633 | PV | MVA | 2029 | 4.7485 | 66kV | Radial | None
Riverland | BERRI - LYRUP SD1634 | PV | MVA | 2029 | 2.6715 | 66kV | Radial | None
Metro South | WILLUNGA - MYPONGA SD1568 | PV | MVA | 2029 | 32.86 | 66kV | Radial | None
Metro South | MYPONGA - YANKALILLA SD1569 | PV | MVA | 2029 | 24.3951 | 66kV | Radial | None
Metro South | YANKALILLA - CAPE JERVIS SD1689 | PV | MVA | 2029 | 11.2686 | 66kV | Radial | None
Metro South | WILLUNGA - SQUARE WATER HOLE SD1570 | PV | MVA | 2029 | 77.1398 | 66kV | Radial | None
Metro South | SQUARE WATER HOLE - VICTOR HARBOR SD1595 | PV | MVA | 2029 | 42.7559 | 66kV | Radial | None
Metro South | SQUARE WATER HOLE - GOOLWA SD1571 | PV | MVA | 2029 | 26.6503 | 66kV | Radial | None
Eastern Hills | BALHANNAH - WOODSIDE SD41100 | PV | MVA | 2029 | 15.2302 | 33kV | Radial | None
Eastern Hills | BALHANNAH - VERDUN TEE SD41200 | PV | MVA | 2029 | 8.8304 | 33kV | Radial | None
Eastern Hills | VERDUN TEE - ALDGATE TEE SD41200 | PV | MVA | 2029 | 0.069223 | 33kV | Radial | None
Eastern Hills | VERDUN TEE - MYLOR SD41200 | PV | MVA | 2029 | 6.709 | 33kV | Radial | None
Eastern Hills | BALHANNAH - NAIRNE TEE SD41300 | PV | MVA | 2029 | 15.7214 | 33kV | Radial | None
Eastern Hills | NAIRNE TEE - NAIRNE SD41300 | PV | MVA | 2029 | 13.9521 | 33kV | Radial | None
Eastern Hills | NAIRNE TEE - BRUKUNGA SD41300 | PV | MVA | 2029 | 0.74418 | 33kV | Radial | None
Eastern Hills | URAIDLA - PICCADILLY TEE SD42100 | PV | MVA | 2029 | 27.9213 | 33kV | Radial | None
Eastern Hills | PICCADILLY TEE - PICCADILLY EOL SD42100 | PV | MVA | 2029 | 3.3323 | 33kV | Radial | None
Eastern Hills | PICCADILLY TEE - ALDGATE TEE SD42100 | PV | MVA | 2029 | 24.589 | 33kV | Radial | None
Eastern Hills | ALDGATE TEE - ALDGATE SD42100 | PV | MVA | 2029 | 11.8075 | 33kV | Radial | None
Eastern Hills | ANGAS CREEK - BIRDWOOD TEE SD38100 | PV | MVA | 2029 | 12.0845 | 33kV | Radial | None
Eastern Hills | BIRDWOOD TEE - GUMERACHA RURAL SD38100 | PV | MVA | 2029 | 1.5324 | 33kV | Radial | None
Eastern Hills | BIRDWOOD TEE - BIRDWOOD SD38100 | PV | MVA | 2029 | 10.5521 | 33kV | Radial | None
Eastern Hills | BIRDWOOD - MOUNT PLEASANT TEE SD38100 | PV | MVA | 2029 | 5.3808 | 33kV | Radial | None
Eastern Hills | MOUNT PLEASANT TEE - PALMER RURAL SD38100 | PV | MVA | 2029 | 1.576 | 33kV | Radial | None
Eastern Hills | MOUNT PLEASANT TEE - MOUNT PLEASANT SD38100 | PV | MVA | 2029 | 3.8048 | 33kV | Radial | None
Eastern Hills | ANGAS CREEK - ANGAS CREEK TEE SD38200 | PV | MVA | 2029 | 20.1795 | 33kV | Radial | None
Eastern Hills | ANGAS CREEK TEE - LOBETHAL SD38200 | PV | MVA | 2029 | 12.3022 | 33kV | Radial | None
Eastern Hills | LOBETHAL - WOODSIDE SD38200 | PV | MVA | 2029 | 0 | 33kV | Radial | None
Eastern Hills | ANGAS CREEK TEE - GUMERACHA WEIR SD38200 | PV | MVA | 2029 | 7.8773 | 33kV | Radial | None
Eastern Hills | GUMERACHA WEIR - HOUGHTON SD38200 | PV | MVA | 2029 | 4.9556 | 33kV | Radial | None
Eastern Hills | GUMERACHA WEIR - KERSBROOK SD38200 | PV | MVA | 2029 | 2.6704 | 33kV | Radial | None
Eastern Hills | KERSBROOK - WILLIAMSTOWN SOUTH TEE SD38200 | PV | MVA | 2029 | 1.7552 | 33kV | Radial | None
Eastern Hills | GUMERACHA WEIR - GUMERACHA RURAL SD38200 | PV | MVA | 2029 | 0 | 33kV | Radial | None
Eyre Peninsula | WHYALLA CENTRAL - WHYALLA CITY 1 SD56101 | PV | MVA | 2029 | 19.6902 | 33kV | Radial | None
Eyre Peninsula | WHYALLA CENTRAL - WHYALLA CITY 2 SD56102 | PV | MVA | 2029 | 0 | 33kV | Radial | None
Eyre Peninsula | WHYALLA CENTRAL - WHYALLA STUART SD56201 | PV | MVA | 2029 | 14.915 | 33kV | Radial | None
Eyre Peninsula | WHYALLA CENTRAL - WHYALLA NORTH TEE SD56301 | PV | MVA | 2029 | 10.6568 | 33kV | Radial | None
Eyre Peninsula | WHYALLA NORTH TEE - WHYALLA TERMINAL SD56301 | PV | MVA | 2029 | 0 | 33kV | Radial | None
Eyre Peninsula | WHYALLA NORTH TEE - WHYALLA SOLAR SD56301 | PV | MVA | 2029 | 10.6568 | 33kV | Radial | None
Eyre Peninsula | WHYALLA SOLAR - WHYALLA NORTH SD56301 | PV | MVA | 2029 | 0.24915 | 33kV | Radial | None
Eyre Peninsula | PORT LINCOLN TERMINAL - PORT LINCOLN CITY TEE PL32 | PV | MVA | 2029 | 12.9061 | 33kV | Radial | None
Eyre Peninsula | PORT LINCOLN CITY TEE - PORT LINCOLN CITY PL32 | PV | MVA | 2029 | 0 | 33kV | Radial | None
Eyre Peninsula | PORT LINCOLN CITY TEE - PORT LINCOLN MARINA TEE PL32 | PV | MVA | 2029 | 12.9061 | 33kV | Radial | None
Eyre Peninsula | PORT LINCOLN MARINA TEE - PORT LINCOLN DOCKS PL32 | PV | MVA | 2029 | 4.3989 | 33kV | Radial | None
Eyre Peninsula | PORT LINCOLN MARINA TEE - PORT LINCOLN MARINA PL32 | PV | MVA | 2029 | 8.5072 | 33kV | Radial | None
Eyre Peninsula | PORT LINCOLN TERMINAL - PORT LINCOLN CITY SD61101 | PV | MVA | 2029 | 16.9704 | 33kV | Radial | None
Eyre Peninsula | PORT LINCOLN TERMINAL - POONINDIE TEE PL34 | PV | MVA | 2029 | 10.3277 | 33kV | Radial | None
Eyre Peninsula | POONINDIE TEE - POONINDIE PL34 | PV | MVA | 2029 | 0.98356 | 33kV | Radial | None
Eyre Peninsula | POONINDIE - POINT BOSTON PL34 | PV | MVA | 2029 | 0.13573 | 33kV | Radial | None
Eyre Peninsula | POONINDIE TEE - TOD RIVER PL34 | PV | MVA | 2029 | 9.0505 | 33kV | Radial | None
Eyre Peninsula | TOD RIVER - CUMMINS CM36 | PV | MVA | 2029 | 5.0411 | 33kV | Radial | None
Eyre Peninsula | TOD RIVER - TUMBY BAY CM35 | PV | MVA | 2029 | 3.8693 | 33kV | Radial | None
Eyre Peninsula | PORT LINCOLN TERMINAL - ULEY SOUTH TEE PL33 | PV | MVA | 2029 | 3.8877 | 33kV | Radial | None
Eyre Peninsula | ULEY SOUTH TEE - ULEY SOUTH PL33 | PV | MVA | 2029 | 0 | 33kV | Radial | None
Eyre Peninsula | ULEY SOUTH TEE - ULEY PL33 | PV | MVA | 2029 | 3.8877 | 33kV | Radial | None
Eyre Peninsula | ULEY - COFFIN BAY PL33 | PV | MVA | 2029 | 3.0419 | 33kV | Radial | None
Eyre Peninsula | CLEVE - COWELL SD53100 | PV | MVA | 2029 | 3.1919 | 33kV | Radial | None
Eyre Peninsula | CLEVE - BOOTHBY SD55100 | PV | MVA | 2029 | 1.3068 | 33kV | Radial | None
Eyre Peninsula | BOOTHBY - PUMPING STATION ROAD SD55100 | PV | MVA | 2029 | 1.3068 | 33kV | Radial | None
Eyre Peninsula | PUMPING STATION ROAD - ARNO BAY SD55100 | PV | MVA | 2029 | 0.9394 | 33kV | Radial | None
Mid North | BRINKWORTH - YACKA TEE SD33100 | PV | MVA | 2029 | 2.7622 | 33kV | Radial | None
Mid North | YACKA TEE - YACKA RURAL SD33100 | PV | MVA | 2029 | 0.16142 | 33kV | Radial | None
Mid North | YACKA TEE - SPALDING TEE SD33100 | PV | MVA | 2029 | 2.6008 | 33kV | Radial | None
Mid North | SPALDING TEE - GEORGETOWN SD33100 | PV | MVA | 2029 | 0.8732 | 33kV | Radial | None
Mid North | GEORGETOWN - GLADSTONE SD33100 | PV | MVA | 2029 | 0 | 33kV | Radial | None
Mid North | SPALDING TEE - SPALDING SD33100 | PV | MVA | 2029 | 1.6426 | 33kV | Radial | None
Mid North | BRINKWORTH - MERRITON SD33300 | PV | MVA | 2029 | 0.75971 | 33kV | Radial | None
Mid North | BRINKWORTH - BRINKWORTH TEE SD33200 | PV | MVA | 2029 | 4.1204 | 33kV | Radial | None
Mid North | BRINKWORTH TEE - YACKA RURAL SD33200 | PV | MVA | 2029 | 0 | 33kV | Radial | None
Mid North | BRINKWORTH TEE - BLYTH TOWNSHIP SD33200 | PV | MVA | 2029 | 4.1204 | 33kV | Radial | None
Mid North | BLYTH TOWNSHIP - CLARE NORTH TEE SD33200 | PV | MVA | 2029 | 0.12944 | 33kV | Radial | None
Mid North | BLYTH TOWNSHIP - BALAKLAVA TOWNSHIP SD33200 | PV | MVA | 2029 | 2.2227 | 33kV | Radial | None
Mid North | WATERLOO DISTRIBUTION - RIVERTON TEE SD36400 | PV | MVA | 2029 | 7.1006 | 33kV | Radial | N
Mid North | RIVERTON TEE - AUBURN TEE SD36400 | PV | MVA | 2029 | 4.334 | 33kV | Radial | None
Mid North | AUBURN TEE - AUBURN SD36400 | PV | MVA | 2029 | 4.3164 | 33kV | Radial | None
Mid North | RIVERTON TEE - RIVERTON SD36400 | PV | MVA | 2029 | 2.7666 | 33kV | Radial | None
Mid North | WATERLOO DISTRIBUTION - WATERLOO RURAL SD36201 | PV | MVA | 2029 | 1.3761 | 33kV | Radial | None
Mid North | WATERLOO RURAL - ROBERTSTOWN SD36201 | PV | MVA | 2029 | 1.3761 | 33kV | Radial | None
Mid North | WATERLOO DISTRIBUTION - PORTERS LAGOON SD36101 | PV | MVA | 2029 | 0.372 | 33kV | Radial | None
Mid North | PORTERS LAGOON - HANSON SD36101 | PV | MVA | 2029 | 0 | 33kV | Radial | None
Mid North | WATERLOO DISTRIBUTION - WATERLOO TOWN SD36300 | PV | MVA | 2029 | 4.4801 | 33kV | Radial | None
Mid North | WATERLOO TOWN - EUDUNDA TEE SD36300 | PV | MVA | 2029 | 4.206 | 33kV | Radial | None
Mid North | EUDUNDA TEE - EUDUNDA SD36300 | PV | MVA | 2029 | 2.4899 | 33kV | Radial | None
Mid North | EUDUNDA TEE - KAPUNDA RURAL SD36300 | PV | MVA | 2029 | 0 | 33kV | Radial | None
Mid North | TEMPLERS - WASLEYS SD37402 | PV | MVA | 2029 | 8.5622 | 33kV | Radial | None
Mid North | WASLEYS - MALLALA SD37402 | PV | MVA | 2029 | 5.6226 | 33kV | Radial | None
Mid North | TEMPLERS - HAMLEY BRIDGE SD37101 | PV | MVA | 2029 | 5.3966 | 33kV | Radial | None
Mid North | HAMLEY BRIDGE - BALAKLAVA RURAL SD37102 | PV | MVA | 2029 | 2.6963 | 33kV | Radial | None
Mid North | TEMPLERS - FREELING NORTH TEE SD37200 | PV | MVA | 2029 | 14.0459 | 33kV | Radial | None
Mid North | FREELING NORTH TEE - KAPUNDA RURAL SD37200 | PV | MVA | 2029 | 7.6974 | 33kV | Radial | N
Mid North | TEMPLERS - DAVEYSTON TOWNSHIP SD37301 | PV | MVA | 2029 | 1.7785 | 33kV | Radial | None
Mid North | TEMPLERS - GAWLER BELT TEE SD37501 | PV | MVA | 2029 | 14.0737 | 33kV | Radial | None
Mid North | GAWLER BELT TEE - EVANSTON SD60101 | PV | MVA | 2029 | 0 | 33kV | Radial | None
Mid North | DORRIEN - NURIOOTPA TEE SD52100 | PV | MVA | 2029 | 18.5255 | 33kV | Radial | N
Mid North | NURIOOTPA TEE - NURIOOTPA SD52100 | PV | MVA | 2029 | 12.4501 | 33kV | Radial | None
Mid North | NURIOOTPA TEE - STOCKWELL SD52100 | PV | MVA | 2029 | 6.0754 | 33kV | Radial | None
Mid North | DORRIEN - ANGASTON NO 1 SD52201 | PV | MVA | 2029 | 0 | 33kV | Meshed | None
Mid North | DORRIEN - ANGASTON NO 2 SD52202 | PV | MVA | 2029 | 0 | 33kV | Meshed | None
Mid North | DORRIEN - BAROSSA SOUTH SD52300 | PV | MVA | 2029 | 18.8393 | 33kV | Radial | None
Mid North | BAROSSA SOUTH TEE - LYNDOCH TEE SD52300 | PV | MVA | 2029 | 14.9633 | 33kV | Radial | None
Mid North | LYNDOCH TEE - LYNDOCH SD52300 | PV | MVA | 2029 | 11.2585 | 33kV | Radial | None
Mid North | LYNDOCH TEE - SANDY CREEK TEE SD52300 | PV | MVA | 2029 | 3.7048 | 33kV | Radial | None
Mid North | SANDY CREEK TEE - SANDY CREEK SD52300 | PV | MVA | 2029 | 3.545 | 33kV | Radial | None
Mid North | SANDY CREEK TEE - EVANSTON TEE SD52300 | PV | MVA | 2029 | 0.15976 | 33kV | Radial | None
Mid North | LYNDOCH - WILLIAMSTOWN SD52300 | PV | MVA | 2029 | 6.5345 | 33kV | Radial | None
Mid North | WILLIAMSTOWN - WILLIAMSTOWN SOUTH TEE SD52300 | PV | MVA | 2029 | 3.6836 | 33kV | Radial | None
Mid North | WILLIAMSTOWN SOUTH TEE - WILLIAMSTOWN SOUTH SD52300 | PV | MVA | 2029 | 3.6836 | 33kV | Radial | None
Mid North | WILLIAMSTOWN SOUTH TEE - ANGAS CREEK TIE SD52300 | PV | MVA | 2029 | 0 | 33kV | Radial | None
Mid North | CLARE NORTH - CLARE NO 1 SD57101 | PV | MVA | 2029 | 0 | 33kV | Meshed | None
Mid North | CLARE NORTH - CLARE NORTH TEE SD57102 | PV | MVA | 2029 | 0 | 33kV | Meshed | None
Mid North | CLARE NORTH TEE - CLARE NO 2 SD57102 | PV | MVA | 2029 | 0 | 33kV | Meshed | None
Mid North | CLARE - FARRELL FLAT SD57100 | PV | MVA | 2029 | 3.5779 | 33kV | Radial | None
Mid North | FARRELL FLAT - WATERLOO TIE SD57100 | PV | MVA | 2029 | 0 | 33kV | Radial | None
Mid North | FARRELL FLAT - BURRA SD57100 | PV | MVA | 2029 | 3.5779 | 33kV | Radial | None
Murraylands | MANNUM - PALMER TEE SD39200 | PV | MVA | 2029 | 2.7666 | 33kV | Radial | None
Murraylands | PALMER TEE - MANNUM ROAD RANDELL ROAD INT SD39200 | PV | MVA | 2029 | 0 | 33kV | Radial | None
Murraylands | PALMER TEE - CAMBRAI TEE SD39200 | PV | MVA | 2029 | 2.7666 | 33kV | Radial | None
Murraylands | CAMBRAI TEE - CAMBRAI SD39200 | PV | MVA | 2029 | 2.5276 | 33kV | Radial | None
Murraylands | CAMBRAI TEE - PALMER RURAL SD39200 | PV | MVA | 2029 | 0.23903 | 33kV | Radial | None
Murraylands | MANNUM - TEAL FLAT TEE SD39100 | PV | MVA | 2029 | 4.7774 | 33kV | Radial | None
Murraylands | TEAL FLAT TEE - TEAL FLAT SD39100 | PV | MVA | 2029 | 2.0904 | 33kV | Radial | None
Murraylands | TEAL FLAT TEE - SWAN REACH SD39100 | PV | MVA | 2029 | 2.3537 | 33kV | Radial | None
Murraylands | MANNUM - CALOOTE TEE SD39300 | PV | MVA | 2029 | 18.357 | 33kV | Radial | None
Murraylands | CALOOTE TEE - CALOOTE SD39300 | PV | MVA | 2029 | 2.4298 | 33kV | Radial | None
Murraylands | CALOOTE TEE - MOBILONG TIE SD39300 | PV | MVA | 2029 | 2.4298 | 33kV | Radial | None
Murraylands | MANNUM - MANNUM RURAL SD39300 | PV | MVA | 2029 | 0 | 33kV | Radial | None
Murraylands | MANNUM RURAL - MANNUM TOWN TEE SD39300 | PV | MVA | 2029 | 10.5501 | 33kV | Radial | None
Murraylands | MANNUM TOWN TEE - MANNUM ROAD RANDELL ROAD INT SD39300 | PV | MVA | 2029 | 6.1001 | 33kV | Radial | None
Murraylands | MANNUM TOWN TEE - PELLARING FLAT TEE SD39300 | PV | MVA | 2029 | 0 | 33kV | Radial | None
Murraylands | PELLARING FLAT TEE - MANNUM TOWN SD39300 | PV | MVA | 2029 | 6.1001 | 33kV | Radial | None
Murraylands | MOBILONG DISTRIBUTION - MOBILONG SD43100 | PV | MVA | 2029 | 24.7221 | 33kV | Radial | None
Murraylands | MOBILONG - MOBILONG TEE SD43100 | PV | MVA | 2029 | 24.7221 | 33kV | Radial | None
Murraylands | MOBILONG TEE - MYPOLONGA TIE SD43100 | PV | MVA | 2029 | 0 | 33kV | Radial | None
Murraylands | MOBILONG TEE - MURRAY BRIDGE NORTH TEE SD43100 | PV | MVA | 2029 | 24.7221 | 33kV | Radial | None
Murraylands | MURRAY BRIDGE NORTH TEE - MURRAY BRIDGE NORTH SD43100 | PV | MVA | 2029 | 0 | 33kV | Radial | None
Murraylands | MURRAY BRIDGE NORTH TEE - MURRAY BRIDGE SOUTH TEE SD43100 | PV | MVA | 2029 | 19.7721 | 33kV | Radial | None
Murraylands | MURRAY BRIDGE SOUTH TEE - MURRAY BRIDGE SOUTH SD43100 | PV | MVA | 2029 | 19.7721 | 33kV | Radial | None
Murraylands | MURRAY BRIDGE SOUTH TEE - MURRAY BRIDGE TOWNSHIP SD43100 | PV | MVA | 2029 | 0 | 33kV | Radial | None
Murraylands | MOBILONG DISTRIBUTION - MOBILONG SD43200 | PV | MVA | 2029 | 24.7221 | 33kV | Radial | None
Murraylands | MOBILONG - MONARTO TEE SD43200 | PV | MVA | 2029 | 25.4141 | 33kV | Radial | None
Murraylands | MONARTO TEE - MURRAY BRIDGE NORTH SD43200 | PV | MVA | 2029 | 20.8629 | 33kV | Radial | None
Murraylands | MONARTO TEE - MONARTO SOUTH TEE SD43200 | PV | MVA | 2029 | 4.5513 | 33kV | Radial | None
Murraylands | MONARTO SOUTH TEE - MONARTO SOUTH SD43200 | PV | MVA | 2029 | 3.8134 | 33kV | Radial | None
Murraylands | MONARTO SOUTH TEE - MONARTO CENTRAL SD43200 | PV | MVA | 2029 | 0.7379 | 33kV | Radial | None
Murraylands | MOBILONG DISTRIBUTION - MOBILONG SD43300 | PV | MVA | 2029 | 9.4779 | 33kV | Radial | None
Murraylands | MOBILONG - PALLAMANA TEE SD43300 | PV | MVA | 2029 | 9.4779 | 33kV | Radial | None
Murraylands | PALLAMANA TEE - MYPOLONGA TEE SD43300 | PV | MVA | 2029 | 9.4779 | 33kV | Radial | None
Murraylands | MYPOLONGA TEE - MYPOLONGA SD43300 | PV | MVA | 2029 | 4.5279 | 33kV | Radial | None
Murraylands | MYPOLONGA - MYPOLONGA EOL SD43300 | PV | MVA | 2029 | 0 | 33kV | Radial | None
Murraylands | MYPOLONGA TEE - CALOOTE TEE SD43300 | PV | MVA | 2029 | 4.95 | 33kV | Radial | None
Murraylands | TAILEM BEND - PUMP STATION TEE SD40101 | PV | MVA | 2029 | 13.7856 | 33kV | Radial | None
Murraylands | PUMP STATION TEE - TAILEM BEND RURAL SD40101 | PV | MVA | 2029 | 0 | 33kV | Radial | None
Murraylands | TAILEM BEND RURAL - TAILEM BEND EOL SD40101 | PV | MVA | 2029 | 0 | 33kV | Radial | None
Murraylands | PUMP STATION TEE - TAILEM BEND TOWN TEE SD40101 | PV | MVA | 2029 | 13.7856 | 33kV | Radial | None
Murraylands | TAILEM BEND TOWN TEE - TAILEM BEND TOWN SD40101 | PV | MVA | 2029 | 3.8032 | 33kV | Radial | None
Murraylands | TAILEM BEND TOWN TEE - JERVOIS SD40101 | PV | MVA | 2029 | 9.9824 | 33kV | Radial | None
Murraylands | JERVOIS - JERVOIS FLAT 1 TEE SD40102 | PV | MVA | 2029 | 8.5638 | 33kV | Radial | None
Murraylands | JERVOIS FLAT 1 TEE - JERVOIS FLAT 2 TEE SD40102 | PV | MVA | 2029 | 6.3638 | 33kV | Radial | None
Murraylands | JERVOIS FLAT 2 TEE - WOODS POINT SD40102 | PV | MVA | 2029 | 6.3638 | 33kV | Radial | None
Murraylands | WOODS POINT - WHITE SANDS TEE SD40103 | PV | MVA | 2029 | 0 | 33kV | Radial | None
Murraylands | WHITE SANDS TEE - WHITE SANDS SD40103 | PV | MVA | 2029 | 0 | 33kV | Radial | None
Murraylands | WHITE SANDS TEE - MURRAY BRIDGE TOWNSHIP SD40103 | PV | MVA | 2029 | 0 | 33kV | Radial | None
Murraylands | TAILEM BEND - SUBSTATION ROAD TEE SD40200 | PV | MVA | 2029 | 15.5971 | 33kV | Radial | None
Murraylands | SUBSTATION ROAD TEE - SUBSTATION ROAD SD40200 | PV | MVA | 2029 | 0 | 33kV | Radial | None
Murraylands | SUBSTATION ROAD TEE - MALLEE HWY SD40200 | PV | MVA | 2029 | 15.5971 | 33kV | Radial | None
Murraylands | MALLEE HWY - MOORLANDS SWER SD40200 | PV | MVA | 2029 | 10.4323 | 33kV | Radial | None
Murraylands | MALLEE HWY - ELWOMPLE SD40200 | PV | MVA | 2029 | 5.1648 | 33kV | Radial | None
Murraylands | MOORLANDS SWER - COOMANDOOK SD40200 | PV | MVA | 2029 | 10.2296 | 33kV | Radial | None
Murraylands | COOMANDOOK - COONALPYN SD40200 | PV | MVA | 2029 | 9.9467 | 33kV | Radial | None
Murraylands | COONALPYN - BINNIES TEE SD40300 | PV | MVA | 2029 | 3.9682 | 33kV | Radial | N
Murraylands | BINNIES TEE - BINNIES SD40300 | PV | MVA | 2029 | 0.056778 | 33kV | Radial | None
Murraylands | BINNIES TEE - MENINGIE SD40300 | PV | MVA | 2029 | 3.852 | 33kV | Radial | None
Murraylands | MENINGIE - CAMPBELL PARK TEE SD40400 | PV | MVA | 2029 | 0.85686 | 33kV | Radial | None
Murraylands | CAMPBELL PARK TEE - CAMPBELL PARK SD40400 | PV | MVA | 2029 | 0.36263 | 33kV | Radial | None
Murraylands | CAMPBELL PARK TEE - NARRUNG SD40400 | PV | MVA | 2029 | 0.49424 | 33kV | Radial | None
Murraylands | TAILEM BEND - SHERLOCK SD40501 | PV | MVA | 2029 | 8.0967 | 33kV | Radial | None
Murraylands | SHERLOCK - KAROONDA SD40502 | PV | MVA | 2029 | 2.4406 | 33kV | Radial | None
Murraylands | SHERLOCK - GERANIUM SD40600 | PV | MVA | 2029 | 5.555 | 33kV | Radial | N
Murraylands | GERANIUM - LAMEROO SD40700 | PV | MVA | 2029 | 5.0271 | 33kV | Radial | N
Murraylands | LAMEROO - LAMEROO RURAL SD40800 | PV | MVA | 2029 | 2.9664 | 33kV | Radial | N
Murraylands | LAMEROO RURAL - PARILLA TEE SD40800 | PV | MVA | 2029 | 2.8346 | 33kV | Radial | N
Murraylands | PARILLA TEE - PARILLA SD40800 | PV | MVA | 2029 | 1.154 | 33kV | Radial | None
Murraylands | PARILLA TEE - PINNAROO SD40800 | PV | MVA | 2029 | 1.6454 | 33kV | Radial | None
Riverland | PARINGA - MURTHO LX21 | PV | MVA | 2029 | 1.9213 | 33kV | Radial | N
Riverland | MURTHO - LINDSAY PT TEE LX21 | PV | MVA | 2029 | 0 | 33kV | Radial | None
Riverland | LINDSAY PT TEE - BORDER CLIFFS LX21 | PV | MVA | 2029 | 0 | 33kV | Radial | None
Riverland | LINDSAY PT TEE - VIC BORDER LX21 | PV | MVA | 2029 | 0 | 33kV | Radial | None
Riverland | SWAN REACH - SWAN REACH FILTRATION TEE SD39400 | PV | MVA | 2029 | 2.303 | 33kV | Radial | None
Riverland | SWAN REACH FILTRATION TEE - SWAN REACH TOWN SD39400 | PV | MVA | 2029 | 0.9998 | 33kV | Radial | None
South East | KEITH - COONALPYN SD45101 | PV | MVA | 2029 | 1.6968 | 33kV | Radial | None
South East | KEITH - PADTHAWAY SD45300 | PV | MVA | 2029 | 6.0258 | 33kV | Radial | None
South East | KEITH - WIRREGA SD45201 | PV | MVA | 2029 | 9.7208 | 33kV | Radial | N
South East | WIRREGA - BORDERTOWN SD45202 | PV | MVA | 2029 | 9.6884 | 33kV | Radial | N
South East | SNUGGERY RURAL - MILLICENT SD49100 | PV | MVA | 2029 | 22.751 | 33kV | Radial | None
South East | MILLICENT - SOUTH END TEE SD49100 | PV | MVA | 2029 | 13.0189 | 33kV | Radial | None
South East | SOUTH END TEE - SOUTH END SD49100 | PV | MVA | 2029 | 0.93936 | 33kV | Radial | None
South East | SOUTH END TEE - HATHERLEIGH TOWNSHIP TEE SD49100 | PV | MVA | 2029 | 6.9905 | 33kV | Radial | None
South East | HATHERLEIGH TOWNSHIP TEE - HATHERLEIGH TOWNSHIP SD49100 | PV | MVA | 2029 | 0.12493 | 33kV | Radial | None
South East | HATHERLEIGH TOWNSHIP TEE - HATHERLEIGH SD49100 | PV | MVA | 2029 | 6.8656 | 33kV | Radial | None
South East | HATHERLEIGH - BEACHPORT TEE SD49200 | PV | MVA | 2029 | 6.8656 | 33kV | Radial | None
South East | BEACHPORT TEE - BEACHPORT SD49200 | PV | MVA | 2029 | 2.1865 | 33kV | Radial | None
South East | BEACHPORT TEE - ROBE SD49200 | PV | MVA | 2029 | 4.6791 | 33kV | Radial | N
South East | SNUGGERY RURAL - MOUNT BURR SD49500 | PV | MVA | 2029 | 1.8352 | 33kV | Radial | None
South East | MOUNT BURR - KALANGADOO TEE SD49500 | PV | MVA | 2029 | 1.2873 | 33kV | Radial | None
South East | KALANGADOO TEE - KALANGADOO SD49500 | PV | MVA | 2029 | 0 | 33kV | Radial | None
South East | KALANGADOO TEE - KALANGADOO RURAL SD49500 | PV | MVA | 2029 | 0 | 33kV | Radial | None
South East | BLANCHE - MOUNT GAMBIER WEST SD48101 | PV | MVA | 2029 | 0 | 33kV | Radial | None
South East | BLUE LAKE TEE - MOUNT GAMBIER SD48104 | PV | MVA | 2029 | 0 | 33kV | Radial | None
South East | BLANCHE - LAKESIDE TEE SD48100 | PV | MVA | 2029 | 12.4997 | 33kV | Radial | None
South East | LAKESIDE TEE - GLENCOE TEE SD48100 | PV | MVA | 2029 | 12.391 | 33kV | Radial | None
South East | GLENCOE TEE - TANTANOOLA SD48100 | PV | MVA | 2029 | 1.8492 | 33kV | Radial | None
South East | GLENCOE TEE - MOUNT GAMBIER SD48100 | PV | MVA | 2029 | 10.5418 | 33kV | Radial | None
South East | BLANCHE - KONGORONG TEE SD48200 | PV | MVA | 2029 | 6.4709 | 33kV | Radial | None
South East | KONGORONG TEE - KONGORONG SD48200 | PV | MVA | 2029 | 0.74833 | 33kV | Radial | None
South East | KONGORONG TEE - MOUNT SCHANK SD48200 | PV | MVA | 2029 | 5.7226 | 33kV | Radial | None
South East | MOUNT SCHANK - ALLENDALE EAST SD48200 | PV | MVA | 2029 | 3.7265 | 33kV | Radial | None
South East | MOUNT GAMBIER - TARPEENA SOUTH TEE SD47101 | PV | MVA | 2029 | 0.63691 | 33kV | Radial | None
South East | TARPEENA SOUTH TEE - MOUNT GAMBIER SD47101 | PV | MVA | 2029 | 0 | 33kV | Radial | None
South East | TARPEENA SOUTH TEE - TARPEENA SOUTH SD47101 | PV | MVA | 2029 | 0.63691 | 33kV | Radial | None
South East | KINCRAIG - LUCINDALE SD46201 | PV | MVA | 2029 | 7.0635 | 33kV | Radial | None
South East | LUCINDALE - KINGSTON SE SD46201 | PV | MVA | 2029 | 5.4177 | 33kV | Radial | None
South East | KINCRAIG - NARACOORTE SD46300 | PV | MVA | 2029 | 18.9647 | 33kV | Radial | None
South East | NARACOORTE - NARACOORTE EAST TEE SD46100 | PV | MVA | 2029 | 6.1167 | 33kV | Radial | None
South East | NARACOORTE EAST TEE - NARACOORTE EAST SD46100 | PV | MVA | 2029 | 6.1167 | 33kV | Radial | None
South East | NARACOORTE EAST TEE - PADTHAWAY SD46100 | PV | MVA | 2029 | 0 | 33kV | Radial | None
South East | KINCRAIG - STRUAN RURAL SD46400 | PV | MVA | 2029 | 4.9529 | 33kV | Radial | None
South East | STRUAN RURAL - GLENROY RURAL SD46400 | PV | MVA | 2029 | 0 | 33kV | Radial | None
South East | PENOLA WEST - PENOLA TEE SD58200 | PV | MVA | 2029 | 5.7306 | 33kV | Radial | None
South East | PENOLA TEE - GLENROY RURAL SD58200 | PV | MVA | 2029 | 5.7306 | 33kV | Radial | N
South East | PENOLA WEST - PENOLA TEE SD58101 | PV | MVA | 2029 | 0.94118 | 33kV | Radial | None
South East | PENOLA TEE - SAFRIES TEE SD58101 | PV | MVA | 2029 | 0.94118 | 33kV | Radial | None
South East | SAFRIES TEE - KALANGADOO NANGWARRY TEE SD58101 | PV | MVA | 2029 | 0.94118 | 33kV | Radial | None
South East | KALANGADOO NANGWARRY TEE - NANGWARRY TEE SD58101 | PV | MVA | 2029 | 0.93095 | 33kV | Radial | None
South East | NANGWARRY TEE - NANGWARRY SD58101 | PV | MVA | 2029 | 0.93095 | 33kV | Radial | None
South East | KALANGADOO NANGWARRY TEE - KALANGADOO RURAL SD58101 | PV | MVA | 2029 | 0 | 33kV | Radial | None
South East | NANGWARRY TEE - MOUNT GAMBIER SD58101 | PV | MVA | 2029 | 0 | 33kV | Radial | None
Metro South | WILLUNGA - MCLAREN VALE SD44400 | PV | MVA | 2029 | 3.5399 | 33kV | Radial | None
Metro South | YANKALILLA - HAY FLAT SD44200 | PV | MVA | 2029 | 1.9237 | 33kV | Radial | None
Metro South | HAY FLAT - RAPID BAY TEE SD44200 | PV | MVA | 2029 | 1.8864 | 33kV | Radial | None
Metro South | RAPID BAY TEE - RAPID BAY SD44200 | PV | MVA | 2029 | 0.053477 | 33kV | Radial | None
Metro South | RAPID BAY TEE - CAPE JERVIS SD44200 | PV | MVA | 2029 | 0.41006 | 33kV | Radial | None
Metro South | CAPE JERVIS - CUTTLEFISH BAY SD44301 | PV | MVA | 2029 | 9.9125 | 33kV | Radial | None
Metro South | FISHERY BEACH BACKUP - CUTTLEFISH BAY BACKUP SD44301 | PV | MVA | 2029 | 0 | 33kV | Radial | None
Metro South | CUTTLEFISH BAY - PENNESHAW SD44301 | PV | MVA | 2029 | 9.9125 | 33kV | Radial | None
Metro South | PENNESHAW - AMERICAN RIVER SD44300 | PV | MVA | 2029 | 8.3132 | 33kV | Radial | None
Metro South | AMERICAN RIVER - KINGSCOTE TEE SD44300 | PV | MVA | 2029 | 6.6654 | 33kV | Radial | N
Metro South | KINGSCOTE TEE - MACGILLIVRAY SD44300 | PV | MVA | 2029 | 2.1264 | 33kV | Radial | None
Metro South | KINGSCOTE TEE - KINGSCOTE SD44300 | PV | MVA | 2029 | 4.4207 | 33kV | Radial | None
Upper North | DAVENPORT WEST - PORT AUGUSTA NO1 SD54101 | PV | MVA | 2029 | 0 | 33kV | Meshed | None
Upper North | DAVENPORT WEST - PORT AUGUSTA TEE SD54102 | PV | MVA | 2029 | 0 | 33kV | Meshed | None
Upper North | PORT AUGUSTA NO2 - PORT AUGUSTA TEE SD54102 | PV | MVA | 2029 | 0 | 33kV | Meshed | None
Upper North | PORT AUGUSTA TEE - PORT AUGUSTA WEST TEE SD54102 | PV | MVA | 2029 | 12.1397 | 33kV | Radial | None
Upper North | PORT AUGUSTA WEST TEE - PORT AUGUSTA WEST SD54102 | PV | MVA | 2029 | 9.5907 | 33kV | Radial | None
Upper North | PORT AUGUSTA WEST TEE - PANDURRA TEE SD54102 | PV | MVA | 2029 | 2.549 | 33kV | Radial | None
Upper North | PANDURRA TEE - BOOKALOO SD54102 | PV | MVA | 2029 | 0.015058 | 33kV | Radial | None
Upper North | PANDURRA TEE - PANDURRA SD54102 | PV | MVA | 2029 | 2.534 | 33kV | Radial | None
Upper North | DAVENPORT WEST - AUGUSTA HWY SD54300 | PV | MVA | 2029 | 12.0826 | 33kV | Radial | None
Upper North | AUGUSTA HWY - STIRLING NORTH SD54300 | PV | MVA | 2029 | 7.1852 | 33kV | Radial | None
Upper North | STIRLING NORTH - QUORN SD54300 | PV | MVA | 2029 | 2.8372 | 33kV | Radial | None
Upper North | DAVENPORT WEST - PT PATERSON SD54400 | PV | MVA | 2029 | 0.013343 | 33kV | Radial | None
Upper North | BAROOTA - BAROOTA TOWN TEE SD31100 | PV | MVA | 2029 | 17.948 | 33kV | Radial | None
Upper North | BAROOTA TOWN TEE - BAROOTA TOWN SD31100 | PV | MVA | 2029 | 5.1615 | 33kV | Radial | None
Upper North | BAROOTA TOWN TEE - BAROOTA TEE SD31100 | PV | MVA | 2029 | 12.7865 | 33kV | Radial | None
Upper North | BAROOTA TEE - NAPPERBY BUNGAMA SD31100 | PV | MVA | 2029 | 4.1676 | 33kV | Radial | None
Upper North | BAROOTA TEE - MURRAYTOWN SD31100 | PV | MVA | 2029 | 8.4019 | 33kV | Radial | None
Upper North | MURRAYTOWN - WIRRABARA FOREST TEE SD31200 | PV | MVA | 2029 | 1.8994 | 33kV | Radial | None
Upper North | WIRRABARA FOREST TEE - WIRRABARA FOREST SD31200 | PV | MVA | 2029 | 0.26199 | 33kV | Radial | None
Upper North | WIRRABARA FOREST TEE - GLADSTONE SD31200 | PV | MVA | 2029 | 0.52523 | 33kV | Radial | None
Upper North | MURRAYTOWN - ORROROO SD31300 | PV | MVA | 2029 | 4.0079 | 33kV | Radial | None
Upper North | MURRAYTOWN - WILMINGTON SD31400 | PV | MVA | 2029 | 2.2723 | 33kV | Radial | None
Upper North | BUNGAMA - PORT PIRIE SOUTH SD32101 | PV | MVA | 2029 | 0 | 33kV | Meshed | None
Upper North | PORT PIRIE SOUTH - PORT PIRIE SD32102 | PV | MVA | 2029 | 0 | 33kV | Meshed | None
Upper North | BUNGAMA - PORT PIRIE SD32103 | PV | MVA | 2029 | 0 | 33kV | Meshed | None
Upper North | BUNGAMA - HUGHES GAP SD32301 | PV | MVA | 2029 | 31.6735 | 33kV | Radial | Reverse N
Upper North | HUGHES GAP - CRYSTAL BROOK TEE SD32302 | PV | MVA | 2029 | 21.0591 | 33kV | Radial | None
Upper North | CRYSTAL BROOK TEE - GLADSTONE SD32302 | PV | MVA | 2029 | 21.0591 | 33kV | Radial | None
Upper North | GLADSTONE - CALTOWIE TEE SD32200 | PV | MVA | 2029 | 17.6173 | 33kV | Radial | None
Upper North | CALTOWIE TEE - CALTOWIE SD32200 | PV | MVA | 2029 | 0.33926 | 33kV | Radial | None
Upper North | CALTOWIE TEE - PETERBOROUGH TEE SD32200 | PV | MVA | 2029 | 17.0297 | 33kV | Radial | None
Upper North | PETERBOROUGH TEE - JAMESTOWN SD32200 | PV | MVA | 2029 | 5.3484 | 33kV | Radial | None
Upper North | JAMESTOWN - TEROWIE TOWNSHIP SD32200 | PV | MVA | 2029 | 0.81483 | 33kV | Radial | None
Upper North | PETERBOROUGH TEE - PETERBOROUGH SD32200 | PV | MVA | 2029 | 11.6814 | 33kV | Radial | None
Upper North | BUNGAMA - PORT BROUGHTON TEE SD32400 | PV | MVA | 2029 | 20.135 | 33kV | Radial | Reverse N
Upper North | PORT BROUGHTON TEE - PORT BROUGHTON SD32400 | PV | MVA | 2029 | 4.3452 | 33kV | Radial | None
Upper North | PORT BROUGHTON TEE - BRINKWORTH TIE SD32400 | PV | MVA | 2029 | 0 | 33kV | Radial | None
Upper North | PORT BROUGHTON TEE - CRYSTAL BROOK TEE SD32400 | PV | MVA | 2029 | 3.1685 | 33kV | Radial | None
Upper North | NEUROODLA - HAWKER SD59100 | PV | MVA | 2029 | 0.82063 | 33kV | Radial | None
Yorke Peninsula | HUMMOCKS DISTRIBUTION - NINNES TEE SD34400 | PV | MVA | 2029 | 8.6337 | 33kV | Radial | None
Yorke Peninsula | NINNES TEE - LOCHIEL SD34400 | PV | MVA | 2029 | 1.6524 | 33kV | Radial | None
Yorke Peninsula | NINNES TEE - KAINTON TEE SD34400 | PV | MVA | 2029 | 1.0753 | 33kV | Radial | None
Yorke Peninsula | KAINTON TEE - KAINTON SD34400 | PV | MVA | 2029 | 0.14796 | 33kV | Radial | None
Yorke Peninsula | KAINTON TEE - PASKEVILLE SD34400 | PV | MVA | 2029 | 0.92733 | 33kV | Radial | None
Yorke Peninsula | PASKEVILLE - KADINA EAST SD34405 | PV | MVA | 2029 | 0.51427 | 33kV | Radial | None
Yorke Peninsula | HUMMOCKS DISTRIBUTION - PORT CLINTON SD34300 | PV | MVA | 2029 | 1.7501 | 33kV | Radial | None
Yorke Peninsula | PORT CLINTON - ARDROSSAN SD34300 | PV | MVA | 2029 | 0.71155 | 33kV | Radial | None
Yorke Peninsula | HUMMOCKS DISTRIBUTION - FEDERATION CORNER SD34201 | PV | MVA | 2029 | 6.8602 | 33kV | Radial | None
Yorke Peninsula | FEDERATION CORNER - SWAMP ROAD SD34201 | PV | MVA | 2029 | 5.684 | 33kV | Radial | None
Yorke Peninsula | FEDERATION CORNER - PT WAKEFIELD TEE SD34201 | PV | MVA | 2029 | 1.1763 | 33kV | Radial | None
Yorke Peninsula | PT WAKEFIELD TEE - SWAMP ROAD SD34201 | PV | MVA | 2029 | 0 | 33kV | Radial | None
Yorke Peninsula | SWAMP ROAD - PT WAKEFIELD FAR NORTH EAST SD34201 | PV | MVA | 2029 | 0 | 33kV | Radial | None
Yorke Peninsula | PT WAKEFIELD TEE - PT WAKEFIELD RURAL SD34201 | PV | MVA | 2029 | 1.1763 | 33kV | Radial | None
Yorke Peninsula | PT WAKEFIELD RURAL - PT WAKEFIELD TOWN TEE SD34201 | PV | MVA | 2029 | 1.1518 | 33kV | Radial | None
Yorke Peninsula | PT WAKEFIELD TOWN TEE - PT WAKEFIELD TOWN SD34201 | PV | MVA | 2029 | 1.0186 | 33kV | Radial | None
Yorke Peninsula | PT WAKEFIELD TOWN TEE - PROOF RANGE SD34201 | PV | MVA | 2029 | 0.13322 | 33kV | Radial | None
Yorke Peninsula | HUMMOCKS DISTRIBUTION - BOWMANS TEE SD34102 | PV | MVA | 2029 | 13.7243 | 33kV | Radial | None
Yorke Peninsula | BOWMANS TEE - PT WAKEFIELD RURAL SD34102 | PV | MVA | 2029 | 0 | 33kV | Radial | None
Yorke Peninsula | BOWMANS TEE - SAINTS SD34102 | PV | MVA | 2029 | 13.7243 | 33kV | Radial | None
Yorke Peninsula | SAINTS - BALAKLAVA SD34102 | PV | MVA | 2029 | 4.2768 | 33kV | Radial | None
Yorke Peninsula | BALAKLAVA - BALAKLAVA RURAL SD34102 | PV | MVA | 2029 | 0 | 33kV | Radial | None
Yorke Peninsula | BALAKLAVA - BALAKLAVA TOWNSHIP SD34102 | PV | MVA | 2029 | 0 | 33kV | Radial | None
Yorke Peninsula | KADINA EAST DISTRIBUTION - KADINA SD51102 | PV | MVA | 2029 | 21.3669 | 33kV | Radial | None
Yorke Peninsula | KADINA EAST DISTRIBUTION - MOONTA TEE SD51200 | PV | MVA | 2029 | 24.0394 | 33kV | Radial | None
Yorke Peninsula | MOONTA TEE - KADINA SD51200 | PV | MVA | 2029 | 0 | 33kV | Radial | None
Yorke Peninsula | MOONTA TEE - MOONTA SD51200 | PV | MVA | 2029 | 19.0894 | 33kV | Radial | N
Yorke Peninsula | KADINA EAST DISTRIBUTION - WALLAROO TEE SD51300 | PV | MVA | 2029 | 19.2016 | 33kV | Radial | None
Yorke Peninsula | WALLAROO TEE - KADINA SD51300 | PV | MVA | 2029 | 0 | 33kV | Radial | None
Yorke Peninsula | WALLAROO TEE - WALLAROO SD51300 | PV | MVA | 2029 | 10.436 | 33kV | Radial | None
Yorke Peninsula | ARDROSSAN WEST DISTRIBUTION - MAITLAND SD35100 | PV | MVA | 2029 | 5.7834 | 33kV | Radial | None
Yorke Peninsula | ARDROSSAN WEST DISTRIBUTION - ARDROSSAN SD35201 | PV | MVA | 2029 | 3.3635 | 33kV | Radial | None
Yorke Peninsula | ARDROSSAN WEST DISTRIBUTION - ARDROSSAN BHP SD35200 | PV | MVA | 2029 | 7.4009 | 33kV | Radial | None
Yorke Peninsula | ARDROSSAN - ARDROSSAN BHP SD35200 | PV | MVA | 2029 | 0 | 33kV | Radial | None
Yorke Peninsula | ARDROSSAN BHP - PORT VINCENT SD35200 | PV | MVA | 2029 | 7.4009 | 33kV | Radial | None
Yorke Peninsula | PORT VINCENT - MINLATON TEE SD35300 | PV | MVA | 2029 | 3.5006 | 33kV | Radial | None
Yorke Peninsula | MINLATON TEE - CURRAMULKA TEE SD35300 | PV | MVA | 2029 | 3.5006 | 33kV | Radial | None
Yorke Peninsula | CURRAMULKA TEE - CURRAMULKA SD35300 | PV | MVA | 2029 | 0.40582 | 33kV | Radial | None
Yorke Peninsula | CURRAMULKA TEE - MINLATON SD35300 | PV | MVA | 2029 | 3.0948 | 33kV | Radial | None
Yorke Peninsula | MINLATON TEE - PT VINCENT RURAL SD35300 | PV | MVA | 2029 | 0 | 33kV | Radial | None
Yorke Peninsula | DALRYMPLE - STANSBURY TEE SD35400 | PV | MVA | 2029 | 2.5228 | 33kV | Radial | None
Yorke Peninsula | STANSBURY TEE - PORT GILES TEE SD35400 | PV | MVA | 2029 | 0.45254 | 33kV | Radial | None
Yorke Peninsula | PORT GILES TEE - PORT GILES SD35400 | PV | MVA | 2029 | 0.45254 | 33kV | Radial | None
Yorke Peninsula | STANSBURY TEE - STANSBURY SD35400 | PV | MVA | 2029 | 2.0702 | 33kV | Radial | None
Yorke Peninsula | STANSBURY - PT VINCENT RURAL SD35403 | PV | MVA | 2029 | 0.18951 | 33kV | Radial | None
Yorke Peninsula | DALRYMPLE - WOOL BAY RURAL SD35500 | PV | MVA | 2029 | 9.7096 | 33kV | Radial | None
Yorke Peninsula | WOOL BAY RURAL - WOOL BAY SD35500 | PV | MVA | 2029 | 6.7967 | 33kV | Radial | None
Yorke Peninsula | WOOL BAY RURAL - PORT GILES TEE SD35500 | PV | MVA | 2029 | 0 | 33kV | Radial | None
Yorke Peninsula | WOOL BAY - EDITHBURGH TEE SD35500 | PV | MVA | 2029 | 9.7096 | 33kV | Radial | None
Yorke Peninsula | EDITHBURGH TEE - YORKETOWN SD35500 | PV | MVA | 2029 | 6.9676 | 33kV | Radial | None
Yorke Peninsula | YORKETOWN - MARION BAY SD35500 | PV | MVA | 2029 | 4.2462 | 33kV | Radial | None
Yorke Peninsula | EDITHBURGH TEE - EDITHBURGH SD35500 | PV | MVA | 2029 | 2.7421 | 33kV | Radial | None
Metro West | ADELAIDE BRIGHTON CEMENT - PORT ADELAIDE SD1529 | ESS | MVA | 2025 |  | 66kV | Meshed | None
Metro South | ALDINGA - WILLUNGA SD1674 | ESS | MVA | 2025 |  | 66kV | Meshed | None
Metro North | ANGLE VALE - ANGLE VALE TEE SD1506A | ESS | MVA | 2025 |  | 66kV | Meshed | None
Metro North | ANGLE VALE TEE - EVANSTON SD1506B | ESS | MVA | 2025 |  | 66kV | Meshed | None
Metro North | ANGLE VALE TEE - VIRGINIA TEE SD2033 | ESS | MVA | 2025 |  | 66kV | Radial | None
Metro West | ATHOL PARK - ATHOL PARK TEE SD1677A | ESS | MVA | 2025 |  | 66kV | Radial | None
Metro West | BLACKPOOL - FULHAM GARDENS SD1639 | ESS | MVA | 2025 |  | 66kV | Meshed | None
Metro North | BOLIVAR - ST KILDA SD2034 | ESS | MVA | 2025 |  | 66kV | Radial | None
Metro East | CAMPBELLTOWN - MAGILL SD1661 | ESS | MVA | 2025 |  | 66kV | Meshed | None
Metro West | CHELTENHAM - CROYDON PARK TEE SD1655A | ESS | MVA | 2025 |  | 66kV | Meshed | None
Metro South | CITY WEST - KESWICK SD2013 | ESS | MVA | 2025 |  | 66kV | Meshed | None
Metro East | CITY WEST - WHITMORE SQUARE SD2016 | ESS | MVA | 2025 |  | 66kV | Meshed | None
Metro East | COROMANDEL PLACE - WHITMORE SQUARE SD1681 | ESS | MVA | 2025 |  | 66kV | Meshed | None
Metro East | CROYDON - HINDLEY STREET TEE SD1659B | ESS | MVA | 2025 |  | 66kV | Meshed | None
Metro West | CROYDON - KILKENNY SD1523 | ESS | MVA | 2025 |  | 66kV | Meshed | None
Metro West | CROYDON PARK - CROYDON PARK TEE SD1655B | ESS | MVA | 2025 |  | 66kV | Meshed | None
Metro West | CROYDON PARK TEE - CROYDON SD1655C | ESS | MVA | 2025 |  | 66kV | Meshed | None
Metro North | DIREK - PARALOWIE SD2004 | ESS | MVA | 2025 |  | 66kV | Meshed | None
Metro East | DRY CREEK - KILBURN SOUTH TEE SD1658A | ESS | MVA | 2025 |  | 66kV | Meshed | None
Metro East | EAST TERRACE - COROMANDEL PLACE SD1680 | ESS | MVA | 2025 |  | 66kV | Meshed | None
Metro East | EAST TERRACE - NORTH ADELAIDE SD1560 | ESS | MVA | 2025 |  | 66kV | Meshed | None
Metro North | EDINBURGH - SALISBURY SD1688 | ESS | MVA | 2025 |  | 66kV | Meshed | None
Metro North | ELIZABETH DOWNS - PENFIELD SD1508 | ESS | MVA | 2025 |  | 66kV | Meshed | None
Metro North | ELIZABETH DOWNS - SMITHFIELD WEST SD1686 | ESS | MVA | 2025 |  | 66kV | Meshed | N-1
Metro North | ELIZABETH HEIGHTS - ELIZABETH DOWNS SD1501 | ESS | MVA | 2025 |  | 66kV | Meshed | None
Metro North | ELIZABETH SOUTH - EDINBURGH SD1511 | ESS | MVA | 2025 |  | 66kV | Meshed | None
Metro West | FINDON - FINDON TEE SD1520A | ESS | MVA | 2025 |  | 66kV | Meshed | None
Metro West | FINDON TEE - FLINDERS PARK SD1520B | ESS | MVA | 2025 |  | 66kV | Meshed | None
Metro West | FLINDERS PARK - NEW RICHMOND SD1521 | ESS | MVA | 2025 |  | 66kV | Meshed | None
Metro West | FULHAM GARDENS - FINDON TEE SD1520C | ESS | MVA | 2025 |  | 66kV | Meshed | None
Metro West | FULHAM GARDENS - HENLEY SOUTH #1 SD1519 | ESS | MVA | 2025 |  | 66kV | Meshed | None
Metro West | FULHAM GARDENS - HENLEY SOUTH #2 SD1691 | ESS | MVA | 2025 |  | 66kV | Meshed | None
Metro South | GLENELG NORTH TEE - GLENELG NORTH SD1584A | ESS | MVA | 2025 |  | 66kV | Meshed | None
Metro South | GLENELG NORTH TEE - PLYMPTON SD1584B | ESS | MVA | 2025 |  | 66kV | Meshed | None
Metro East | GOLDEN GROVE - INGLE FARM SD1647 | ESS | MVA | 2025 |  | 66kV | Meshed | None
Metro South | HACKHAM - PORT NOARLUNGA SD1694A | ESS | MVA | 2025 |  | 66kV | Meshed | None
Metro South | HAPPY VALLEY - HV/SAW TEE SD1591A | ESS | MVA | 2025 |  | 66kV | Meshed | None
Metro South | HAPPY VALLEY - PANORAMA #1 SD1665 | ESS | MVA | 2025 |  | 66kV | Meshed | None
Metro South | HAPPY VALLEY - PANORAMA #2 SD1666 | ESS | MVA | 2025 |  | 66kV | Meshed | None
Metro South | HAPPY VALLEY - SEACOMBE #1 SD1566 | ESS | MVA | 2025 |  | 66kV | Meshed | None
Metro South | HAPPY VALLEY - SEACOMBE #2 SD1590 | ESS | MVA | 2025 |  | 66kV | Meshed | None
Metro East | HILLCREST - HOLDEN HILL SD1692 | ESS | MVA | 2025 |  | 66kV | Meshed | None
Metro East | HINDLEY STREET - WHITMORE SQUARE SD1664 | ESS | MVA | 2025 |  | 66kV | Meshed | None
Metro East | HINDLEY STREET TEE - HINDLEY STREET SD1659C | ESS | MVA | 2025 |  | 66kV | Meshed | None
Metro East | HOLDEN HILL - CAMPBELLTOWN SD1660 | ESS | MVA | 2025 |  | 66kV | Meshed | None
Metro East | HOLDEN HILL - HOPE VALLEY SD1554A | ESS | MVA | 2025 |  | 66kV | Meshed | None
Metro East | HOPE VALLEY - TEA TREE GULLY SD1554B | ESS | MVA | 2025 |  | 66kV | Meshed | None
Metro South | HV/SAW TEE - MORPHETT VALE EAST SD1591C | ESS | MVA | 2025 |  | 66kV | Meshed | None
Metro East | KENT TOWN - KENT TOWN TEE SD1690 | ESS | MVA | 2025 |  | 66kV | Meshed | None
Metro South | KESWICK - CLARENCE GARDENS SD1671 | ESS | MVA | 2025 |  | 66kV | Radial | None
Metro South | KESWICK - NEW RICHMOND TEE SD1670A | ESS | MVA | 2025 |  | 66kV | Meshed | N-1
Metro South | KESWICK - WHITMORE SQUARE TEE SD1669A | ESS | MVA | 2025 |  | 66kV | Meshed | None
Metro West | KILBURN - CAVAN SD2014 | ESS | MVA | 2025 |  | 66kV | Meshed | None
Metro West | KILBURN - CROYDON PARK SD1531 | ESS | MVA | 2025 |  | 66kV | Meshed | None
Metro East | KILBURN SOUTH TEE - KILBURN SOUTH SD1658B | ESS | MVA | 2025 |  | 66kV | Radial | None
Metro East | KILBURN SOUTH TEE - PROSPECT SD1658C | ESS | MVA | 2025 |  | 66kV | Meshed | None
Metro West | KILKENNY - WOODVILLE SD1675 | ESS | MVA | 2025 |  | 66kV | Meshed | None
Metro South | KINGSWOOD - NORTH UNLEY SD1574 | ESS | MVA | 2025 |  | 66kV | Meshed | None
Metro West | LARGS NORTH - ADELAIDE BRIGHTON CEMENT SD1654 | ESS | MVA | 2025 |  | 66kV | Meshed | None
Metro West | LEFEVRE - BLACKPOOL SD1693 | ESS | MVA | 2025 |  | 66kV | Meshed | None
Metro South | LINDEN PARK - LINDEN PARK TEE SD1662A | ESS | MVA | 2025 |  | 66kV | Meshed | None
Metro South | LOWER MITCHAM - KINGSWOOD SD1563 | ESS | MVA | 2025 |  | 66kV | Meshed | None
Metro East | MAGILL - BURNSIDE SD1556 | ESS | MVA | 2025 |  | 66kV | Radial | None
Metro East | MAGILL - KENT TOWN TEE SD1663A | ESS | MVA | 2025 |  | 66kV | Meshed | None
Metro East | MAGILL - NORWOOD SD1543 | ESS | MVA | 2025 |  | 66kV | Meshed | None
Metro South | MAGILL - URAIDLA TEE SD1662B | ESS | MVA | 2025 |  | 66kV | Meshed | None
Metro East | MAGILL - WOODFORDE 2 SD1678 | ESS | MVA | 2025 |  | 66kV | Radial | None
Metro East | MAGILL - WOODFORDE 3 SD1679 | ESS | MVA | 2025 |  | 66kV | Radial | None
Metro South | MCLAREN FLAT - WILLUNGA SD1594A | ESS | MVA | 2025 |  | 66kV | Meshed | N-1
Metro South | MORPHETT VALE EAST - CLARENDON SD1592 | ESS | MVA | 2025 |  | 66kV | Radial | None
Metro South | MORPHETT VALE EAST - HACKHAM SD1694B | ESS | MVA | 2025 |  | 66kV | Meshed | None
Metro South | MORPHETT VALE EAST - MCLAREN FLAT SD1594B | ESS | MVA | 2025 |  | 66kV | Meshed | N-1
Metro South | MORPHETT VALE EAST - PORT STANVAC #1 SD1593 | ESS | MVA | 2025 |  | 66kV | Meshed | None
Metro South | MORPHETT VALE EAST - PORT STANVAC #2 SD2010 | ESS | MVA | 2025 |  | 66kV | Meshed | None
Metro South | MORPHETTVILLE - ASCOT PARK SD1586 | ESS | MVA | 2025 |  | 66kV | Meshed | None
Metro South | MORPHETTVILLE - GLENELG NORTH TEE SD1584C | ESS | MVA | 2025 |  | 66kV | Meshed | None
Metro South | MORPHETTVILLE - OAKLANDS SD1585 | ESS | MVA | 2025 |  | 66kV | Meshed | None
Metro North | MUNNO PARA - ELIZABETH DOWNS SD2023 | ESS | MVA | 2025 |  | 66kV | Meshed | None
Metro North | MUNNO PARA - EVANSTON SD1652 | ESS | MVA | 2025 |  | 66kV | Meshed | N-1
Metro West | NEW OSBORNE - BLACKPOOL SD1518 | ESS | MVA | 2025 |  | 66kV | Meshed | None
Metro West | NEW OSBORNE - GLANVILLE SD1527 | ESS | MVA | 2025 |  | 66kV | Meshed | N-1
Metro West | NEW OSBORNE - LARGS NORTH SD1653 | ESS | MVA | 2025 |  | 66kV | Meshed | None
Metro West | NEW OSBORNE - SMORGON STEEL RECYCLING SD1532A | ESS | MVA | 2025 |  | 66kV | Meshed | None
Metro West | NEW RICHMOND - THEBARTON SD1516 | ESS | MVA | 2025 |  | 66kV | Meshed | None
Metro South | NEW RICHMOND TEE - NEW RICHMOND SD1670B | ESS | MVA | 2025 |  | 66kV | Meshed | None
Metro South | NEW RICHMOND TEE - PLYMPTON SD1670C | ESS | MVA | 2025 |  | 66kV | Meshed | None
Metro South | NOARLUNGA CENTRE - PORT NOARLUNGA SD1668 | ESS | MVA | 2025 |  | 66kV | Meshed | None
Metro East | NORTH ADELAIDE - HINDLEY STREET TEE SD1659A | ESS | MVA | 2025 |  | 66kV | Meshed | None
Metro South | NORTH UNLEY - WHITMORE SQUARE TEE SD1669B | ESS | MVA | 2025 |  | 66kV | Meshed | N-1
Metro East | NORTHFIELD - CLEARVIEW SD1549 | ESS | MVA | 2025 |  | 66kV | Radial | None
Metro East | NORTHFIELD - DRY CREEK SD1657 | ESS | MVA | 2025 |  | 66kV | Meshed | None
Metro East | NORTHFIELD - HARROW SD1535 | ESS | MVA | 2025 |  | 66kV | Radial | None
Metro East | NORTHFIELD - HILLCREST SD1534 | ESS | MVA | 2025 |  | 66kV | Meshed | None
Metro East | NORTHFIELD - HOLDEN HILL SD1539 | ESS | MVA | 2025 |  | 66kV | Meshed | None
Metro East | NORTHFIELD - INGLE FARM #1 SD1548 | ESS | MVA | 2025 |  | 66kV | Meshed | None
Metro East | NORTHFIELD - INGLE FARM #2 SD2019 | ESS | MVA | 2025 |  | 66kV | Meshed | None
Metro East | NORWOOD - EAST TERRACE SD1545 | ESS | MVA | 2025 |  | 66kV | Meshed | N-1
Metro East | NORWOOD - KENT TOWN SD1559 | ESS | MVA | 2025 |  | 66kV | Meshed | None
Metro East | NORWOOD - LINDEN PARK SD1544 | ESS | MVA | 2025 |  | 66kV | Meshed | None
Metro South | PANORAMA - ASCOT PARK SD1587 | ESS | MVA | 2025 |  | 66kV | Meshed | None
Metro South | PANORAMA - BLACKWOOD SD1572 | ESS | MVA | 2025 |  | 66kV | Radial | None
Metro South | PANORAMA - CUDMORE PARK SD1573 | ESS | MVA | 2025 |  | 66kV | Radial | None
Metro South | PANORAMA - LINDEN PARK TEE SD1662C | ESS | MVA | 2025 |  | 66kV | Meshed | None
Metro South | PANORAMA - LOWER MITCHAM SD1562 | ESS | MVA | 2025 |  | 66kV | Meshed | None
Metro South | PANORAMA - TONSLEY EAST SD2035 | ESS | MVA | 2025 |  | 66kV | Meshed | None
Metro North | PARA - ELIZABETH HEIGHTS SD1504 | ESS | MVA | 2025 |  | 66kV | Meshed | None
Metro North | PARA - ELIZABETH SOUTH SD1503 | ESS | MVA | 2025 |  | 66kV | Meshed | None
Metro North | PARAFIELD GARDENS - CAVAN SD1687 | ESS | MVA | 2025 |  | 66kV | Meshed | None
Metro North | PARAFIELD GARDENS - SALISBURY SD1502 | ESS | MVA | 2025 |  | 66kV | Meshed | None
Metro North | PARAFIELD GARDENS WEST - BOLIVAR SD1683 | ESS | MVA | 2025 |  | 66kV | Radial | None
Metro North | PARAFIELD GARDENS WEST - PARAFIELD GARDENS SD1682 | ESS | MVA | 2025 |  | 66kV | Meshed | N-1
Metro North | PARAFIELD GARDENS WEST - PARALOWIE SD1510 | ESS | MVA | 2025 |  | 66kV | Meshed | None
Metro North | PENFIELD - DIREK SD1685 | ESS | MVA | 2025 |  | 66kV | Meshed | None
Metro North | PENFIELD - ELIZABETH SOUTH SD1509 | ESS | MVA | 2025 |  | 66kV | Meshed | None
Metro South | PLYMPTON - GLENELG NORTH SD1583 | ESS | MVA | 2025 |  | 66kV | Meshed | None
Metro West | PORT ADELAIDE - CHELTENHAM SD1646 | ESS | MVA | 2025 |  | 66kV | Meshed | None
Metro West | PORT ADELAIDE NORTH - ATHOL PARK TEE SD1677B | ESS | MVA | 2025 |  | 66kV | Meshed | None
Metro South | PORT NOARLUNGA - SEAFORD SD1676A | ESS | MVA | 2025 |  | 66kV | Meshed | N-1
Metro South | PORT STANVAC - LONSDALE SD1673 | ESS | MVA | 2025 |  | 66kV | Meshed | None
Metro South | PORT STANVAC - NOARLUNGA CENTRE SD1667 | ESS | MVA | 2025 |  | 66kV | Meshed | None
Metro East | PROSPECT - CROYDON SD2024 | ESS | MVA | 2025 |  | 66kV | Meshed | None
Metro West | QUEENSTOWN - GLANVILLE SD1526 | ESS | MVA | 2025 |  | 66kV | Meshed | None
Metro South | SEACOMBE - OAKLANDS SD1565 | ESS | MVA | 2025 |  | 66kV | Meshed | None
Metro South | SEACOMBE - SHEIDOW PARK SD1672 | ESS | MVA | 2025 |  | 66kV | Meshed | None
Metro South | SEAFORD - ALDINGA SD1676B | ESS | MVA | 2025 |  | 66kV | Meshed | N-1
Metro South | SHEIDOW PARK - LONSDALE SD2009 | ESS | MVA | 2025 |  | 66kV | Meshed | None
Metro North | SMITHFIELD WEST - ANGLE VALE SD1650 | ESS | MVA | 2025 |  | 66kV | Meshed | None
Metro West | SMORGON STEEL RECYCLING - PORT ADELAIDE NORTH SD1532B | ESS | MVA | 2025 |  | 66kV | Meshed | None
Metro North | ST KILDA - VIRGINIA SD1684 | ESS | MVA | 2025 |  | 66kV | Radial | None
Metro East | TEA TREE GULLY - GOLDEN GROVE SD1638 | ESS | MVA | 2025 |  | 66kV | Meshed | None
Metro West | THEBARTON - CROYDON SD1522 | ESS | MVA | 2025 |  | 66kV | Meshed | None
Metro South | TONSLEY EAST - TONSLEY PARK SD1588 | ESS | MVA | 2025 |  | 66kV | Meshed | None
Metro South | TONSLEY PARK - SEACOMBE SD1564 | ESS | MVA | 2025 |  | 66kV | Meshed | None
Metro West | TORRENS ISLAND - ATHOL PARK TEE SD1677C | ESS | MVA | 2025 |  | 66kV | Meshed | None
Metro West | TORRENS ISLAND - KILBURN SD1656 | ESS | MVA | 2025 |  | 66kV | Meshed | None
Metro South | URAIDLA TEE - LINDEN PARK TEE SD1662D | ESS | MVA | 2025 |  | 66kV | Meshed | None
Metro North | VIRGINIA - VIRGINIA TEE SD2022A | ESS | MVA | 2025 |  | 66kV | Radial | None
Metro North | VIRGINIA TEE - TWO WELLS SD2022B | ESS | MVA | 2025 |  | 66kV | Radial | None
Metro East | WHITMORE SQUARE - KENT TOWN TEE SD1663B | ESS | MVA | 2025 |  | 66kV | Meshed | None
Metro East | WHITMORE SQUARE - WHITMORE SQUARE TEE SD1669C | ESS | MVA | 2025 |  | 66kV | Meshed | None
Metro West | WOODVILLE - FINDON SD1524 | ESS | MVA | 2025 |  | 66kV | Meshed | None
Metro West | WOODVILLE - QUEENSTOWN SD1525 | ESS | MVA | 2025 |  | 66kV | Meshed | None
Eastern Hills | MOUNT BARKER DISTRIBUTION - MOUNT BARKER SOUTH SD2012 | ESS | MVA | 2025 |  | 66kV | Meshed | None
Eastern Hills | MOUNT BARKER DISTRIBUTION - BALHANNAH SD1598 | ESS | MVA | 2025 | 4.0685 | 66kV | Radial | None
Eastern Hills | BALHANNAH - URAIDLA SD1599 | ESS | MVA | 2025 | 2.1878 | 66kV | Radial | None
Eastern Hills | URAIDLA - MAGILL (METRO SOUTH TIE) SD1662E | ESS | MVA | 2025 | 0 | 66kV | Radial | None
Eastern Hills | MOUNT BARKER DISTRIBUTION - HAHNDORF SD1596 | ESS | MVA | 2025 | 0.62262 | 66kV | Radial | None
Eastern Hills | MOUNT BARKER SOUTH - MEADOWS SD1597 | ESS | MVA | 2025 | 0.57822 | 66kV | Radial | None
Eastern Hills | MOUNT BARKER SOUTH - STRATHALBYN EAST TEE SD1601A | ESS | MVA | 2025 | 1.0515 | 66kV | Radial | None
Eastern Hills | STRATHALBYN EAST TEE - STRATHALBYN SD1601B | ESS | MVA | 2025 | 1.0515 | 66kV | Radial | None
Eastern Hills | STRATHALBYN - BELVIDERE SD1602 | ESS | MVA | 2025 | 0.22786 | 66kV | Radial | None
Eastern Hills | BELVIDERE - MILANG SD1603 | ESS | MVA | 2025 | 0.12655 | 66kV | Radial | None
Eastern Hills | BELVIDERE - LANGHORNE CREEK SD1604 | ESS | MVA | 2025 | 0.10131 | 66kV | Radial | None
Eyre Peninsula | YADNARIE - CLEVE SD1609 | ESS | MVA | 2025 | 0.16528 | 66kV | Radial | None
Eyre Peninsula | YADNARIE - RUDALL SD1610 | ESS | MVA | 2025 | 0.11423 | 66kV | Radial | None
Eyre Peninsula | RUDALL - DARKE PEAK SD1611 | ESS | MVA | 2025 | 0.075355 | 66kV | Radial | None
Eyre Peninsula | DARKE PEAK - CARALUE SD1612 | ESS | MVA | 2025 | 0.071091 | 66kV | Radial | None
Eyre Peninsula | RUDALL - LOCK SD1613 | ESS | MVA | 2025 | 0.037297 | 66kV | Radial | None
Eyre Peninsula | LOCK - POLDA SD1614 | ESS | MVA | 2025 | 0 | 66kV | Radial | None
Eyre Peninsula | WUDINNA - POLDA SD1615 | ESS | MVA | 2025 | 0.023495 | 66kV | Radial | None
Eyre Peninsula | WUDINNA - MOORKITABIE SD1605 | ESS | MVA | 2025 | 0.47805 | 66kV | Radial | None
Eyre Peninsula | MOORKITABIE - TARLTON SD1606 | ESS | MVA | 2025 | 0.43778 | 66kV | Radial | None
Eyre Peninsula | TARLTON - STREAKY BAY SD1607 | ESS | MVA | 2025 | 0.11099 | 66kV | Radial | None
Eyre Peninsula | TARLTON - CEDUNA SD1608 | ESS | MVA | 2025 | 0.31757 | 66kV | Radial | None
Riverland | NORTH WEST BEND - MORGAN TEE SD1616 | ESS | MVA | 2025 | 1.2612 | 66kV | Radial | None
Riverland | MORGAN TEE - CORDOLA SD1617 | ESS | MVA | 2025 | 1.2374 | 66kV | Radial | None
Riverland | CORDOLA - ROONKA SD1618 | ESS | MVA | 2025 | 1.207 | 66kV | Radial | None
Riverland | ROONKA - PORTEE SD1619 | ESS | MVA | 2025 | 0.59853 | 66kV | Radial | None
Riverland | PORTEE - SWAN REACH SD1620 | ESS | MVA | 2025 | 0.59631 | 66kV | Radial | None
Riverland | NORTH WEST BEND - CADELL SD1622 | ESS | MVA | 2025 | 1.381 | 66kV | Radial | None
Riverland | CADELL - QUALCO SD1623 | ESS | MVA | 2025 | 1.3486 | 66kV | Radial | None
Riverland | QUALCO - RAMCO SD1624 | ESS | MVA | 2025 | 1.3398 | 66kV | Radial | None
Riverland | RAMCO - WAIKERIE SD1625 | ESS | MVA | 2025 | 1.2942 | 66kV | Radial | None
Riverland | BERRI - GLOSSOP SD1626 | ESS | MVA | 2025 | 7.5915 | 66kV | Radial | None
Riverland | GLOSSOP - LOVEDAY SD1627 | ESS | MVA | 2025 | 7.3971 | 66kV | Radial | None
Riverland | LOVEDAY - WOOLPUNDA SD1628 | ESS | MVA | 2025 | 0.014217 | 66kV | Radial | None
Riverland | WOOLPUNDA - WAIKERIE SD1629 | ESS | MVA | 2025 | 0 | 66kV | Radial | None
Riverland | BERRI - LOXTON SD1630 | ESS | MVA | 2025 | 3.2614 | 66kV | Radial | None
Riverland | LOXTON - PYAP SD1631 | ESS | MVA | 2025 | 0.24441 | 66kV | Radial | None
Riverland | BERRI - RENMARK SD1632 | ESS | MVA | 2025 | 3.0298 | 66kV | Radial | None
Riverland | RENMARK - PARINGA SD1633 | ESS | MVA | 2025 | 0.10868 | 66kV | Radial | None
Riverland | BERRI - LYRUP SD1634 | ESS | MVA | 2025 | 0.041503 | 66kV | Radial | None
Metro South | WILLUNGA - MYPONGA SD1568 | ESS | MVA | 2025 | 1.7995 | 66kV | Radial | None
Metro South | MYPONGA - YANKALILLA SD1569 | ESS | MVA | 2025 | 0.94839 | 66kV | Radial | None
Metro South | YANKALILLA - CAPE JERVIS SD1689 | ESS | MVA | 2025 | 0.41084 | 66kV | Radial | None
Metro South | WILLUNGA - SQUARE WATER HOLE SD1570 | ESS | MVA | 2025 | 2.6892 | 66kV | Radial | None
Metro South | SQUARE WATER HOLE - VICTOR HARBOR SD1595 | ESS | MVA | 2025 | 1.4541 | 66kV | Radial | None
Metro South | SQUARE WATER HOLE - GOOLWA SD1571 | ESS | MVA | 2025 | 0.97914 | 66kV | Radial | None
Eastern Hills | BALHANNAH - WOODSIDE SD41100 | ESS | MVA | 2025 | 0.54332 | 33kV | Radial | None
Eastern Hills | BALHANNAH - VERDUN TEE SD41200 | ESS | MVA | 2025 | 0.41389 | 33kV | Radial | None
Eastern Hills | VERDUN TEE - ALDGATE TEE SD41200 | ESS | MVA | 2025 | 0.0010759 | 33kV | Radial | None
Eastern Hills | VERDUN TEE - MYLOR SD41200 | ESS | MVA | 2025 | 0.3394 | 33kV | Radial | None
Eastern Hills | BALHANNAH - NAIRNE TEE SD41300 | ESS | MVA | 2025 | 0.92356 | 33kV | Radial | None
Eastern Hills | NAIRNE TEE - NAIRNE SD41300 | ESS | MVA | 2025 | 0.52242 | 33kV | Radial | None
Eastern Hills | NAIRNE TEE - BRUKUNGA SD41300 | ESS | MVA | 2025 | 0.032475 | 33kV | Radial | None
Eastern Hills | URAIDLA - PICCADILLY TEE SD42100 | ESS | MVA | 2025 | 1.7279 | 33kV | Radial | None
Eastern Hills | PICCADILLY TEE - PICCADILLY EOL SD42100 | ESS | MVA | 2025 | 0.2373 | 33kV | Radial | None
Eastern Hills | PICCADILLY TEE - ALDGATE TEE SD42100 | ESS | MVA | 2025 | 1.4906 | 33kV | Radial | None
Eastern Hills | ALDGATE TEE - ALDGATE SD42100 | ESS | MVA | 2025 | 0.66104 | 33kV | Radial | None
Eastern Hills | ANGAS CREEK - BIRDWOOD TEE SD38100 | ESS | MVA | 2025 | 0.42283 | 33kV | Radial | None
Eastern Hills | BIRDWOOD TEE - GUMERACHA RURAL SD38100 | ESS | MVA | 2025 | 0.03655 | 33kV | Radial | None
Eastern Hills | BIRDWOOD TEE - BIRDWOOD SD38100 | ESS | MVA | 2025 | 0.38628 | 33kV | Radial | None
Eastern Hills | BIRDWOOD - MOUNT PLEASANT TEE SD38100 | ESS | MVA | 2025 | 0.19008 | 33kV | Radial | None
Eastern Hills | MOUNT PLEASANT TEE - PALMER RURAL SD38100 | ESS | MVA | 2025 | 0.049867 | 33kV | Radial | None
Eastern Hills | MOUNT PLEASANT TEE - MOUNT PLEASANT SD38100 | ESS | MVA | 2025 | 0.14021 | 33kV | Radial | None
Eastern Hills | ANGAS CREEK - ANGAS CREEK TEE SD38200 | ESS | MVA | 2025 | 0.76836 | 33kV | Radial | None
Eastern Hills | ANGAS CREEK TEE - LOBETHAL SD38200 | ESS | MVA | 2025 | 0.41101 | 33kV | Radial | None
Eastern Hills | LOBETHAL - WOODSIDE SD38200 | ESS | MVA | 2025 | 0 | 33kV | Radial | None
Eastern Hills | ANGAS CREEK TEE - GUMERACHA WEIR SD38200 | ESS | MVA | 2025 | 0.35735 | 33kV | Radial | None
Eastern Hills | GUMERACHA WEIR - HOUGHTON SD38200 | ESS | MVA | 2025 | 0.19578 | 33kV | Radial | None
Eastern Hills | GUMERACHA WEIR - KERSBROOK SD38200 | ESS | MVA | 2025 | 0.15277 | 33kV | Radial | None
Eastern Hills | KERSBROOK - WILLIAMSTOWN SOUTH TEE SD38200 | ESS | MVA | 2025 | 0.085462 | 33kV | Radial | None
Eastern Hills | GUMERACHA WEIR - GUMERACHA RURAL SD38200 | ESS | MVA | 2025 | 0 | 33kV | Radial | None
Eyre Peninsula | WHYALLA CENTRAL - WHYALLA CITY 1 SD56101 | ESS | MVA | 2025 | 0.49809 | 33kV | Radial | None
Eyre Peninsula | WHYALLA CENTRAL - WHYALLA CITY 2 SD56102 | ESS | MVA | 2025 | 0 | 33kV | Radial | None
Eyre Peninsula | WHYALLA CENTRAL - WHYALLA STUART SD56201 | ESS | MVA | 2025 | 0.60023 | 33kV | Radial | None
Eyre Peninsula | WHYALLA CENTRAL - WHYALLA NORTH TEE SD56301 | ESS | MVA | 2025 | 4.2952 | 33kV | Radial | None
Eyre Peninsula | WHYALLA NORTH TEE - WHYALLA TERMINAL SD56301 | ESS | MVA | 2025 | 0 | 33kV | Radial | None
Eyre Peninsula | WHYALLA NORTH TEE - WHYALLA SOLAR SD56301 | ESS | MVA | 2025 | 4.2952 | 33kV | Radial | None
Eyre Peninsula | WHYALLA SOLAR - WHYALLA NORTH SD56301 | ESS | MVA | 2025 | 0.004979 | 33kV | Radial | None
Eyre Peninsula | PORT LINCOLN TERMINAL - PORT LINCOLN CITY TEE PL32 | ESS | MVA | 2025 | 0.59294 | 33kV | Radial | None
Eyre Peninsula | PORT LINCOLN CITY TEE - PORT LINCOLN CITY PL32 | ESS | MVA | 2025 | 0 | 33kV | Radial | None
Eyre Peninsula | PORT LINCOLN CITY TEE - PORT LINCOLN MARINA TEE PL32 | ESS | MVA | 2025 | 0.59294 | 33kV | Radial | None
Eyre Peninsula | PORT LINCOLN MARINA TEE - PORT LINCOLN DOCKS PL32 | ESS | MVA | 2025 | 0.22371 | 33kV | Radial | None
Eyre Peninsula | PORT LINCOLN MARINA TEE - PORT LINCOLN MARINA PL32 | ESS | MVA | 2025 | 0.36922 | 33kV | Radial | None
Eyre Peninsula | PORT LINCOLN TERMINAL - PORT LINCOLN CITY SD61101 | ESS | MVA | 2025 | 0.86061 | 33kV | Radial | None
Eyre Peninsula | PORT LINCOLN TERMINAL - POONINDIE TEE PL34 | ESS | MVA | 2025 | 0.44947 | 33kV | Radial | None
Eyre Peninsula | POONINDIE TEE - POONINDIE PL34 | ESS | MVA | 2025 | 0.049494 | 33kV | Radial | None
Eyre Peninsula | POONINDIE - POINT BOSTON PL34 | ESS | MVA | 2025 | 0.0083975 | 33kV | Radial | None
Eyre Peninsula | POONINDIE TEE - TOD RIVER PL34 | ESS | MVA | 2025 | 0.38623 | 33kV | Radial | None
Eyre Peninsula | TOD RIVER - CUMMINS CM36 | ESS | MVA | 2025 | 0.26061 | 33kV | Radial | None
Eyre Peninsula | TOD RIVER - TUMBY BAY CM35 | ESS | MVA | 2025 | 0.11881 | 33kV | Radial | None
Eyre Peninsula | PORT LINCOLN TERMINAL - ULEY SOUTH TEE PL33 | ESS | MVA | 2025 | 0.24507 | 33kV | Radial | None
Eyre Peninsula | ULEY SOUTH TEE - ULEY SOUTH PL33 | ESS | MVA | 2025 | 0 | 33kV | Radial | None
Eyre Peninsula | ULEY SOUTH TEE - ULEY PL33 | ESS | MVA | 2025 | 0.24507 | 33kV | Radial | None
Eyre Peninsula | ULEY - COFFIN BAY PL33 | ESS | MVA | 2025 | 0.21111 | 33kV | Radial | None
Eyre Peninsula | CLEVE - COWELL SD53100 | ESS | MVA | 2025 | 0.082033 | 33kV | Radial | None
Eyre Peninsula | CLEVE - BOOTHBY SD55100 | ESS | MVA | 2025 | 0.023337 | 33kV | Radial | None
Eyre Peninsula | BOOTHBY - PUMPING STATION ROAD SD55100 | ESS | MVA | 2025 | 0.023337 | 33kV | Radial | None
Eyre Peninsula | PUMPING STATION ROAD - ARNO BAY SD55100 | ESS | MVA | 2025 | 0.017022 | 33kV | Radial | None
Mid North | BRINKWORTH - YACKA TEE SD33100 | ESS | MVA | 2025 | 0.083995 | 33kV | Radial | None
Mid North | YACKA TEE - YACKA RURAL SD33100 | ESS | MVA | 2025 | 0.0066297 | 33kV | Radial | None
Mid North | YACKA TEE - SPALDING TEE SD33100 | ESS | MVA | 2025 | 0.077365 | 33kV | Radial | None
Mid North | SPALDING TEE - GEORGETOWN SD33100 | ESS | MVA | 2025 | 0.031532 | 33kV | Radial | None
Mid North | GEORGETOWN - GLADSTONE SD33100 | ESS | MVA | 2025 | 0 | 33kV | Radial | None
Mid North | SPALDING TEE - SPALDING SD33100 | ESS | MVA | 2025 | 0.041248 | 33kV | Radial | None
Mid North | BRINKWORTH - MERRITON SD33300 | ESS | MVA | 2025 | 0.026651 | 33kV | Radial | None
Mid North | BRINKWORTH - BRINKWORTH TEE SD33200 | ESS | MVA | 2025 | 0.14006 | 33kV | Radial | None
Mid North | BRINKWORTH TEE - YACKA RURAL SD33200 | ESS | MVA | 2025 | 0 | 33kV | Radial | None
Mid North | BRINKWORTH TEE - BLYTH TOWNSHIP SD33200 | ESS | MVA | 2025 | 0.14006 | 33kV | Radial | None
Mid North | BLYTH TOWNSHIP - CLARE NORTH TEE SD33200 | ESS | MVA | 2025 | 0.0053007 | 33kV | Radial | None
Mid North | BLYTH TOWNSHIP - BALAKLAVA TOWNSHIP SD33200 | ESS | MVA | 2025 | 0.067589 | 33kV | Radial | None
Mid North | WATERLOO DISTRIBUTION - RIVERTON TEE SD36400 | ESS | MVA | 2025 | 0.27242 | 33kV | Radial | N
Mid North | RIVERTON TEE - AUBURN TEE SD36400 | ESS | MVA | 2025 | 0.15609 | 33kV | Radial | None
Mid North | AUBURN TEE - AUBURN SD36400 | ESS | MVA | 2025 | 0.15609 | 33kV | Radial | None
Mid North | RIVERTON TEE - RIVERTON SD36400 | ESS | MVA | 2025 | 0.11632 | 33kV | Radial | None
Mid North | WATERLOO DISTRIBUTION - WATERLOO RURAL SD36201 | ESS | MVA | 2025 | 0.048594 | 33kV | Radial | None
Mid North | WATERLOO RURAL - ROBERTSTOWN SD36201 | ESS | MVA | 2025 | 0.048594 | 33kV | Radial | None
Mid North | WATERLOO DISTRIBUTION - PORTERS LAGOON SD36101 | ESS | MVA | 2025 | 0.018566 | 33kV | Radial | None
Mid North | PORTERS LAGOON - HANSON SD36101 | ESS | MVA | 2025 | 0 | 33kV | Radial | None
Mid North | WATERLOO DISTRIBUTION - WATERLOO TOWN SD36300 | ESS | MVA | 2025 | 0.1892 | 33kV | Radial | None
Mid North | WATERLOO TOWN - EUDUNDA TEE SD36300 | ESS | MVA | 2025 | 0.17047 | 33kV | Radial | None
Mid North | EUDUNDA TEE - EUDUNDA SD36300 | ESS | MVA | 2025 | 0.085203 | 33kV | Radial | None
Mid North | EUDUNDA TEE - KAPUNDA RURAL SD36300 | ESS | MVA | 2025 | 0 | 33kV | Radial | None
Mid North | TEMPLERS - WASLEYS SD37402 | ESS | MVA | 2025 | 0.37403 | 33kV | Radial | None
Mid North | WASLEYS - MALLALA SD37402 | ESS | MVA | 2025 | 0.26567 | 33kV | Radial | None
Mid North | TEMPLERS - HAMLEY BRIDGE SD37101 | ESS | MVA | 2025 | 0.18812 | 33kV | Radial | None
Mid North | HAMLEY BRIDGE - BALAKLAVA RURAL SD37102 | ESS | MVA | 2025 | 0.072995 | 33kV | Radial | None
Mid North | TEMPLERS - FREELING NORTH TEE SD37200 | ESS | MVA | 2025 | 0.60876 | 33kV | Radial | None
Mid North | FREELING NORTH TEE - KAPUNDA RURAL SD37200 | ESS | MVA | 2025 | 0.31102 | 33kV | Radial | N
Mid North | TEMPLERS - DAVEYSTON TOWNSHIP SD37301 | ESS | MVA | 2025 | 0.011414 | 33kV | Radial | None
Mid North | TEMPLERS - GAWLER BELT TEE SD37501 | ESS | MVA | 2025 | 0.95307 | 33kV | Radial | None
Mid North | GAWLER BELT TEE - EVANSTON SD60101 | ESS | MVA | 2025 | 0 | 33kV | Radial | None
Mid North | DORRIEN - NURIOOTPA TEE SD52100 | ESS | MVA | 2025 | 0.58969 | 33kV | Radial | N
Mid North | NURIOOTPA TEE - NURIOOTPA SD52100 | ESS | MVA | 2025 | 0.4797 | 33kV | Radial | None
Mid North | NURIOOTPA TEE - STOCKWELL SD52100 | ESS | MVA | 2025 | 0.10999 | 33kV | Radial | None
Mid North | DORRIEN - ANGASTON NO 1 SD52201 | ESS | MVA | 2025 | 0 | 33kV | Meshed | None
Mid North | DORRIEN - ANGASTON NO 2 SD52202 | ESS | MVA | 2025 | 0 | 33kV | Meshed | None
Mid North | DORRIEN - BAROSSA SOUTH SD52300 | ESS | MVA | 2025 | 0.64818 | 33kV | Radial | None
Mid North | BAROSSA SOUTH TEE - LYNDOCH TEE SD52300 | ESS | MVA | 2025 | 0.59094 | 33kV | Radial | None
Mid North | LYNDOCH TEE - LYNDOCH SD52300 | ESS | MVA | 2025 | 0.47379 | 33kV | Radial | None
Mid North | LYNDOCH TEE - SANDY CREEK TEE SD52300 | ESS | MVA | 2025 | 0.11714 | 33kV | Radial | None
Mid North | SANDY CREEK TEE - SANDY CREEK SD52300 | ESS | MVA | 2025 | 0.10878 | 33kV | Radial | None
Mid North | SANDY CREEK TEE - EVANSTON TEE SD52300 | ESS | MVA | 2025 | 0.0083634 | 33kV | Radial | None
Mid North | LYNDOCH - WILLIAMSTOWN SD52300 | ESS | MVA | 2025 | 0.28493 | 33kV | Radial | None
Mid North | WILLIAMSTOWN - WILLIAMSTOWN SOUTH TEE SD52300 | ESS | MVA | 2025 | 0.17993 | 33kV | Radial | None
Mid North | WILLIAMSTOWN SOUTH TEE - WILLIAMSTOWN SOUTH SD52300 | ESS | MVA | 2025 | 0.17993 | 33kV | Radial | None
Mid North | WILLIAMSTOWN SOUTH TEE - ANGAS CREEK TIE SD52300 | ESS | MVA | 2025 | 0 | 33kV | Radial | None
Mid North | CLARE NORTH - CLARE NO 1 SD57101 | ESS | MVA | 2025 | 0 | 33kV | Meshed | None
Mid North | CLARE NORTH - CLARE NORTH TEE SD57102 | ESS | MVA | 2025 | 0 | 33kV | Meshed | None
Mid North | CLARE NORTH TEE - CLARE NO 2 SD57102 | ESS | MVA | 2025 | 0 | 33kV | Meshed | None
Mid North | CLARE - FARRELL FLAT SD57100 | ESS | MVA | 2025 | 0.1243 | 33kV | Radial | None
Mid North | FARRELL FLAT - WATERLOO TIE SD57100 | ESS | MVA | 2025 | 0 | 33kV | Radial | None
Mid North | FARRELL FLAT - BURRA SD57100 | ESS | MVA | 2025 | 0.1243 | 33kV | Radial | None
Murraylands | MANNUM - PALMER TEE SD39200 | ESS | MVA | 2025 | 0.09433 | 33kV | Radial | None
Murraylands | PALMER TEE - MANNUM ROAD RANDELL ROAD INT SD39200 | ESS | MVA | 2025 | 0 | 33kV | Radial | None
Murraylands | PALMER TEE - CAMBRAI TEE SD39200 | ESS | MVA | 2025 | 0.09433 | 33kV | Radial | None
Murraylands | CAMBRAI TEE - CAMBRAI SD39200 | ESS | MVA | 2025 | 0.092062 | 33kV | Radial | None
Murraylands | CAMBRAI TEE - PALMER RURAL SD39200 | ESS | MVA | 2025 | 0.0022684 | 33kV | Radial | None
Murraylands | MANNUM - TEAL FLAT TEE SD39100 | ESS | MVA | 2025 | 0.21905 | 33kV | Radial | None
Murraylands | TEAL FLAT TEE - TEAL FLAT SD39100 | ESS | MVA | 2025 | 0.085278 | 33kV | Radial | None
Murraylands | TEAL FLAT TEE - SWAN REACH SD39100 | ESS | MVA | 2025 | 0.12961 | 33kV | Radial | None
Murraylands | MANNUM - CALOOTE TEE SD39300 | ESS | MVA | 2025 | 4.7545 | 33kV | Radial | None
Murraylands | CALOOTE TEE - CALOOTE SD39300 | ESS | MVA | 2025 | 0.099299 | 33kV | Radial | None
Murraylands | CALOOTE TEE - MOBILONG TIE SD39300 | ESS | MVA | 2025 | 0.099299 | 33kV | Radial | None
Murraylands | MANNUM - MANNUM RURAL SD39300 | ESS | MVA | 2025 | 0 | 33kV | Radial | None
Murraylands | MANNUM RURAL - MANNUM TOWN TEE SD39300 | ESS | MVA | 2025 | 0.19887 | 33kV | Radial | None
Murraylands | MANNUM TOWN TEE - MANNUM ROAD RANDELL ROAD INT SD39300 | ESS | MVA | 2025 | 0.19887 | 33kV | Radial | None
Murraylands | MANNUM TOWN TEE - PELLARING FLAT TEE SD39300 | ESS | MVA | 2025 | 0 | 33kV | Radial | None
Murraylands | PELLARING FLAT TEE - MANNUM TOWN SD39300 | ESS | MVA | 2025 | 0.19887 | 33kV | Radial | None
Murraylands | MOBILONG DISTRIBUTION - MOBILONG SD43100 | ESS | MVA | 2025 | 6.1966 | 33kV | Radial | None
Murraylands | MOBILONG - MOBILONG TEE SD43100 | ESS | MVA | 2025 | 6.1966 | 33kV | Radial | None
Murraylands | MOBILONG TEE - MYPOLONGA TIE SD43100 | ESS | MVA | 2025 | 0 | 33kV | Radial | None
Murraylands | MOBILONG TEE - MURRAY BRIDGE NORTH TEE SD43100 | ESS | MVA | 2025 | 6.1966 | 33kV | Radial | None
Murraylands | MURRAY BRIDGE NORTH TEE - MURRAY BRIDGE NORTH SD43100 | ESS | MVA | 2025 | 0 | 33kV | Radial | None
Murraylands | MURRAY BRIDGE NORTH TEE - MURRAY BRIDGE SOUTH TEE SD43100 | ESS | MVA | 2025 | 1.2466 | 33kV | Radial | None
Murraylands | MURRAY BRIDGE SOUTH TEE - MURRAY BRIDGE SOUTH SD43100 | ESS | MVA | 2025 | 1.2466 | 33kV | Radial | None
Murraylands | MURRAY BRIDGE SOUTH TEE - MURRAY BRIDGE TOWNSHIP SD43100 | ESS | MVA | 2025 | 0 | 33kV | Radial | None
Murraylands | MOBILONG DISTRIBUTION - MOBILONG SD43200 | ESS | MVA | 2025 | 6.1966 | 33kV | Radial | None
Murraylands | MOBILONG - MONARTO TEE SD43200 | ESS | MVA | 2025 | 5.0003 | 33kV | Radial | None
Murraylands | MONARTO TEE - MURRAY BRIDGE NORTH SD43200 | ESS | MVA | 2025 | 4.9312 | 33kV | Radial | None
Murraylands | MONARTO TEE - MONARTO SOUTH TEE SD43200 | ESS | MVA | 2025 | 0.069094 | 33kV | Radial | None
Murraylands | MONARTO SOUTH TEE - MONARTO SOUTH SD43200 | ESS | MVA | 2025 | 0.065252 | 33kV | Radial | None
Murraylands | MONARTO SOUTH TEE - MONARTO CENTRAL SD43200 | ESS | MVA | 2025 | 0.0038425 | 33kV | Radial | None
Murraylands | MOBILONG DISTRIBUTION - MOBILONG SD43300 | ESS | MVA | 2025 | 6.1966 | 33kV | Radial | None
Murraylands | MOBILONG - PALLAMANA TEE SD43300 | ESS | MVA | 2025 | 0.12092 | 33kV | Radial | None
Murraylands | PALLAMANA TEE - MYPOLONGA TEE SD43300 | ESS | MVA | 2025 | 0.12092 | 33kV | Radial | None
Murraylands | MYPOLONGA TEE - MYPOLONGA SD43300 | ESS | MVA | 2025 | 0.12092 | 33kV | Radial | None
Murraylands | MYPOLONGA - MYPOLONGA EOL SD43300 | ESS | MVA | 2025 | 0 | 33kV | Radial | None
Murraylands | MYPOLONGA TEE - CALOOTE TEE SD43300 | ESS | MVA | 2025 | 0 | 33kV | Radial | None
Murraylands | TAILEM BEND - PUMP STATION TEE SD40101 | ESS | MVA | 2025 | 1.5452 | 33kV | Radial | None
Murraylands | PUMP STATION TEE - TAILEM BEND RURAL SD40101 | ESS | MVA | 2025 | 0 | 33kV | Radial | None
Murraylands | TAILEM BEND RURAL - TAILEM BEND EOL SD40101 | ESS | MVA | 2025 | 0 | 33kV | Radial | None
Murraylands | PUMP STATION TEE - TAILEM BEND TOWN TEE SD40101 | ESS | MVA | 2025 | 1.5452 | 33kV | Radial | None
Murraylands | TAILEM BEND TOWN TEE - TAILEM BEND TOWN SD40101 | ESS | MVA | 2025 | 0.13262 | 33kV | Radial | None
Murraylands | TAILEM BEND TOWN TEE - JERVOIS SD40101 | ESS | MVA | 2025 | 1.4126 | 33kV | Radial | None
Murraylands | JERVOIS - JERVOIS FLAT 1 TEE SD40102 | ESS | MVA | 2025 | 1.3762 | 33kV | Radial | None
Murraylands | JERVOIS FLAT 1 TEE - JERVOIS FLAT 2 TEE SD40102 | ESS | MVA | 2025 | 1.3762 | 33kV | Radial | None
Murraylands | JERVOIS FLAT 2 TEE - WOODS POINT SD40102 | ESS | MVA | 2025 | 1.3762 | 33kV | Radial | None
Murraylands | WOODS POINT - WHITE SANDS TEE SD40103 | ESS | MVA | 2025 | 0 | 33kV | Radial | None
Murraylands | WHITE SANDS TEE - WHITE SANDS SD40103 | ESS | MVA | 2025 | 0 | 33kV | Radial | None
Murraylands | WHITE SANDS TEE - MURRAY BRIDGE TOWNSHIP SD40103 | ESS | MVA | 2025 | 0 | 33kV | Radial | None
Murraylands | TAILEM BEND - SUBSTATION ROAD TEE SD40200 | ESS | MVA | 2025 | 5.0965 | 33kV | Radial | None
Murraylands | SUBSTATION ROAD TEE - SUBSTATION ROAD SD40200 | ESS | MVA | 2025 | 0 | 33kV | Radial | None
Murraylands | SUBSTATION ROAD TEE - MALLEE HWY SD40200 | ESS | MVA | 2025 | 5.0965 | 33kV | Radial | None
Murraylands | MALLEE HWY - MOORLANDS SWER SD40200 | ESS | MVA | 2025 | 5.0903 | 33kV | Radial | None
Murraylands | MALLEE HWY - ELWOMPLE SD40200 | ESS | MVA | 2025 | 0.0061816 | 33kV | Radial | None
Murraylands | MOORLANDS SWER - COOMANDOOK SD40200 | ESS | MVA | 2025 | 5.0826 | 33kV | Radial | None
Murraylands | COOMANDOOK - COONALPYN SD40200 | ESS | MVA | 2025 | 5.0679 | 33kV | Radial | None
Murraylands | COONALPYN - BINNIES TEE SD40300 | ESS | MVA | 2025 | 0.091929 | 33kV | Radial | N
Murraylands | BINNIES TEE - BINNIES SD40300 | ESS | MVA | 2025 | 0 | 33kV | Radial | None
Murraylands | BINNIES TEE - MENINGIE SD40300 | ESS | MVA | 2025 | 0.087947 | 33kV | Radial | None
Murraylands | MENINGIE - CAMPBELL PARK TEE SD40400 | ESS | MVA | 2025 | 0.017669 | 33kV | Radial | None
Murraylands | CAMPBELL PARK TEE - CAMPBELL PARK SD40400 | ESS | MVA | 2025 | 0.0050493 | 33kV | Radial | None
Murraylands | CAMPBELL PARK TEE - NARRUNG SD40400 | ESS | MVA | 2025 | 0.012619 | 33kV | Radial | None
Murraylands | TAILEM BEND - SHERLOCK SD40501 | ESS | MVA | 2025 | 0.15231 | 33kV | Radial | None
Murraylands | SHERLOCK - KAROONDA SD40502 | ESS | MVA | 2025 | 0.037485 | 33kV | Radial | None
Murraylands | SHERLOCK - GERANIUM SD40600 | ESS | MVA | 2025 | 0.11361 | 33kV | Radial | N
Murraylands | GERANIUM - LAMEROO SD40700 | ESS | MVA | 2025 | 0.10091 | 33kV | Radial | N
Murraylands | LAMEROO - LAMEROO RURAL SD40800 | ESS | MVA | 2025 | 0.043956 | 33kV | Radial | N
Murraylands | LAMEROO RURAL - PARILLA TEE SD40800 | ESS | MVA | 2025 | 0.037728 | 33kV | Radial | N
Murraylands | PARILLA TEE - PARILLA SD40800 | ESS | MVA | 2025 | 0.0034986 | 33kV | Radial | None
Murraylands | PARILLA TEE - PINNAROO SD40800 | ESS | MVA | 2025 | 0.032928 | 33kV | Radial | None
Riverland | PARINGA - MURTHO LX21 | ESS | MVA | 2025 | 0.017706 | 33kV | Radial | N
Riverland | MURTHO - LINDSAY PT TEE LX21 | ESS | MVA | 2025 | 0 | 33kV | Radial | None
Riverland | LINDSAY PT TEE - BORDER CLIFFS LX21 | ESS | MVA | 2025 | 0 | 33kV | Radial | None
Riverland | LINDSAY PT TEE - VIC BORDER LX21 | ESS | MVA | 2025 | 0 | 33kV | Radial | None
Riverland | SWAN REACH - SWAN REACH FILTRATION TEE SD39400 | ESS | MVA | 2025 | 0.59631 | 33kV | Radial | None
Riverland | SWAN REACH FILTRATION TEE - SWAN REACH TOWN SD39400 | ESS | MVA | 2025 | 0.046311 | 33kV | Radial | None
South East | KEITH - COONALPYN SD45101 | ESS | MVA | 2025 | 0.043305 | 33kV | Radial | None
South East | KEITH - PADTHAWAY SD45300 | ESS | MVA | 2025 | 1.3575 | 33kV | Radial | None
South East | KEITH - WIRREGA SD45201 | ESS | MVA | 2025 | 0.19878 | 33kV | Radial | N
South East | WIRREGA - BORDERTOWN SD45202 | ESS | MVA | 2025 | 0.19665 | 33kV | Radial | N
South East | SNUGGERY RURAL - MILLICENT SD49100 | ESS | MVA | 2025 | 5.3482 | 33kV | Radial | None
South East | MILLICENT - SOUTH END TEE SD49100 | ESS | MVA | 2025 | 5.141 | 33kV | Radial | None
South East | SOUTH END TEE - SOUTH END SD49100 | ESS | MVA | 2025 | 0.020692 | 33kV | Radial | None
South East | SOUTH END TEE - HATHERLEIGH TOWNSHIP TEE SD49100 | ESS | MVA | 2025 | 0.16527 | 33kV | Radial | None
South East | HATHERLEIGH TOWNSHIP TEE - HATHERLEIGH TOWNSHIP SD49100 | ESS | MVA | 2025 | 0.0017612 | 33kV | Radial | None
South East | HATHERLEIGH TOWNSHIP TEE - HATHERLEIGH SD49100 | ESS | MVA | 2025 | 0.16351 | 33kV | Radial | None
South East | HATHERLEIGH - BEACHPORT TEE SD49200 | ESS | MVA | 2025 | 0.16351 | 33kV | Radial | None
South East | BEACHPORT TEE - BEACHPORT SD49200 | ESS | MVA | 2025 | 0.049486 | 33kV | Radial | None
South East | BEACHPORT TEE - ROBE SD49200 | ESS | MVA | 2025 | 0.11402 | 33kV | Radial | N
South East | SNUGGERY RURAL - MOUNT BURR SD49500 | ESS | MVA | 2025 | 0.028384 | 33kV | Radial | None
South East | MOUNT BURR - KALANGADOO TEE SD49500 | ESS | MVA | 2025 | 0.015993 | 33kV | Radial | None
South East | KALANGADOO TEE - KALANGADOO SD49500 | ESS | MVA | 2025 | 0 | 33kV | Radial | None
South East | KALANGADOO TEE - KALANGADOO RURAL SD49500 | ESS | MVA | 2025 | 0 | 33kV | Radial | None
South East | BLANCHE - MOUNT GAMBIER WEST SD48101 | ESS | MVA | 2025 | 0 | 33kV | Radial | None
South East | BLUE LAKE TEE - MOUNT GAMBIER SD48104 | ESS | MVA | 2025 | 0 | 33kV | Radial | None
South East | BLANCHE - LAKESIDE TEE SD48100 | ESS | MVA | 2025 | 0.64376 | 33kV | Radial | None
South East | LAKESIDE TEE - GLENCOE TEE SD48100 | ESS | MVA | 2025 | 0.64196 | 33kV | Radial | None
South East | GLENCOE TEE - TANTANOOLA SD48100 | ESS | MVA | 2025 | 0.04797 | 33kV | Radial | None
South East | GLENCOE TEE - MOUNT GAMBIER SD48100 | ESS | MVA | 2025 | 0.59399 | 33kV | Radial | None
South East | BLANCHE - KONGORONG TEE SD48200 | ESS | MVA | 2025 | 0.23 | 33kV | Radial | None
South East | KONGORONG TEE - KONGORONG SD48200 | ESS | MVA | 2025 | 0.049438 | 33kV | Radial | None
South East | KONGORONG TEE - MOUNT SCHANK SD48200 | ESS | MVA | 2025 | 0.18057 | 33kV | Radial | None
South East | MOUNT SCHANK - ALLENDALE EAST SD48200 | ESS | MVA | 2025 | 0.15053 | 33kV | Radial | None
South East | MOUNT GAMBIER - TARPEENA SOUTH TEE SD47101 | ESS | MVA | 2025 | 0.023032 | 33kV | Radial | None
South East | TARPEENA SOUTH TEE - MOUNT GAMBIER SD47101 | ESS | MVA | 2025 | 0 | 33kV | Radial | None
South East | TARPEENA SOUTH TEE - TARPEENA SOUTH SD47101 | ESS | MVA | 2025 | 0.023032 | 33kV | Radial | None
South East | KINCRAIG - LUCINDALE SD46201 | ESS | MVA | 2025 | 0.12632 | 33kV | Radial | None
South East | LUCINDALE - KINGSTON SE SD46201 | ESS | MVA | 2025 | 0.091218 | 33kV | Radial | None
South East | KINCRAIG - NARACOORTE SD46300 | ESS | MVA | 2025 | 4.7742 | 33kV | Radial | None
South East | NARACOORTE - NARACOORTE EAST TEE SD46100 | ESS | MVA | 2025 | 4.2898 | 33kV | Radial | None
South East | NARACOORTE EAST TEE - NARACOORTE EAST SD46100 | ESS | MVA | 2025 | 4.2898 | 33kV | Radial | None
South East | NARACOORTE EAST TEE - PADTHAWAY SD46100 | ESS | MVA | 2025 | 0 | 33kV | Radial | None
South East | KINCRAIG - STRUAN RURAL SD46400 | ESS | MVA | 2025 | 4.9509 | 33kV | Radial | None
South East | STRUAN RURAL - GLENROY RURAL SD46400 | ESS | MVA | 2025 | 0 | 33kV | Radial | None
South East | PENOLA WEST - PENOLA TEE SD58200 | ESS | MVA | 2025 | 0.11967 | 33kV | Radial | None
South East | PENOLA TEE - GLENROY RURAL SD58200 | ESS | MVA | 2025 | 0.11967 | 33kV | Radial | N
South East | PENOLA WEST - PENOLA TEE SD58101 | ESS | MVA | 2025 | 0.11967 | 33kV | Radial | None
South East | PENOLA TEE - SAFRIES TEE SD58101 | ESS | MVA | 2025 | 0.023618 | 33kV | Radial | None
South East | SAFRIES TEE - KALANGADOO NANGWARRY TEE SD58101 | ESS | MVA | 2025 | 0.023618 | 33kV | Radial | None
South East | KALANGADOO NANGWARRY TEE - NANGWARRY TEE SD58101 | ESS | MVA | 2025 | 0.023473 | 33kV | Radial | None
South East | NANGWARRY TEE - NANGWARRY SD58101 | ESS | MVA | 2025 | 0.023473 | 33kV | Radial | None
South East | KALANGADOO NANGWARRY TEE - KALANGADOO RURAL SD58101 | ESS | MVA | 2025 | 0 | 33kV | Radial | None
South East | NANGWARRY TEE - MOUNT GAMBIER SD58101 | ESS | MVA | 2025 | 0 | 33kV | Radial | None
Metro South | WILLUNGA - MCLAREN VALE SD44400 | ESS | MVA | 2025 | 0.1913 | 33kV | Radial | None
Metro South | YANKALILLA - HAY FLAT SD44200 | ESS | MVA | 2025 | 0.083743 | 33kV | Radial | None
Metro South | HAY FLAT - RAPID BAY TEE SD44200 | ESS | MVA | 2025 | 0.082775 | 33kV | Radial | None
Metro South | RAPID BAY TEE - RAPID BAY SD44200 | ESS | MVA | 2025 | 0.0050575 | 33kV | Radial | None
Metro South | RAPID BAY TEE - CAPE JERVIS SD44200 | ESS | MVA | 2025 | 0.012677 | 33kV | Radial | None
Metro South | CAPE JERVIS - CUTTLEFISH BAY SD44301 | ESS | MVA | 2025 | 0.36481 | 33kV | Radial | None
Metro South | FISHERY BEACH BACKUP - CUTTLEFISH BAY BACKUP SD44301 | ESS | MVA | 2025 | 0 | 33kV | Radial | None
Metro South | CUTTLEFISH BAY - PENNESHAW SD44301 | ESS | MVA | 2025 | 0.36481 | 33kV | Radial | None
Metro South | PENNESHAW - AMERICAN RIVER SD44300 | ESS | MVA | 2025 | 0.32681 | 33kV | Radial | None
Metro South | AMERICAN RIVER - KINGSCOTE TEE SD44300 | ESS | MVA | 2025 | 0.28416 | 33kV | Radial | N
Metro South | KINGSCOTE TEE - MACGILLIVRAY SD44300 | ESS | MVA | 2025 | 0.096539 | 33kV | Radial | None
Metro South | KINGSCOTE TEE - KINGSCOTE SD44300 | ESS | MVA | 2025 | 0.18234 | 33kV | Radial | None
Upper North | DAVENPORT WEST - PORT AUGUSTA NO1 SD54101 | ESS | MVA | 2025 | 0 | 33kV | Meshed | None
Upper North | DAVENPORT WEST - PORT AUGUSTA TEE SD54102 | ESS | MVA | 2025 | 0 | 33kV | Meshed | None
Upper North | PORT AUGUSTA NO2 - PORT AUGUSTA TEE SD54102 | ESS | MVA | 2025 | 0 | 33kV | Meshed | None
Upper North | PORT AUGUSTA TEE - PORT AUGUSTA WEST TEE SD54102 | ESS | MVA | 2025 | 0.27097 | 33kV | Radial | None
Upper North | PORT AUGUSTA WEST TEE - PORT AUGUSTA WEST SD54102 | ESS | MVA | 2025 | 0.26597 | 33kV | Radial | None
Upper North | PORT AUGUSTA WEST TEE - PANDURRA TEE SD54102 | ESS | MVA | 2025 | 0.0049936 | 33kV | Radial | None
Upper North | PANDURRA TEE - BOOKALOO SD54102 | ESS | MVA | 2025 | 0 | 33kV | Radial | None
Upper North | PANDURRA TEE - PANDURRA SD54102 | ESS | MVA | 2025 | 0.0049936 | 33kV | Radial | None
Upper North | DAVENPORT WEST - AUGUSTA HWY SD54300 | ESS | MVA | 2025 | 0.22698 | 33kV | Radial | None
Upper North | AUGUSTA HWY - STIRLING NORTH SD54300 | ESS | MVA | 2025 | 0.21305 | 33kV | Radial | None
Upper North | STIRLING NORTH - QUORN SD54300 | ESS | MVA | 2025 | 0.065817 | 33kV | Radial | None
Upper North | DAVENPORT WEST - PT PATERSON SD54400 | ESS | MVA | 2025 | 0 | 33kV | Radial | None
Upper North | BAROOTA - BAROOTA TOWN TEE SD31100 | ESS | MVA | 2025 | 0.36892 | 33kV | Radial | None
Upper North | BAROOTA TOWN TEE - BAROOTA TOWN SD31100 | ESS | MVA | 2025 | 0.0069052 | 33kV | Radial | None
Upper North | BAROOTA TOWN TEE - BAROOTA TEE SD31100 | ESS | MVA | 2025 | 0.36202 | 33kV | Radial | None
Upper North | BAROOTA TEE - NAPPERBY BUNGAMA SD31100 | ESS | MVA | 2025 | 0.11752 | 33kV | Radial | None
Upper North | BAROOTA TEE - MURRAYTOWN SD31100 | ESS | MVA | 2025 | 0.24106 | 33kV | Radial | None
Upper North | MURRAYTOWN - WIRRABARA FOREST TEE SD31200 | ESS | MVA | 2025 | 0.075703 | 33kV | Radial | None
Upper North | WIRRABARA FOREST TEE - WIRRABARA FOREST SD31200 | ESS | MVA | 2025 | 0.0097092 | 33kV | Radial | None
Upper North | WIRRABARA FOREST TEE - GLADSTONE SD31200 | ESS | MVA | 2025 | 0.022663 | 33kV | Radial | None
Upper North | MURRAYTOWN - ORROROO SD31300 | ESS | MVA | 2025 | 0.10297 | 33kV | Radial | None
Upper North | MURRAYTOWN - WILMINGTON SD31400 | ESS | MVA | 2025 | 0.056619 | 33kV | Radial | None
Upper North | BUNGAMA - PORT PIRIE SOUTH SD32101 | ESS | MVA | 2025 | 0 | 33kV | Meshed | None
Upper North | PORT PIRIE SOUTH - PORT PIRIE SD32102 | ESS | MVA | 2025 | 0 | 33kV | Meshed | None
Upper North | BUNGAMA - PORT PIRIE SD32103 | ESS | MVA | 2025 | 0 | 33kV | Meshed | None
Upper North | BUNGAMA - HUGHES GAP SD32301 | ESS | MVA | 2025 | 8.9214 | 33kV | Radial | Reverse N
Upper North | HUGHES GAP - CRYSTAL BROOK TEE SD32302 | ESS | MVA | 2025 | 0.36041 | 33kV | Radial | None
Upper North | CRYSTAL BROOK TEE - GLADSTONE SD32302 | ESS | MVA | 2025 | 0.36041 | 33kV | Radial | None
Upper North | GLADSTONE - CALTOWIE TEE SD32200 | ESS | MVA | 2025 | 0.21969 | 33kV | Radial | None
Upper North | CALTOWIE TEE - CALTOWIE SD32200 | ESS | MVA | 2025 | 0.0043757 | 33kV | Radial | None
Upper North | CALTOWIE TEE - PETERBOROUGH TEE SD32200 | ESS | MVA | 2025 | 0.20921 | 33kV | Radial | None
Upper North | PETERBOROUGH TEE - JAMESTOWN SD32200 | ESS | MVA | 2025 | 0.13074 | 33kV | Radial | None
Upper North | JAMESTOWN - TEROWIE TOWNSHIP SD32200 | ESS | MVA | 2025 | 0.023202 | 33kV | Radial | None
Upper North | PETERBOROUGH TEE - PETERBOROUGH SD32200 | ESS | MVA | 2025 | 0.07847 | 33kV | Radial | None
Upper North | BUNGAMA - PORT BROUGHTON TEE SD32400 | ESS | MVA | 2025 | 0.34549 | 33kV | Radial | Reverse N
Upper North | PORT BROUGHTON TEE - PORT BROUGHTON SD32400 | ESS | MVA | 2025 | 0.21015 | 33kV | Radial | None
Upper North | PORT BROUGHTON TEE - BRINKWORTH TIE SD32400 | ESS | MVA | 2025 | 0 | 33kV | Radial | None
Upper North | PORT BROUGHTON TEE - CRYSTAL BROOK TEE SD32400 | ESS | MVA | 2025 | 0.13145 | 33kV | Radial | None
Upper North | NEUROODLA - HAWKER SD59100 | ESS | MVA | 2025 | 0.015821 | 33kV | Radial | None
Yorke Peninsula | HUMMOCKS DISTRIBUTION - NINNES TEE SD34400 | ESS | MVA | 2025 | 0.19743 | 33kV | Radial | None
Yorke Peninsula | NINNES TEE - LOCHIEL SD34400 | ESS | MVA | 2025 | 0.13895 | 33kV | Radial | None
Yorke Peninsula | NINNES TEE - KAINTON TEE SD34400 | ESS | MVA | 2025 | 0.042686 | 33kV | Radial | None
Yorke Peninsula | KAINTON TEE - KAINTON SD34400 | ESS | MVA | 2025 | 0.0060998 | 33kV | Radial | None
Yorke Peninsula | KAINTON TEE - PASKEVILLE SD34400 | ESS | MVA | 2025 | 0.036586 | 33kV | Radial | None
Yorke Peninsula | PASKEVILLE - KADINA EAST SD34405 | ESS | MVA | 2025 | 0.016466 | 33kV | Radial | None
Yorke Peninsula | HUMMOCKS DISTRIBUTION - PORT CLINTON SD34300 | ESS | MVA | 2025 | 0.061791 | 33kV | Radial | None
Yorke Peninsula | PORT CLINTON - ARDROSSAN SD34300 | ESS | MVA | 2025 | 0.023724 | 33kV | Radial | None
Yorke Peninsula | HUMMOCKS DISTRIBUTION - FEDERATION CORNER SD34201 | ESS | MVA | 2025 | 1.3748 | 33kV | Radial | None
Yorke Peninsula | FEDERATION CORNER - SWAMP ROAD SD34201 | ESS | MVA | 2025 | 1.3681 | 33kV | Radial | None
Yorke Peninsula | FEDERATION CORNER - PT WAKEFIELD TEE SD34201 | ESS | MVA | 2025 | 0.0066885 | 33kV | Radial | None
Yorke Peninsula | PT WAKEFIELD TEE - SWAMP ROAD SD34201 | ESS | MVA | 2025 | 0 | 33kV | Radial | None
Yorke Peninsula | SWAMP ROAD - PT WAKEFIELD FAR NORTH EAST SD34201 | ESS | MVA | 2025 | 0 | 33kV | Radial | None
Yorke Peninsula | PT WAKEFIELD TEE - PT WAKEFIELD RURAL SD34201 | ESS | MVA | 2025 | 0.0066885 | 33kV | Radial | None
Yorke Peninsula | PT WAKEFIELD RURAL - PT WAKEFIELD TOWN TEE SD34201 | ESS | MVA | 2025 | 0.0044758 | 33kV | Radial | None
Yorke Peninsula | PT WAKEFIELD TOWN TEE - PT WAKEFIELD TOWN SD34201 | ESS | MVA | 2025 | 0 | 33kV | Radial | None
Yorke Peninsula | PT WAKEFIELD TOWN TEE - PROOF RANGE SD34201 | ESS | MVA | 2025 | 0.0044758 | 33kV | Radial | None
Yorke Peninsula | HUMMOCKS DISTRIBUTION - BOWMANS TEE SD34102 | ESS | MVA | 2025 | 0.20037 | 33kV | Radial | None
Yorke Peninsula | BOWMANS TEE - PT WAKEFIELD RURAL SD34102 | ESS | MVA | 2025 | 0 | 33kV | Radial | None
Yorke Peninsula | BOWMANS TEE - SAINTS SD34102 | ESS | MVA | 2025 | 0.20037 | 33kV | Radial | None
Yorke Peninsula | SAINTS - BALAKLAVA SD34102 | ESS | MVA | 2025 | 0.16974 | 33kV | Radial | None
Yorke Peninsula | BALAKLAVA - BALAKLAVA RURAL SD34102 | ESS | MVA | 2025 | 0 | 33kV | Radial | None
Yorke Peninsula | BALAKLAVA - BALAKLAVA TOWNSHIP SD34102 | ESS | MVA | 2025 | 0 | 33kV | Radial | None
Yorke Peninsula | KADINA EAST DISTRIBUTION - KADINA SD51102 | ESS | MVA | 2025 | 5.1543 | 33kV | Radial | None
Yorke Peninsula | KADINA EAST DISTRIBUTION - MOONTA TEE SD51200 | ESS | MVA | 2025 | 5.1612 | 33kV | Radial | None
Yorke Peninsula | MOONTA TEE - KADINA SD51200 | ESS | MVA | 2025 | 0 | 33kV | Radial | None
Yorke Peninsula | MOONTA TEE - MOONTA SD51200 | ESS | MVA | 2025 | 5.1612 | 33kV | Radial | N
Yorke Peninsula | KADINA EAST DISTRIBUTION - WALLAROO TEE SD51300 | ESS | MVA | 2025 | 9.287 | 33kV | Radial | None
Yorke Peninsula | WALLAROO TEE - KADINA SD51300 | ESS | MVA | 2025 | 0 | 33kV | Radial | None
Yorke Peninsula | WALLAROO TEE - WALLAROO SD51300 | ESS | MVA | 2025 | 0.52702 | 33kV | Radial | None
Yorke Peninsula | ARDROSSAN WEST DISTRIBUTION - MAITLAND SD35100 | ESS | MVA | 2025 | 0.17387 | 33kV | Radial | None
Yorke Peninsula | ARDROSSAN WEST DISTRIBUTION - ARDROSSAN SD35201 | ESS | MVA | 2025 | 0.09171 | 33kV | Radial | None
Yorke Peninsula | ARDROSSAN WEST DISTRIBUTION - ARDROSSAN BHP SD35200 | ESS | MVA | 2025 | 0.29403 | 33kV | Radial | None
Yorke Peninsula | ARDROSSAN - ARDROSSAN BHP SD35200 | ESS | MVA | 2025 | 0 | 33kV | Radial | None
Yorke Peninsula | ARDROSSAN BHP - PORT VINCENT SD35200 | ESS | MVA | 2025 | 0.29403 | 33kV | Radial | None
Yorke Peninsula | PORT VINCENT - MINLATON TEE SD35300 | ESS | MVA | 2025 | 0.14098 | 33kV | Radial | None
Yorke Peninsula | MINLATON TEE - CURRAMULKA TEE SD35300 | ESS | MVA | 2025 | 0.14098 | 33kV | Radial | None
Yorke Peninsula | CURRAMULKA TEE - CURRAMULKA SD35300 | ESS | MVA | 2025 | 0.024766 | 33kV | Radial | None
Yorke Peninsula | CURRAMULKA TEE - MINLATON SD35300 | ESS | MVA | 2025 | 0.11622 | 33kV | Radial | None
Yorke Peninsula | MINLATON TEE - PT VINCENT RURAL SD35300 | ESS | MVA | 2025 | 0 | 33kV | Radial | None
Yorke Peninsula | DALRYMPLE - STANSBURY TEE SD35400 | ESS | MVA | 2025 | 0.078282 | 33kV | Radial | None
Yorke Peninsula | STANSBURY TEE - PORT GILES TEE SD35400 | ESS | MVA | 2025 | 0.017629 | 33kV | Radial | None
Yorke Peninsula | PORT GILES TEE - PORT GILES SD35400 | ESS | MVA | 2025 | 0.017629 | 33kV | Radial | None
Yorke Peninsula | STANSBURY TEE - STANSBURY SD35400 | ESS | MVA | 2025 | 0.060653 | 33kV | Radial | None
Yorke Peninsula | STANSBURY - PT VINCENT RURAL SD35403 | ESS | MVA | 2025 | 0.0037807 | 33kV | Radial | None
Yorke Peninsula | DALRYMPLE - WOOL BAY RURAL SD35500 | ESS | MVA | 2025 | 0.30465 | 33kV | Radial | None
Yorke Peninsula | WOOL BAY RURAL - WOOL BAY SD35500 | ESS | MVA | 2025 | 0.30465 | 33kV | Radial | None
Yorke Peninsula | WOOL BAY RURAL - PORT GILES TEE SD35500 | ESS | MVA | 2025 | 0 | 33kV | Radial | None
Yorke Peninsula | WOOL BAY - EDITHBURGH TEE SD35500 | ESS | MVA | 2025 | 0.30465 | 33kV | Radial | None
Yorke Peninsula | EDITHBURGH TEE - YORKETOWN SD35500 | ESS | MVA | 2025 | 0.2442 | 33kV | Radial | None
Yorke Peninsula | YORKETOWN - MARION BAY SD35500 | ESS | MVA | 2025 | 0.17697 | 33kV | Radial | None
Yorke Peninsula | EDITHBURGH TEE - EDITHBURGH SD35500 | ESS | MVA | 2025 | 0.060451 | 33kV | Radial | None
Metro West | ADELAIDE BRIGHTON CEMENT - PORT ADELAIDE SD1529 | ESS | MVA | 2026 |  | 66kV | Meshed | None
Metro South | ALDINGA - WILLUNGA SD1674 | ESS | MVA | 2026 |  | 66kV | Meshed | None
Metro North | ANGLE VALE - ANGLE VALE TEE SD1506A | ESS | MVA | 2026 |  | 66kV | Meshed | None
Metro North | ANGLE VALE TEE - EVANSTON SD1506B | ESS | MVA | 2026 |  | 66kV | Meshed | None
Metro North | ANGLE VALE TEE - VIRGINIA TEE SD2033 | ESS | MVA | 2026 |  | 66kV | Radial | None
Metro West | ATHOL PARK - ATHOL PARK TEE SD1677A | ESS | MVA | 2026 |  | 66kV | Radial | None
Metro West | BLACKPOOL - FULHAM GARDENS SD1639 | ESS | MVA | 2026 |  | 66kV | Meshed | None
Metro North | BOLIVAR - ST KILDA SD2034 | ESS | MVA | 2026 |  | 66kV | Radial | None
Metro East | CAMPBELLTOWN - MAGILL SD1661 | ESS | MVA | 2026 |  | 66kV | Meshed | None
Metro West | CHELTENHAM - CROYDON PARK TEE SD1655A | ESS | MVA | 2026 |  | 66kV | Meshed | None
Metro South | CITY WEST - KESWICK SD2013 | ESS | MVA | 2026 |  | 66kV | Meshed | None
Metro East | CITY WEST - WHITMORE SQUARE SD2016 | ESS | MVA | 2026 |  | 66kV | Meshed | None
Metro East | COROMANDEL PLACE - WHITMORE SQUARE SD1681 | ESS | MVA | 2026 |  | 66kV | Meshed | None
Metro East | CROYDON - HINDLEY STREET TEE SD1659B | ESS | MVA | 2026 |  | 66kV | Meshed | None
Metro West | CROYDON - KILKENNY SD1523 | ESS | MVA | 2026 |  | 66kV | Meshed | None
Metro West | CROYDON PARK - CROYDON PARK TEE SD1655B | ESS | MVA | 2026 |  | 66kV | Meshed | None
Metro West | CROYDON PARK TEE - CROYDON SD1655C | ESS | MVA | 2026 |  | 66kV | Meshed | None
Metro North | DIREK - PARALOWIE SD2004 | ESS | MVA | 2026 |  | 66kV | Meshed | None
Metro East | DRY CREEK - KILBURN SOUTH TEE SD1658A | ESS | MVA | 2026 |  | 66kV | Meshed | None
Metro East | EAST TERRACE - COROMANDEL PLACE SD1680 | ESS | MVA | 2026 |  | 66kV | Meshed | None
Metro East | EAST TERRACE - NORTH ADELAIDE SD1560 | ESS | MVA | 2026 |  | 66kV | Meshed | None
Metro North | EDINBURGH - SALISBURY SD1688 | ESS | MVA | 2026 |  | 66kV | Meshed | None
Metro North | ELIZABETH DOWNS - PENFIELD SD1508 | ESS | MVA | 2026 |  | 66kV | Meshed | None
Metro North | ELIZABETH DOWNS - SMITHFIELD WEST SD1686 | ESS | MVA | 2026 |  | 66kV | Meshed | N-1
Metro North | ELIZABETH HEIGHTS - ELIZABETH DOWNS SD1501 | ESS | MVA | 2026 |  | 66kV | Meshed | None
Metro North | ELIZABETH SOUTH - EDINBURGH SD1511 | ESS | MVA | 2026 |  | 66kV | Meshed | None
Metro West | FINDON - FINDON TEE SD1520A | ESS | MVA | 2026 |  | 66kV | Meshed | None
Metro West | FINDON TEE - FLINDERS PARK SD1520B | ESS | MVA | 2026 |  | 66kV | Meshed | None
Metro West | FLINDERS PARK - NEW RICHMOND SD1521 | ESS | MVA | 2026 |  | 66kV | Meshed | None
Metro West | FULHAM GARDENS - FINDON TEE SD1520C | ESS | MVA | 2026 |  | 66kV | Meshed | None
Metro West | FULHAM GARDENS - HENLEY SOUTH #1 SD1519 | ESS | MVA | 2026 |  | 66kV | Meshed | None
Metro West | FULHAM GARDENS - HENLEY SOUTH #2 SD1691 | ESS | MVA | 2026 |  | 66kV | Meshed | None
Metro South | GLENELG NORTH TEE - GLENELG NORTH SD1584A | ESS | MVA | 2026 |  | 66kV | Meshed | None
Metro South | GLENELG NORTH TEE - PLYMPTON SD1584B | ESS | MVA | 2026 |  | 66kV | Meshed | None
Metro East | GOLDEN GROVE - INGLE FARM SD1647 | ESS | MVA | 2026 |  | 66kV | Meshed | None
Metro South | HACKHAM - PORT NOARLUNGA SD1694A | ESS | MVA | 2026 |  | 66kV | Meshed | None
Metro South | HAPPY VALLEY - HV/SAW TEE SD1591A | ESS | MVA | 2026 |  | 66kV | Meshed | None
Metro South | HAPPY VALLEY - PANORAMA #1 SD1665 | ESS | MVA | 2026 |  | 66kV | Meshed | None
Metro South | HAPPY VALLEY - PANORAMA #2 SD1666 | ESS | MVA | 2026 |  | 66kV | Meshed | None
Metro South | HAPPY VALLEY - SEACOMBE #1 SD1566 | ESS | MVA | 2026 |  | 66kV | Meshed | None
Metro South | HAPPY VALLEY - SEACOMBE #2 SD1590 | ESS | MVA | 2026 |  | 66kV | Meshed | None
Metro East | HILLCREST - HOLDEN HILL SD1692 | ESS | MVA | 2026 |  | 66kV | Meshed | None
Metro East | HINDLEY STREET - WHITMORE SQUARE SD1664 | ESS | MVA | 2026 |  | 66kV | Meshed | None
Metro East | HINDLEY STREET TEE - HINDLEY STREET SD1659C | ESS | MVA | 2026 |  | 66kV | Meshed | None
Metro East | HOLDEN HILL - CAMPBELLTOWN SD1660 | ESS | MVA | 2026 |  | 66kV | Meshed | None
Metro East | HOLDEN HILL - HOPE VALLEY SD1554A | ESS | MVA | 2026 |  | 66kV | Meshed | None
Metro East | HOPE VALLEY - TEA TREE GULLY SD1554B | ESS | MVA | 2026 |  | 66kV | Meshed | None
Metro South | HV/SAW TEE - MORPHETT VALE EAST SD1591C | ESS | MVA | 2026 |  | 66kV | Meshed | None
Metro East | KENT TOWN - KENT TOWN TEE SD1690 | ESS | MVA | 2026 |  | 66kV | Meshed | None
Metro South | KESWICK - CLARENCE GARDENS SD1671 | ESS | MVA | 2026 |  | 66kV | Radial | None
Metro South | KESWICK - NEW RICHMOND TEE SD1670A | ESS | MVA | 2026 |  | 66kV | Meshed | N-1
Metro South | KESWICK - WHITMORE SQUARE TEE SD1669A | ESS | MVA | 2026 |  | 66kV | Meshed | None
Metro West | KILBURN - CAVAN SD2014 | ESS | MVA | 2026 |  | 66kV | Meshed | None
Metro West | KILBURN - CROYDON PARK SD1531 | ESS | MVA | 2026 |  | 66kV | Meshed | None
Metro East | KILBURN SOUTH TEE - KILBURN SOUTH SD1658B | ESS | MVA | 2026 |  | 66kV | Radial | None
Metro East | KILBURN SOUTH TEE - PROSPECT SD1658C | ESS | MVA | 2026 |  | 66kV | Meshed | None
Metro West | KILKENNY - WOODVILLE SD1675 | ESS | MVA | 2026 |  | 66kV | Meshed | None
Metro South | KINGSWOOD - NORTH UNLEY SD1574 | ESS | MVA | 2026 |  | 66kV | Meshed | None
Metro West | LARGS NORTH - ADELAIDE BRIGHTON CEMENT SD1654 | ESS | MVA | 2026 |  | 66kV | Meshed | None
Metro West | LEFEVRE - BLACKPOOL SD1693 | ESS | MVA | 2026 |  | 66kV | Meshed | None
Metro South | LINDEN PARK - LINDEN PARK TEE SD1662A | ESS | MVA | 2026 |  | 66kV | Meshed | None
Metro South | LOWER MITCHAM - KINGSWOOD SD1563 | ESS | MVA | 2026 |  | 66kV | Meshed | None
Metro East | MAGILL - BURNSIDE SD1556 | ESS | MVA | 2026 |  | 66kV | Radial | None
Metro East | MAGILL - KENT TOWN TEE SD1663A | ESS | MVA | 2026 |  | 66kV | Meshed | None
Metro East | MAGILL - NORWOOD SD1543 | ESS | MVA | 2026 |  | 66kV | Meshed | None
Metro South | MAGILL - URAIDLA TEE SD1662B | ESS | MVA | 2026 |  | 66kV | Meshed | None
Metro East | MAGILL - WOODFORDE 2 SD1678 | ESS | MVA | 2026 |  | 66kV | Radial | None
Metro East | MAGILL - WOODFORDE 3 SD1679 | ESS | MVA | 2026 |  | 66kV | Radial | None
Metro South | MCLAREN FLAT - WILLUNGA SD1594A | ESS | MVA | 2026 |  | 66kV | Meshed | N-1
Metro South | MORPHETT VALE EAST - CLARENDON SD1592 | ESS | MVA | 2026 |  | 66kV | Radial | None
Metro South | MORPHETT VALE EAST - HACKHAM SD1694B | ESS | MVA | 2026 |  | 66kV | Meshed | None
Metro South | MORPHETT VALE EAST - MCLAREN FLAT SD1594B | ESS | MVA | 2026 |  | 66kV | Meshed | N-1
Metro South | MORPHETT VALE EAST - PORT STANVAC #1 SD1593 | ESS | MVA | 2026 |  | 66kV | Meshed | None
Metro South | MORPHETT VALE EAST - PORT STANVAC #2 SD2010 | ESS | MVA | 2026 |  | 66kV | Meshed | None
Metro South | MORPHETTVILLE - ASCOT PARK SD1586 | ESS | MVA | 2026 |  | 66kV | Meshed | None
Metro South | MORPHETTVILLE - GLENELG NORTH TEE SD1584C | ESS | MVA | 2026 |  | 66kV | Meshed | None
Metro South | MORPHETTVILLE - OAKLANDS SD1585 | ESS | MVA | 2026 |  | 66kV | Meshed | None
Metro North | MUNNO PARA - ELIZABETH DOWNS SD2023 | ESS | MVA | 2026 |  | 66kV | Meshed | None
Metro North | MUNNO PARA - EVANSTON SD1652 | ESS | MVA | 2026 |  | 66kV | Meshed | N-1
Metro West | NEW OSBORNE - BLACKPOOL SD1518 | ESS | MVA | 2026 |  | 66kV | Meshed | None
Metro West | NEW OSBORNE - GLANVILLE SD1527 | ESS | MVA | 2026 |  | 66kV | Meshed | N-1
Metro West | NEW OSBORNE - LARGS NORTH SD1653 | ESS | MVA | 2026 |  | 66kV | Meshed | None
Metro West | NEW OSBORNE - SMORGON STEEL RECYCLING SD1532A | ESS | MVA | 2026 |  | 66kV | Meshed | None
Metro West | NEW RICHMOND - THEBARTON SD1516 | ESS | MVA | 2026 |  | 66kV | Meshed | None
Metro South | NEW RICHMOND TEE - NEW RICHMOND SD1670B | ESS | MVA | 2026 |  | 66kV | Meshed | None
Metro South | NEW RICHMOND TEE - PLYMPTON SD1670C | ESS | MVA | 2026 |  | 66kV | Meshed | None
Metro South | NOARLUNGA CENTRE - PORT NOARLUNGA SD1668 | ESS | MVA | 2026 |  | 66kV | Meshed | None
Metro East | NORTH ADELAIDE - HINDLEY STREET TEE SD1659A | ESS | MVA | 2026 |  | 66kV | Meshed | None
Metro South | NORTH UNLEY - WHITMORE SQUARE TEE SD1669B | ESS | MVA | 2026 |  | 66kV | Meshed | N-1
Metro East | NORTHFIELD - CLEARVIEW SD1549 | ESS | MVA | 2026 |  | 66kV | Radial | None
Metro East | NORTHFIELD - DRY CREEK SD1657 | ESS | MVA | 2026 |  | 66kV | Meshed | None
Metro East | NORTHFIELD - HARROW SD1535 | ESS | MVA | 2026 |  | 66kV | Radial | None
Metro East | NORTHFIELD - HILLCREST SD1534 | ESS | MVA | 2026 |  | 66kV | Meshed | None
Metro East | NORTHFIELD - HOLDEN HILL SD1539 | ESS | MVA | 2026 |  | 66kV | Meshed | None
Metro East | NORTHFIELD - INGLE FARM #1 SD1548 | ESS | MVA | 2026 |  | 66kV | Meshed | None
Metro East | NORTHFIELD - INGLE FARM #2 SD2019 | ESS | MVA | 2026 |  | 66kV | Meshed | None
Metro East | NORWOOD - EAST TERRACE SD1545 | ESS | MVA | 2026 |  | 66kV | Meshed | N-1
Metro East | NORWOOD - KENT TOWN SD1559 | ESS | MVA | 2026 |  | 66kV | Meshed | None
Metro East | NORWOOD - LINDEN PARK SD1544 | ESS | MVA | 2026 |  | 66kV | Meshed | None
Metro South | PANORAMA - ASCOT PARK SD1587 | ESS | MVA | 2026 |  | 66kV | Meshed | None
Metro South | PANORAMA - BLACKWOOD SD1572 | ESS | MVA | 2026 |  | 66kV | Radial | None
Metro South | PANORAMA - CUDMORE PARK SD1573 | ESS | MVA | 2026 |  | 66kV | Radial | None
Metro South | PANORAMA - LINDEN PARK TEE SD1662C | ESS | MVA | 2026 |  | 66kV | Meshed | None
Metro South | PANORAMA - LOWER MITCHAM SD1562 | ESS | MVA | 2026 |  | 66kV | Meshed | None
Metro South | PANORAMA - TONSLEY EAST SD2035 | ESS | MVA | 2026 |  | 66kV | Meshed | None
Metro North | PARA - ELIZABETH HEIGHTS SD1504 | ESS | MVA | 2026 |  | 66kV | Meshed | None
Metro North | PARA - ELIZABETH SOUTH SD1503 | ESS | MVA | 2026 |  | 66kV | Meshed | None
Metro North | PARAFIELD GARDENS - CAVAN SD1687 | ESS | MVA | 2026 |  | 66kV | Meshed | None
Metro North | PARAFIELD GARDENS - SALISBURY SD1502 | ESS | MVA | 2026 |  | 66kV | Meshed | None
Metro North | PARAFIELD GARDENS WEST - BOLIVAR SD1683 | ESS | MVA | 2026 |  | 66kV | Radial | None
Metro North | PARAFIELD GARDENS WEST - PARAFIELD GARDENS SD1682 | ESS | MVA | 2026 |  | 66kV | Meshed | N-1
Metro North | PARAFIELD GARDENS WEST - PARALOWIE SD1510 | ESS | MVA | 2026 |  | 66kV | Meshed | None
Metro North | PENFIELD - DIREK SD1685 | ESS | MVA | 2026 |  | 66kV | Meshed | None
Metro North | PENFIELD - ELIZABETH SOUTH SD1509 | ESS | MVA | 2026 |  | 66kV | Meshed | None
Metro South | PLYMPTON - GLENELG NORTH SD1583 | ESS | MVA | 2026 |  | 66kV | Meshed | None
Metro West | PORT ADELAIDE - CHELTENHAM SD1646 | ESS | MVA | 2026 |  | 66kV | Meshed | None
Metro West | PORT ADELAIDE NORTH - ATHOL PARK TEE SD1677B | ESS | MVA | 2026 |  | 66kV | Meshed | None
Metro South | PORT NOARLUNGA - SEAFORD SD1676A | ESS | MVA | 2026 |  | 66kV | Meshed | N-1
Metro South | PORT STANVAC - LONSDALE SD1673 | ESS | MVA | 2026 |  | 66kV | Meshed | None
Metro South | PORT STANVAC - NOARLUNGA CENTRE SD1667 | ESS | MVA | 2026 |  | 66kV | Meshed | None
Metro East | PROSPECT - CROYDON SD2024 | ESS | MVA | 2026 |  | 66kV | Meshed | None
Metro West | QUEENSTOWN - GLANVILLE SD1526 | ESS | MVA | 2026 |  | 66kV | Meshed | None
Metro South | SEACOMBE - OAKLANDS SD1565 | ESS | MVA | 2026 |  | 66kV | Meshed | None
Metro South | SEACOMBE - SHEIDOW PARK SD1672 | ESS | MVA | 2026 |  | 66kV | Meshed | None
Metro South | SEAFORD - ALDINGA SD1676B | ESS | MVA | 2026 |  | 66kV | Meshed | N-1
Metro South | SHEIDOW PARK - LONSDALE SD2009 | ESS | MVA | 2026 |  | 66kV | Meshed | None
Metro North | SMITHFIELD WEST - ANGLE VALE SD1650 | ESS | MVA | 2026 |  | 66kV | Meshed | None
Metro West | SMORGON STEEL RECYCLING - PORT ADELAIDE NORTH SD1532B | ESS | MVA | 2026 |  | 66kV | Meshed | None
Metro North | ST KILDA - VIRGINIA SD1684 | ESS | MVA | 2026 |  | 66kV | Radial | None
Metro East | TEA TREE GULLY - GOLDEN GROVE SD1638 | ESS | MVA | 2026 |  | 66kV | Meshed | None
Metro West | THEBARTON - CROYDON SD1522 | ESS | MVA | 2026 |  | 66kV | Meshed | None
Metro South | TONSLEY EAST - TONSLEY PARK SD1588 | ESS | MVA | 2026 |  | 66kV | Meshed | None
Metro South | TONSLEY PARK - SEACOMBE SD1564 | ESS | MVA | 2026 |  | 66kV | Meshed | None
Metro West | TORRENS ISLAND - ATHOL PARK TEE SD1677C | ESS | MVA | 2026 |  | 66kV | Meshed | None
Metro West | TORRENS ISLAND - KILBURN SD1656 | ESS | MVA | 2026 |  | 66kV | Meshed | None
Metro South | URAIDLA TEE - LINDEN PARK TEE SD1662D | ESS | MVA | 2026 |  | 66kV | Meshed | None
Metro North | VIRGINIA - VIRGINIA TEE SD2022A | ESS | MVA | 2026 |  | 66kV | Radial | None
Metro North | VIRGINIA TEE - TWO WELLS SD2022B | ESS | MVA | 2026 |  | 66kV | Radial | None
Metro East | WHITMORE SQUARE - KENT TOWN TEE SD1663B | ESS | MVA | 2026 |  | 66kV | Meshed | None
Metro East | WHITMORE SQUARE - WHITMORE SQUARE TEE SD1669C | ESS | MVA | 2026 |  | 66kV | Meshed | None
Metro West | WOODVILLE - FINDON SD1524 | ESS | MVA | 2026 |  | 66kV | Meshed | None
Metro West | WOODVILLE - QUEENSTOWN SD1525 | ESS | MVA | 2026 |  | 66kV | Meshed | None
Eastern Hills | MOUNT BARKER DISTRIBUTION - MOUNT BARKER SOUTH SD2012 | ESS | MVA | 2026 |  | 66kV | Meshed | None
Eastern Hills | MOUNT BARKER DISTRIBUTION - BALHANNAH SD1598 | ESS | MVA | 2026 | 4.5049 | 66kV | Radial | None
Eastern Hills | BALHANNAH - URAIDLA SD1599 | ESS | MVA | 2026 | 2.4073 | 66kV | Radial | None
Eastern Hills | URAIDLA - MAGILL (METRO SOUTH TIE) SD1662E | ESS | MVA | 2026 | 0 | 66kV | Radial | None
Eastern Hills | MOUNT BARKER DISTRIBUTION - HAHNDORF SD1596 | ESS | MVA | 2026 | 0.67289 | 66kV | Radial | None
Eastern Hills | MOUNT BARKER SOUTH - MEADOWS SD1597 | ESS | MVA | 2026 | 0.65009 | 66kV | Radial | None
Eastern Hills | MOUNT BARKER SOUTH - STRATHALBYN EAST TEE SD1601A | ESS | MVA | 2026 | 1.2062 | 66kV | Radial | None
Eastern Hills | STRATHALBYN EAST TEE - STRATHALBYN SD1601B | ESS | MVA | 2026 | 1.2062 | 66kV | Radial | None
Eastern Hills | STRATHALBYN - BELVIDERE SD1602 | ESS | MVA | 2026 | 0.2685 | 66kV | Radial | None
Eastern Hills | BELVIDERE - MILANG SD1603 | ESS | MVA | 2026 | 0.15123 | 66kV | Radial | None
Eastern Hills | BELVIDERE - LANGHORNE CREEK SD1604 | ESS | MVA | 2026 | 0.11727 | 66kV | Radial | None
Eyre Peninsula | YADNARIE - CLEVE SD1609 | ESS | MVA | 2026 | 0.20379 | 66kV | Radial | None
Eyre Peninsula | YADNARIE - RUDALL SD1610 | ESS | MVA | 2026 | 0.14465 | 66kV | Radial | None
Eyre Peninsula | RUDALL - DARKE PEAK SD1611 | ESS | MVA | 2026 | 0.098015 | 66kV | Radial | None
Eyre Peninsula | DARKE PEAK - CARALUE SD1612 | ESS | MVA | 2026 | 0.091876 | 66kV | Radial | None
Eyre Peninsula | RUDALL - LOCK SD1613 | ESS | MVA | 2026 | 0.043997 | 66kV | Radial | None
Eyre Peninsula | LOCK - POLDA SD1614 | ESS | MVA | 2026 | 0 | 66kV | Radial | None
Eyre Peninsula | WUDINNA - POLDA SD1615 | ESS | MVA | 2026 | 0.031812 | 66kV | Radial | None
Eyre Peninsula | WUDINNA - MOORKITABIE SD1605 | ESS | MVA | 2026 | 0.55575 | 66kV | Radial | None
Eyre Peninsula | MOORKITABIE - TARLTON SD1606 | ESS | MVA | 2026 | 0.50931 | 66kV | Radial | None
Eyre Peninsula | TARLTON - STREAKY BAY SD1607 | ESS | MVA | 2026 | 0.13675 | 66kV | Radial | None
Eyre Peninsula | TARLTON - CEDUNA SD1608 | ESS | MVA | 2026 | 0.35904 | 66kV | Radial | None
Riverland | NORTH WEST BEND - MORGAN TEE SD1616 | ESS | MVA | 2026 | 1.2975 | 66kV | Radial | None
Riverland | MORGAN TEE - CORDOLA SD1617 | ESS | MVA | 2026 | 1.2654 | 66kV | Radial | None
Riverland | CORDOLA - ROONKA SD1618 | ESS | MVA | 2026 | 1.2283 | 66kV | Radial | None
Riverland | ROONKA - PORTEE SD1619 | ESS | MVA | 2026 | 0.6073 | 66kV | Radial | None
Riverland | PORTEE - SWAN REACH SD1620 | ESS | MVA | 2026 | 0.6047 | 66kV | Radial | None
Riverland | NORTH WEST BEND - CADELL SD1622 | ESS | MVA | 2026 | 1.4552 | 66kV | Radial | None
Riverland | CADELL - QUALCO SD1623 | ESS | MVA | 2026 | 1.4154 | 66kV | Radial | None
Riverland | QUALCO - RAMCO SD1624 | ESS | MVA | 2026 | 1.4038 | 66kV | Radial | None
Riverland | RAMCO - WAIKERIE SD1625 | ESS | MVA | 2026 | 1.3415 | 66kV | Radial | None
Riverland | BERRI - GLOSSOP SD1626 | ESS | MVA | 2026 | 7.6836 | 66kV | Radial | None
Riverland | GLOSSOP - LOVEDAY SD1627 | ESS | MVA | 2026 | 7.459 | 66kV | Radial | None
Riverland | LOVEDAY - WOOLPUNDA SD1628 | ESS | MVA | 2026 | 0.018765 | 66kV | Radial | None
Riverland | WOOLPUNDA - WAIKERIE SD1629 | ESS | MVA | 2026 | 0 | 66kV | Radial | None
Riverland | BERRI - LOXTON SD1630 | ESS | MVA | 2026 | 3.3531 | 66kV | Radial | None
Riverland | LOXTON - PYAP SD1631 | ESS | MVA | 2026 | 0.29031 | 66kV | Radial | None
Riverland | BERRI - RENMARK SD1632 | ESS | MVA | 2026 | 3.165 | 66kV | Radial | None
Riverland | RENMARK - PARINGA SD1633 | ESS | MVA | 2026 | 0.12726 | 66kV | Radial | None
Riverland | BERRI - LYRUP SD1634 | ESS | MVA | 2026 | 0.048782 | 66kV | Radial | None
Metro South | WILLUNGA - MYPONGA SD1568 | ESS | MVA | 2026 | 1.9807 | 66kV | Radial | None
Metro South | MYPONGA - YANKALILLA SD1569 | ESS | MVA | 2026 | 1.085 | 66kV | Radial | None
Metro South | YANKALILLA - CAPE JERVIS SD1689 | ESS | MVA | 2026 | 0.47339 | 66kV | Radial | None
Metro South | WILLUNGA - SQUARE WATER HOLE SD1570 | ESS | MVA | 2026 | 3.115 | 66kV | Radial | None
Metro South | SQUARE WATER HOLE - VICTOR HARBOR SD1595 | ESS | MVA | 2026 | 1.6912 | 66kV | Radial | None
Metro South | SQUARE WATER HOLE - GOOLWA SD1571 | ESS | MVA | 2026 | 1.128 | 66kV | Radial | None
Eastern Hills | BALHANNAH - WOODSIDE SD41100 | ESS | MVA | 2026 | 0.63192 | 33kV | Radial | None
Eastern Hills | BALHANNAH - VERDUN TEE SD41200 | ESS | MVA | 2026 | 0.46083 | 33kV | Radial | None
Eastern Hills | VERDUN TEE - ALDGATE TEE SD41200 | ESS | MVA | 2026 | 0.0011896 | 33kV | Radial | None
Eastern Hills | VERDUN TEE - MYLOR SD41200 | ESS | MVA | 2026 | 0.37619 | 33kV | Radial | None
Eastern Hills | BALHANNAH - NAIRNE TEE SD41300 | ESS | MVA | 2026 | 1.0048 | 33kV | Radial | None
Eastern Hills | NAIRNE TEE - NAIRNE SD41300 | ESS | MVA | 2026 | 0.59854 | 33kV | Radial | None
Eastern Hills | NAIRNE TEE - BRUKUNGA SD41300 | ESS | MVA | 2026 | 0.036975 | 33kV | Radial | None
Eastern Hills | URAIDLA - PICCADILLY TEE SD42100 | ESS | MVA | 2026 | 1.892 | 33kV | Radial | None
Eastern Hills | PICCADILLY TEE - PICCADILLY EOL SD42100 | ESS | MVA | 2026 | 0.25565 | 33kV | Radial | None
Eastern Hills | PICCADILLY TEE - ALDGATE TEE SD42100 | ESS | MVA | 2026 | 1.6363 | 33kV | Radial | None
Eastern Hills | ALDGATE TEE - ALDGATE SD42100 | ESS | MVA | 2026 | 0.73198 | 33kV | Radial | None
Eastern Hills | ANGAS CREEK - BIRDWOOD TEE SD38100 | ESS | MVA | 2026 | 0.4877 | 33kV | Radial | None
Eastern Hills | BIRDWOOD TEE - GUMERACHA RURAL SD38100 | ESS | MVA | 2026 | 0.042134 | 33kV | Radial | None
Eastern Hills | BIRDWOOD TEE - BIRDWOOD SD38100 | ESS | MVA | 2026 | 0.44557 | 33kV | Radial | None
Eastern Hills | BIRDWOOD - MOUNT PLEASANT TEE SD38100 | ESS | MVA | 2026 | 0.22172 | 33kV | Radial | None
Eastern Hills | MOUNT PLEASANT TEE - PALMER RURAL SD38100 | ESS | MVA | 2026 | 0.057994 | 33kV | Radial | None
Eastern Hills | MOUNT PLEASANT TEE - MOUNT PLEASANT SD38100 | ESS | MVA | 2026 | 0.16372 | 33kV | Radial | None
Eastern Hills | ANGAS CREEK - ANGAS CREEK TEE SD38200 | ESS | MVA | 2026 | 0.889 | 33kV | Radial | None
Eastern Hills | ANGAS CREEK TEE - LOBETHAL SD38200 | ESS | MVA | 2026 | 0.48743 | 33kV | Radial | None
Eastern Hills | LOBETHAL - WOODSIDE SD38200 | ESS | MVA | 2026 | 0 | 33kV | Radial | None
Eastern Hills | ANGAS CREEK TEE - GUMERACHA WEIR SD38200 | ESS | MVA | 2026 | 0.40156 | 33kV | Radial | None
Eastern Hills | GUMERACHA WEIR - HOUGHTON SD38200 | ESS | MVA | 2026 | 0.22403 | 33kV | Radial | None
Eastern Hills | GUMERACHA WEIR - KERSBROOK SD38200 | ESS | MVA | 2026 | 0.1677 | 33kV | Radial | None
Eastern Hills | KERSBROOK - WILLIAMSTOWN SOUTH TEE SD38200 | ESS | MVA | 2026 | 0.093772 | 33kV | Radial | None
Eastern Hills | GUMERACHA WEIR - GUMERACHA RURAL SD38200 | ESS | MVA | 2026 | 0 | 33kV | Radial | None
Eyre Peninsula | WHYALLA CENTRAL - WHYALLA CITY 1 SD56101 | ESS | MVA | 2026 | 0.61222 | 33kV | Radial | None
Eyre Peninsula | WHYALLA CENTRAL - WHYALLA CITY 2 SD56102 | ESS | MVA | 2026 | 0 | 33kV | Radial | None
Eyre Peninsula | WHYALLA CENTRAL - WHYALLA STUART SD56201 | ESS | MVA | 2026 | 0.68315 | 33kV | Radial | None
Eyre Peninsula | WHYALLA CENTRAL - WHYALLA NORTH TEE SD56301 | ESS | MVA | 2026 | 4.2971 | 33kV | Radial | None
Eyre Peninsula | WHYALLA NORTH TEE - WHYALLA TERMINAL SD56301 | ESS | MVA | 2026 | 0 | 33kV | Radial | None
Eyre Peninsula | WHYALLA NORTH TEE - WHYALLA SOLAR SD56301 | ESS | MVA | 2026 | 4.2971 | 33kV | Radial | None
Eyre Peninsula | WHYALLA SOLAR - WHYALLA NORTH SD56301 | ESS | MVA | 2026 | 0.0066943 | 33kV | Radial | None
Eyre Peninsula | PORT LINCOLN TERMINAL - PORT LINCOLN CITY TEE PL32 | ESS | MVA | 2026 | 0.67192 | 33kV | Radial | None
Eyre Peninsula | PORT LINCOLN CITY TEE - PORT LINCOLN CITY PL32 | ESS | MVA | 2026 | 0 | 33kV | Radial | None
Eyre Peninsula | PORT LINCOLN CITY TEE - PORT LINCOLN MARINA TEE PL32 | ESS | MVA | 2026 | 0.67192 | 33kV | Radial | None
Eyre Peninsula | PORT LINCOLN MARINA TEE - PORT LINCOLN DOCKS PL32 | ESS | MVA | 2026 | 0.25221 | 33kV | Radial | None
Eyre Peninsula | PORT LINCOLN MARINA TEE - PORT LINCOLN MARINA PL32 | ESS | MVA | 2026 | 0.41971 | 33kV | Radial | None
Eyre Peninsula | PORT LINCOLN TERMINAL - PORT LINCOLN CITY SD61101 | ESS | MVA | 2026 | 0.94414 | 33kV | Radial | None
Eyre Peninsula | PORT LINCOLN TERMINAL - POONINDIE TEE PL34 | ESS | MVA | 2026 | 0.50941 | 33kV | Radial | None
Eyre Peninsula | POONINDIE TEE - POONINDIE PL34 | ESS | MVA | 2026 | 0.054547 | 33kV | Radial | None
Eyre Peninsula | POONINDIE - POINT BOSTON PL34 | ESS | MVA | 2026 | 0.0093269 | 33kV | Radial | None
Eyre Peninsula | POONINDIE TEE - TOD RIVER PL34 | ESS | MVA | 2026 | 0.43969 | 33kV | Radial | None
Eyre Peninsula | TOD RIVER - CUMMINS CM36 | ESS | MVA | 2026 | 0.2906 | 33kV | Radial | None
Eyre Peninsula | TOD RIVER - TUMBY BAY CM35 | ESS | MVA | 2026 | 0.14159 | 33kV | Radial | None
Eyre Peninsula | PORT LINCOLN TERMINAL - ULEY SOUTH TEE PL33 | ESS | MVA | 2026 | 0.27052 | 33kV | Radial | None
Eyre Peninsula | ULEY SOUTH TEE - ULEY SOUTH PL33 | ESS | MVA | 2026 | 0 | 33kV | Radial | None
Eyre Peninsula | ULEY SOUTH TEE - ULEY PL33 | ESS | MVA | 2026 | 0.27052 | 33kV | Radial | None
Eyre Peninsula | ULEY - COFFIN BAY PL33 | ESS | MVA | 2026 | 0.23299 | 33kV | Radial | None
Eyre Peninsula | CLEVE - COWELL SD53100 | ESS | MVA | 2026 | 0.10048 | 33kV | Radial | None
Eyre Peninsula | CLEVE - BOOTHBY SD55100 | ESS | MVA | 2026 | 0.030425 | 33kV | Radial | None
Eyre Peninsula | BOOTHBY - PUMPING STATION ROAD SD55100 | ESS | MVA | 2026 | 0.030425 | 33kV | Radial | None
Eyre Peninsula | PUMPING STATION ROAD - ARNO BAY SD55100 | ESS | MVA | 2026 | 0.022538 | 33kV | Radial | None
Mid North | BRINKWORTH - YACKA TEE SD33100 | ESS | MVA | 2026 | 0.099207 | 33kV | Radial | None
Mid North | YACKA TEE - YACKA RURAL SD33100 | ESS | MVA | 2026 | 0.0073573 | 33kV | Radial | None
Mid North | YACKA TEE - SPALDING TEE SD33100 | ESS | MVA | 2026 | 0.09185 | 33kV | Radial | None
Mid North | SPALDING TEE - GEORGETOWN SD33100 | ESS | MVA | 2026 | 0.036487 | 33kV | Radial | None
Mid North | GEORGETOWN - GLADSTONE SD33100 | ESS | MVA | 2026 | 0 | 33kV | Radial | None
Mid North | SPALDING TEE - SPALDING SD33100 | ESS | MVA | 2026 | 0.050254 | 33kV | Radial | None
Mid North | BRINKWORTH - MERRITON SD33300 | ESS | MVA | 2026 | 0.031093 | 33kV | Radial | None
Mid North | BRINKWORTH - BRINKWORTH TEE SD33200 | ESS | MVA | 2026 | 0.16259 | 33kV | Radial | None
Mid North | BRINKWORTH TEE - YACKA RURAL SD33200 | ESS | MVA | 2026 | 0 | 33kV | Radial | None
Mid North | BRINKWORTH TEE - BLYTH TOWNSHIP SD33200 | ESS | MVA | 2026 | 0.16259 | 33kV | Radial | None
Mid North | BLYTH TOWNSHIP - CLARE NORTH TEE SD33200 | ESS | MVA | 2026 | 0.0059808 | 33kV | Radial | None
Mid North | BLYTH TOWNSHIP - BALAKLAVA TOWNSHIP SD33200 | ESS | MVA | 2026 | 0.07895 | 33kV | Radial | None
Mid North | WATERLOO DISTRIBUTION - RIVERTON TEE SD36400 | ESS | MVA | 2026 | 0.31285 | 33kV | Radial | N
Mid North | RIVERTON TEE - AUBURN TEE SD36400 | ESS | MVA | 2026 | 0.18031 | 33kV | Radial | None
Mid North | AUBURN TEE - AUBURN SD36400 | ESS | MVA | 2026 | 0.18031 | 33kV | Radial | None
Mid North | RIVERTON TEE - RIVERTON SD36400 | ESS | MVA | 2026 | 0.13254 | 33kV | Radial | None
Mid North | WATERLOO DISTRIBUTION - WATERLOO RURAL SD36201 | ESS | MVA | 2026 | 0.056745 | 33kV | Radial | None
Mid North | WATERLOO RURAL - ROBERTSTOWN SD36201 | ESS | MVA | 2026 | 0.056745 | 33kV | Radial | None
Mid North | WATERLOO DISTRIBUTION - PORTERS LAGOON SD36101 | ESS | MVA | 2026 | 0.020373 | 33kV | Radial | None
Mid North | PORTERS LAGOON - HANSON SD36101 | ESS | MVA | 2026 | 0 | 33kV | Radial | None
Mid North | WATERLOO DISTRIBUTION - WATERLOO TOWN SD36300 | ESS | MVA | 2026 | 0.21524 | 33kV | Radial | None
Mid North | WATERLOO TOWN - EUDUNDA TEE SD36300 | ESS | MVA | 2026 | 0.1946 | 33kV | Radial | None
Mid North | EUDUNDA TEE - EUDUNDA SD36300 | ESS | MVA | 2026 | 0.10027 | 33kV | Radial | None
Mid North | EUDUNDA TEE - KAPUNDA RURAL SD36300 | ESS | MVA | 2026 | 0 | 33kV | Radial | None
Mid North | TEMPLERS - WASLEYS SD37402 | ESS | MVA | 2026 | 0.42997 | 33kV | Radial | None
Mid North | WASLEYS - MALLALA SD37402 | ESS | MVA | 2026 | 0.30709 | 33kV | Radial | None
Mid North | TEMPLERS - HAMLEY BRIDGE SD37101 | ESS | MVA | 2026 | 0.21789 | 33kV | Radial | None
Mid North | HAMLEY BRIDGE - BALAKLAVA RURAL SD37102 | ESS | MVA | 2026 | 0.087286 | 33kV | Radial | None
Mid North | TEMPLERS - FREELING NORTH TEE SD37200 | ESS | MVA | 2026 | 0.68507 | 33kV | Radial | None
Mid North | FREELING NORTH TEE - KAPUNDA RURAL SD37200 | ESS | MVA | 2026 | 0.35181 | 33kV | Radial | N
Mid North | TEMPLERS - DAVEYSTON TOWNSHIP SD37301 | ESS | MVA | 2026 | 0.01359 | 33kV | Radial | None
Mid North | TEMPLERS - GAWLER BELT TEE SD37501 | ESS | MVA | 2026 | 1.0135 | 33kV | Radial | None
Mid North | GAWLER BELT TEE - EVANSTON SD60101 | ESS | MVA | 2026 | 0 | 33kV | Radial | None
Mid North | DORRIEN - NURIOOTPA TEE SD52100 | ESS | MVA | 2026 | 0.68996 | 33kV | Radial | N
Mid North | NURIOOTPA TEE - NURIOOTPA SD52100 | ESS | MVA | 2026 | 0.56211 | 33kV | Radial | None
Mid North | NURIOOTPA TEE - STOCKWELL SD52100 | ESS | MVA | 2026 | 0.12784 | 33kV | Radial | None
Mid North | DORRIEN - ANGASTON NO 1 SD52201 | ESS | MVA | 2026 | 0 | 33kV | Meshed | None
Mid North | DORRIEN - ANGASTON NO 2 SD52202 | ESS | MVA | 2026 | 0 | 33kV | Meshed | None
Mid North | DORRIEN - BAROSSA SOUTH SD52300 | ESS | MVA | 2026 | 0.74227 | 33kV | Radial | None
Mid North | BAROSSA SOUTH TEE - LYNDOCH TEE SD52300 | ESS | MVA | 2026 | 0.67415 | 33kV | Radial | None
Mid North | LYNDOCH TEE - LYNDOCH SD52300 | ESS | MVA | 2026 | 0.53918 | 33kV | Radial | None
Mid North | LYNDOCH TEE - SANDY CREEK TEE SD52300 | ESS | MVA | 2026 | 0.13497 | 33kV | Radial | None
Mid North | SANDY CREEK TEE - SANDY CREEK SD52300 | ESS | MVA | 2026 | 0.12564 | 33kV | Radial | None
Mid North | SANDY CREEK TEE - EVANSTON TEE SD52300 | ESS | MVA | 2026 | 0.0093336 | 33kV | Radial | None
Mid North | LYNDOCH - WILLIAMSTOWN SD52300 | ESS | MVA | 2026 | 0.32399 | 33kV | Radial | None
Mid North | WILLIAMSTOWN - WILLIAMSTOWN SOUTH TEE SD52300 | ESS | MVA | 2026 | 0.20377 | 33kV | Radial | None
Mid North | WILLIAMSTOWN SOUTH TEE - WILLIAMSTOWN SOUTH SD52300 | ESS | MVA | 2026 | 0.20377 | 33kV | Radial | None
Mid North | WILLIAMSTOWN SOUTH TEE - ANGAS CREEK TIE SD52300 | ESS | MVA | 2026 | 0 | 33kV | Radial | None
Mid North | CLARE NORTH - CLARE NO 1 SD57101 | ESS | MVA | 2026 | 0 | 33kV | Meshed | None
Mid North | CLARE NORTH - CLARE NORTH TEE SD57102 | ESS | MVA | 2026 | 0 | 33kV | Meshed | None
Mid North | CLARE NORTH TEE - CLARE NO 2 SD57102 | ESS | MVA | 2026 | 0 | 33kV | Meshed | None
Mid North | CLARE - FARRELL FLAT SD57100 | ESS | MVA | 2026 | 0.14542 | 33kV | Radial | None
Mid North | FARRELL FLAT - WATERLOO TIE SD57100 | ESS | MVA | 2026 | 0 | 33kV | Radial | None
Mid North | FARRELL FLAT - BURRA SD57100 | ESS | MVA | 2026 | 0.14542 | 33kV | Radial | None
Murraylands | MANNUM - PALMER TEE SD39200 | ESS | MVA | 2026 | 0.10877 | 33kV | Radial | None
Murraylands | PALMER TEE - MANNUM ROAD RANDELL ROAD INT SD39200 | ESS | MVA | 2026 | 0 | 33kV | Radial | None
Murraylands | PALMER TEE - CAMBRAI TEE SD39200 | ESS | MVA | 2026 | 0.10877 | 33kV | Radial | None
Murraylands | CAMBRAI TEE - CAMBRAI SD39200 | ESS | MVA | 2026 | 0.10473 | 33kV | Radial | None
Murraylands | CAMBRAI TEE - PALMER RURAL SD39200 | ESS | MVA | 2026 | 0.0040378 | 33kV | Radial | None
Murraylands | MANNUM - TEAL FLAT TEE SD39100 | ESS | MVA | 2026 | 0.2517 | 33kV | Radial | None
Murraylands | TEAL FLAT TEE - TEAL FLAT SD39100 | ESS | MVA | 2026 | 0.099234 | 33kV | Radial | None
Murraylands | TEAL FLAT TEE - SWAN REACH SD39100 | ESS | MVA | 2026 | 0.14771 | 33kV | Radial | None
Murraylands | MANNUM - CALOOTE TEE SD39300 | ESS | MVA | 2026 | 4.8035 | 33kV | Radial | None
Murraylands | CALOOTE TEE - CALOOTE SD39300 | ESS | MVA | 2026 | 0.11328 | 33kV | Radial | None
Murraylands | CALOOTE TEE - MOBILONG TIE SD39300 | ESS | MVA | 2026 | 0.11328 | 33kV | Radial | None
Murraylands | MANNUM - MANNUM RURAL SD39300 | ESS | MVA | 2026 | 0 | 33kV | Radial | None
Murraylands | MANNUM RURAL - MANNUM TOWN TEE SD39300 | ESS | MVA | 2026 | 0.23208 | 33kV | Radial | None
Murraylands | MANNUM TOWN TEE - MANNUM ROAD RANDELL ROAD INT SD39300 | ESS | MVA | 2026 | 0.23208 | 33kV | Radial | None
Murraylands | MANNUM TOWN TEE - PELLARING FLAT TEE SD39300 | ESS | MVA | 2026 | 0 | 33kV | Radial | None
Murraylands | PELLARING FLAT TEE - MANNUM TOWN SD39300 | ESS | MVA | 2026 | 0.23208 | 33kV | Radial | None
Murraylands | MOBILONG DISTRIBUTION - MOBILONG SD43100 | ESS | MVA | 2026 | 6.3162 | 33kV | Radial | None
Murraylands | MOBILONG - MOBILONG TEE SD43100 | ESS | MVA | 2026 | 6.3162 | 33kV | Radial | None
Murraylands | MOBILONG TEE - MYPOLONGA TIE SD43100 | ESS | MVA | 2026 | 0 | 33kV | Radial | None
Murraylands | MOBILONG TEE - MURRAY BRIDGE NORTH TEE SD43100 | ESS | MVA | 2026 | 6.3162 | 33kV | Radial | None
Murraylands | MURRAY BRIDGE NORTH TEE - MURRAY BRIDGE NORTH SD43100 | ESS | MVA | 2026 | 0 | 33kV | Radial | None
Murraylands | MURRAY BRIDGE NORTH TEE - MURRAY BRIDGE SOUTH TEE SD43100 | ESS | MVA | 2026 | 1.3662 | 33kV | Radial | None
Murraylands | MURRAY BRIDGE SOUTH TEE - MURRAY BRIDGE SOUTH SD43100 | ESS | MVA | 2026 | 1.3662 | 33kV | Radial | None
Murraylands | MURRAY BRIDGE SOUTH TEE - MURRAY BRIDGE TOWNSHIP SD43100 | ESS | MVA | 2026 | 0 | 33kV | Radial | None
Murraylands | MOBILONG DISTRIBUTION - MOBILONG SD43200 | ESS | MVA | 2026 | 6.3162 | 33kV | Radial | None
Murraylands | MOBILONG - MONARTO TEE SD43200 | ESS | MVA | 2026 | 5.0942 | 33kV | Radial | None
Murraylands | MONARTO TEE - MURRAY BRIDGE NORTH SD43200 | ESS | MVA | 2026 | 5.013 | 33kV | Radial | None
Murraylands | MONARTO TEE - MONARTO SOUTH TEE SD43200 | ESS | MVA | 2026 | 0.081267 | 33kV | Radial | None
Murraylands | MONARTO SOUTH TEE - MONARTO SOUTH SD43200 | ESS | MVA | 2026 | 0.075602 | 33kV | Radial | None
Murraylands | MONARTO SOUTH TEE - MONARTO CENTRAL SD43200 | ESS | MVA | 2026 | 0.0056654 | 33kV | Radial | None
Murraylands | MOBILONG DISTRIBUTION - MOBILONG SD43300 | ESS | MVA | 2026 | 6.3162 | 33kV | Radial | None
Murraylands | MOBILONG - PALLAMANA TEE SD43300 | ESS | MVA | 2026 | 0.13583 | 33kV | Radial | None
Murraylands | PALLAMANA TEE - MYPOLONGA TEE SD43300 | ESS | MVA | 2026 | 0.13583 | 33kV | Radial | None
Murraylands | MYPOLONGA TEE - MYPOLONGA SD43300 | ESS | MVA | 2026 | 0.13583 | 33kV | Radial | None
Murraylands | MYPOLONGA - MYPOLONGA EOL SD43300 | ESS | MVA | 2026 | 0 | 33kV | Radial | None
Murraylands | MYPOLONGA TEE - CALOOTE TEE SD43300 | ESS | MVA | 2026 | 0 | 33kV | Radial | None
Murraylands | TAILEM BEND - PUMP STATION TEE SD40101 | ESS | MVA | 2026 | 1.5799 | 33kV | Radial | None
Murraylands | PUMP STATION TEE - TAILEM BEND RURAL SD40101 | ESS | MVA | 2026 | 0 | 33kV | Radial | None
Murraylands | TAILEM BEND RURAL - TAILEM BEND EOL SD40101 | ESS | MVA | 2026 | 0 | 33kV | Radial | None
Murraylands | PUMP STATION TEE - TAILEM BEND TOWN TEE SD40101 | ESS | MVA | 2026 | 1.5799 | 33kV | Radial | None
Murraylands | TAILEM BEND TOWN TEE - TAILEM BEND TOWN SD40101 | ESS | MVA | 2026 | 0.15314 | 33kV | Radial | None
Murraylands | TAILEM BEND TOWN TEE - JERVOIS SD40101 | ESS | MVA | 2026 | 1.4268 | 33kV | Radial | None
Murraylands | JERVOIS - JERVOIS FLAT 1 TEE SD40102 | ESS | MVA | 2026 | 1.3848 | 33kV | Radial | None
Murraylands | JERVOIS FLAT 1 TEE - JERVOIS FLAT 2 TEE SD40102 | ESS | MVA | 2026 | 1.3848 | 33kV | Radial | None
Murraylands | JERVOIS FLAT 2 TEE - WOODS POINT SD40102 | ESS | MVA | 2026 | 1.3848 | 33kV | Radial | None
Murraylands | WOODS POINT - WHITE SANDS TEE SD40103 | ESS | MVA | 2026 | 0 | 33kV | Radial | None
Murraylands | WHITE SANDS TEE - WHITE SANDS SD40103 | ESS | MVA | 2026 | 0 | 33kV | Radial | None
Murraylands | WHITE SANDS TEE - MURRAY BRIDGE TOWNSHIP SD40103 | ESS | MVA | 2026 | 0 | 33kV | Radial | None
Murraylands | TAILEM BEND - SUBSTATION ROAD TEE SD40200 | ESS | MVA | 2026 | 5.1289 | 33kV | Radial | None
Murraylands | SUBSTATION ROAD TEE - SUBSTATION ROAD SD40200 | ESS | MVA | 2026 | 0 | 33kV | Radial | None
Murraylands | SUBSTATION ROAD TEE - MALLEE HWY SD40200 | ESS | MVA | 2026 | 5.1289 | 33kV | Radial | None
Murraylands | MALLEE HWY - MOORLANDS SWER SD40200 | ESS | MVA | 2026 | 5.1216 | 33kV | Radial | None
Murraylands | MALLEE HWY - ELWOMPLE SD40200 | ESS | MVA | 2026 | 0.0072578 | 33kV | Radial | None
Murraylands | MOORLANDS SWER - COOMANDOOK SD40200 | ESS | MVA | 2026 | 5.1126 | 33kV | Radial | None
Murraylands | COOMANDOOK - COONALPYN SD40200 | ESS | MVA | 2026 | 5.0956 | 33kV | Radial | None
Murraylands | COONALPYN - BINNIES TEE SD40300 | ESS | MVA | 2026 | 0.11475 | 33kV | Radial | N
Murraylands | BINNIES TEE - BINNIES SD40300 | ESS | MVA | 2026 | 0.00011267 | 33kV | Radial | None
Murraylands | BINNIES TEE - MENINGIE SD40300 | ESS | MVA | 2026 | 0.11009 | 33kV | Radial | None
Murraylands | MENINGIE - CAMPBELL PARK TEE SD40400 | ESS | MVA | 2026 | 0.021597 | 33kV | Radial | None
Murraylands | CAMPBELL PARK TEE - CAMPBELL PARK SD40400 | ESS | MVA | 2026 | 0.0062587 | 33kV | Radial | None
Murraylands | CAMPBELL PARK TEE - NARRUNG SD40400 | ESS | MVA | 2026 | 0.015339 | 33kV | Radial | None
Murraylands | TAILEM BEND - SHERLOCK SD40501 | ESS | MVA | 2026 | 0.19216 | 33kV | Radial | None
Murraylands | SHERLOCK - KAROONDA SD40502 | ESS | MVA | 2026 | 0.049162 | 33kV | Radial | None
Murraylands | SHERLOCK - GERANIUM SD40600 | ESS | MVA | 2026 | 0.14138 | 33kV | Radial | N
Murraylands | GERANIUM - LAMEROO SD40700 | ESS | MVA | 2026 | 0.12504 | 33kV | Radial | N
Murraylands | LAMEROO - LAMEROO RURAL SD40800 | ESS | MVA | 2026 | 0.056389 | 33kV | Radial | N
Murraylands | LAMEROO RURAL - PARILLA TEE SD40800 | ESS | MVA | 2026 | 0.049131 | 33kV | Radial | N
Murraylands | PARILLA TEE - PARILLA SD40800 | ESS | MVA | 2026 | 0.0053472 | 33kV | Radial | None
Murraylands | PARILLA TEE - PINNAROO SD40800 | ESS | MVA | 2026 | 0.042187 | 33kV | Radial | None
Riverland | PARINGA - MURTHO LX21 | ESS | MVA | 2026 | 0.02185 | 33kV | Radial | N
Riverland | MURTHO - LINDSAY PT TEE LX21 | ESS | MVA | 2026 | 0 | 33kV | Radial | None
Riverland | LINDSAY PT TEE - BORDER CLIFFS LX21 | ESS | MVA | 2026 | 0 | 33kV | Radial | None
Riverland | LINDSAY PT TEE - VIC BORDER LX21 | ESS | MVA | 2026 | 0 | 33kV | Radial | None
Riverland | SWAN REACH - SWAN REACH FILTRATION TEE SD39400 | ESS | MVA | 2026 | 0.6047 | 33kV | Radial | None
Riverland | SWAN REACH FILTRATION TEE - SWAN REACH TOWN SD39400 | ESS | MVA | 2026 | 0.054704 | 33kV | Radial | None
South East | KEITH - COONALPYN SD45101 | ESS | MVA | 2026 | 0.053448 | 33kV | Radial | None
South East | KEITH - PADTHAWAY SD45300 | ESS | MVA | 2026 | 1.3698 | 33kV | Radial | None
South East | KEITH - WIRREGA SD45201 | ESS | MVA | 2026 | 0.25494 | 33kV | Radial | N
South East | WIRREGA - BORDERTOWN SD45202 | ESS | MVA | 2026 | 0.25221 | 33kV | Radial | N
South East | SNUGGERY RURAL - MILLICENT SD49100 | ESS | MVA | 2026 | 5.4521 | 33kV | Radial | None
South East | MILLICENT - SOUTH END TEE SD49100 | ESS | MVA | 2026 | 5.1901 | 33kV | Radial | None
South East | SOUTH END TEE - SOUTH END SD49100 | ESS | MVA | 2026 | 0.026134 | 33kV | Radial | None
South East | SOUTH END TEE - HATHERLEIGH TOWNSHIP TEE SD49100 | ESS | MVA | 2026 | 0.20773 | 33kV | Radial | None
South East | HATHERLEIGH TOWNSHIP TEE - HATHERLEIGH TOWNSHIP SD49100 | ESS | MVA | 2026 | 0.0022808 | 33kV | Radial | None
South East | HATHERLEIGH TOWNSHIP TEE - HATHERLEIGH SD49100 | ESS | MVA | 2026 | 0.20545 | 33kV | Radial | None
South East | HATHERLEIGH - BEACHPORT TEE SD49200 | ESS | MVA | 2026 | 0.20545 | 33kV | Radial | None
South East | BEACHPORT TEE - BEACHPORT SD49200 | ESS | MVA | 2026 | 0.062386 | 33kV | Radial | None
South East | BEACHPORT TEE - ROBE SD49200 | ESS | MVA | 2026 | 0.14306 | 33kV | Radial | N
South East | SNUGGERY RURAL - MOUNT BURR SD49500 | ESS | MVA | 2026 | 0.038482 | 33kV | Radial | None
South East | MOUNT BURR - KALANGADOO TEE SD49500 | ESS | MVA | 2026 | 0.022832 | 33kV | Radial | None
South East | KALANGADOO TEE - KALANGADOO SD49500 | ESS | MVA | 2026 | 0 | 33kV | Radial | None
South East | KALANGADOO TEE - KALANGADOO RURAL SD49500 | ESS | MVA | 2026 | 0 | 33kV | Radial | None
South East | BLANCHE - MOUNT GAMBIER WEST SD48101 | ESS | MVA | 2026 | 0 | 33kV | Radial | None
South East | BLUE LAKE TEE - MOUNT GAMBIER SD48104 | ESS | MVA | 2026 | 0 | 33kV | Radial | None
South East | BLANCHE - LAKESIDE TEE SD48100 | ESS | MVA | 2026 | 0.71314 | 33kV | Radial | None
South East | LAKESIDE TEE - GLENCOE TEE SD48100 | ESS | MVA | 2026 | 0.7108 | 33kV | Radial | None
South East | GLENCOE TEE - TANTANOOLA SD48100 | ESS | MVA | 2026 | 0.058678 | 33kV | Radial | None
South East | GLENCOE TEE - MOUNT GAMBIER SD48100 | ESS | MVA | 2026 | 0.65212 | 33kV | Radial | None
South East | BLANCHE - KONGORONG TEE SD48200 | ESS | MVA | 2026 | 0.27839 | 33kV | Radial | None
South East | KONGORONG TEE - KONGORONG SD48200 | ESS | MVA | 2026 | 0.059442 | 33kV | Radial | None
South East | KONGORONG TEE - MOUNT SCHANK SD48200 | ESS | MVA | 2026 | 0.21895 | 33kV | Radial | None
South East | MOUNT SCHANK - ALLENDALE EAST SD48200 | ESS | MVA | 2026 | 0.18212 | 33kV | Radial | None
South East | MOUNT GAMBIER - TARPEENA SOUTH TEE SD47101 | ESS | MVA | 2026 | 0.02785 | 33kV | Radial | None
South East | TARPEENA SOUTH TEE - MOUNT GAMBIER SD47101 | ESS | MVA | 2026 | 0 | 33kV | Radial | None
South East | TARPEENA SOUTH TEE - TARPEENA SOUTH SD47101 | ESS | MVA | 2026 | 0.02785 | 33kV | Radial | None
South East | KINCRAIG - LUCINDALE SD46201 | ESS | MVA | 2026 | 0.16554 | 33kV | Radial | None
South East | LUCINDALE - KINGSTON SE SD46201 | ESS | MVA | 2026 | 0.12087 | 33kV | Radial | None
South East | KINCRAIG - NARACOORTE SD46300 | ESS | MVA | 2026 | 4.8601 | 33kV | Radial | None
South East | NARACOORTE - NARACOORTE EAST TEE SD46100 | ESS | MVA | 2026 | 4.2991 | 33kV | Radial | None
South East | NARACOORTE EAST TEE - NARACOORTE EAST SD46100 | ESS | MVA | 2026 | 4.2991 | 33kV | Radial | None
South East | NARACOORTE EAST TEE - PADTHAWAY SD46100 | ESS | MVA | 2026 | 0 | 33kV | Radial | None
South East | KINCRAIG - STRUAN RURAL SD46400 | ESS | MVA | 2026 | 4.9512 | 33kV | Radial | None
South East | STRUAN RURAL - GLENROY RURAL SD46400 | ESS | MVA | 2026 | 0 | 33kV | Radial | None
South East | PENOLA WEST - PENOLA TEE SD58200 | ESS | MVA | 2026 | 0.15297 | 33kV | Radial | None
South East | PENOLA TEE - GLENROY RURAL SD58200 | ESS | MVA | 2026 | 0.15297 | 33kV | Radial | N
South East | PENOLA WEST - PENOLA TEE SD58101 | ESS | MVA | 2026 | 0.15297 | 33kV | Radial | None
South East | PENOLA TEE - SAFRIES TEE SD58101 | ESS | MVA | 2026 | 0.028656 | 33kV | Radial | None
South East | SAFRIES TEE - KALANGADOO NANGWARRY TEE SD58101 | ESS | MVA | 2026 | 0.028656 | 33kV | Radial | None
South East | KALANGADOO NANGWARRY TEE - NANGWARRY TEE SD58101 | ESS | MVA | 2026 | 0.028444 | 33kV | Radial | None
South East | NANGWARRY TEE - NANGWARRY SD58101 | ESS | MVA | 2026 | 0.028444 | 33kV | Radial | None
South East | KALANGADOO NANGWARRY TEE - KALANGADOO RURAL SD58101 | ESS | MVA | 2026 | 0 | 33kV | Radial | None
South East | NANGWARRY TEE - MOUNT GAMBIER SD58101 | ESS | MVA | 2026 | 0 | 33kV | Radial | None
Metro South | WILLUNGA - MCLAREN VALE SD44400 | ESS | MVA | 2026 | 0.21528 | 33kV | Radial | None
Metro South | YANKALILLA - HAY FLAT SD44200 | ESS | MVA | 2026 | 0.095494 | 33kV | Radial | None
Metro South | HAY FLAT - RAPID BAY TEE SD44200 | ESS | MVA | 2026 | 0.094286 | 33kV | Radial | None
Metro South | RAPID BAY TEE - RAPID BAY SD44200 | ESS | MVA | 2026 | 0.0058494 | 33kV | Radial | None
Metro South | RAPID BAY TEE - CAPE JERVIS SD44200 | ESS | MVA | 2026 | 0.014339 | 33kV | Radial | None
Metro South | CAPE JERVIS - CUTTLEFISH BAY SD44301 | ESS | MVA | 2026 | 0.42094 | 33kV | Radial | None
Metro South | FISHERY BEACH BACKUP - CUTTLEFISH BAY BACKUP SD44301 | ESS | MVA | 2026 | 0 | 33kV | Radial | None
Metro South | CUTTLEFISH BAY - PENNESHAW SD44301 | ESS | MVA | 2026 | 0.42094 | 33kV | Radial | None
Metro South | PENNESHAW - AMERICAN RIVER SD44300 | ESS | MVA | 2026 | 0.37481 | 33kV | Radial | None
Metro South | AMERICAN RIVER - KINGSCOTE TEE SD44300 | ESS | MVA | 2026 | 0.32279 | 33kV | Radial | N
Metro South | KINGSCOTE TEE - MACGILLIVRAY SD44300 | ESS | MVA | 2026 | 0.10953 | 33kV | Radial | None
Metro South | KINGSCOTE TEE - KINGSCOTE SD44300 | ESS | MVA | 2026 | 0.20733 | 33kV | Radial | None
Upper North | DAVENPORT WEST - PORT AUGUSTA NO1 SD54101 | ESS | MVA | 2026 | 0 | 33kV | Meshed | None
Upper North | DAVENPORT WEST - PORT AUGUSTA TEE SD54102 | ESS | MVA | 2026 | 0 | 33kV | Meshed | None
Upper North | PORT AUGUSTA NO2 - PORT AUGUSTA TEE SD54102 | ESS | MVA | 2026 | 0 | 33kV | Meshed | None
Upper North | PORT AUGUSTA TEE - PORT AUGUSTA WEST TEE SD54102 | ESS | MVA | 2026 | 0.31773 | 33kV | Radial | None
Upper North | PORT AUGUSTA WEST TEE - PORT AUGUSTA WEST SD54102 | ESS | MVA | 2026 | 0.31034 | 33kV | Radial | None
Upper North | PORT AUGUSTA WEST TEE - PANDURRA TEE SD54102 | ESS | MVA | 2026 | 0.0073847 | 33kV | Radial | None
Upper North | PANDURRA TEE - BOOKALOO SD54102 | ESS | MVA | 2026 | 0 | 33kV | Radial | None
Upper North | PANDURRA TEE - PANDURRA SD54102 | ESS | MVA | 2026 | 0.0073847 | 33kV | Radial | None
Upper North | DAVENPORT WEST - AUGUSTA HWY SD54300 | ESS | MVA | 2026 | 0.27049 | 33kV | Radial | None
Upper North | AUGUSTA HWY - STIRLING NORTH SD54300 | ESS | MVA | 2026 | 0.25406 | 33kV | Radial | None
Upper North | STIRLING NORTH - QUORN SD54300 | ESS | MVA | 2026 | 0.082066 | 33kV | Radial | None
Upper North | DAVENPORT WEST - PT PATERSON SD54400 | ESS | MVA | 2026 | 0 | 33kV | Radial | None
Upper North | BAROOTA - BAROOTA TOWN TEE SD31100 | ESS | MVA | 2026 | 0.43785 | 33kV | Radial | None
Upper North | BAROOTA TOWN TEE - BAROOTA TOWN SD31100 | ESS | MVA | 2026 | 0.008162 | 33kV | Radial | None
Upper North | BAROOTA TOWN TEE - BAROOTA TEE SD31100 | ESS | MVA | 2026 | 0.42968 | 33kV | Radial | None
Upper North | BAROOTA TEE - NAPPERBY BUNGAMA SD31100 | ESS | MVA | 2026 | 0.13545 | 33kV | Radial | None
Upper North | BAROOTA TEE - MURRAYTOWN SD31100 | ESS | MVA | 2026 | 0.29012 | 33kV | Radial | None
Upper North | MURRAYTOWN - WIRRABARA FOREST TEE SD31200 | ESS | MVA | 2026 | 0.087351 | 33kV | Radial | None
Upper North | WIRRABARA FOREST TEE - WIRRABARA FOREST SD31200 | ESS | MVA | 2026 | 0.011352 | 33kV | Radial | None
Upper North | WIRRABARA FOREST TEE - GLADSTONE SD31200 | ESS | MVA | 2026 | 0.025739 | 33kV | Radial | None
Upper North | MURRAYTOWN - ORROROO SD31300 | ESS | MVA | 2026 | 0.12689 | 33kV | Radial | None
Upper North | MURRAYTOWN - WILMINGTON SD31400 | ESS | MVA | 2026 | 0.069213 | 33kV | Radial | None
Upper North | BUNGAMA - PORT PIRIE SOUTH SD32101 | ESS | MVA | 2026 | 0 | 33kV | Meshed | None
Upper North | PORT PIRIE SOUTH - PORT PIRIE SD32102 | ESS | MVA | 2026 | 0 | 33kV | Meshed | None
Upper North | BUNGAMA - PORT PIRIE SD32103 | ESS | MVA | 2026 | 0 | 33kV | Meshed | None
Upper North | BUNGAMA - HUGHES GAP SD32301 | ESS | MVA | 2026 | 8.9995 | 33kV | Radial | Reverse N
Upper North | HUGHES GAP - CRYSTAL BROOK TEE SD32302 | ESS | MVA | 2026 | 0.43828 | 33kV | Radial | None
Upper North | CRYSTAL BROOK TEE - GLADSTONE SD32302 | ESS | MVA | 2026 | 0.43828 | 33kV | Radial | None
Upper North | GLADSTONE - CALTOWIE TEE SD32200 | ESS | MVA | 2026 | 0.27684 | 33kV | Radial | None
Upper North | CALTOWIE TEE - CALTOWIE SD32200 | ESS | MVA | 2026 | 0.0065339 | 33kV | Radial | None
Upper North | CALTOWIE TEE - PETERBOROUGH TEE SD32200 | ESS | MVA | 2026 | 0.26301 | 33kV | Radial | None
Upper North | PETERBOROUGH TEE - JAMESTOWN SD32200 | ESS | MVA | 2026 | 0.16388 | 33kV | Radial | None
Upper North | JAMESTOWN - TEROWIE TOWNSHIP SD32200 | ESS | MVA | 2026 | 0.028702 | 33kV | Radial | None
Upper North | PETERBOROUGH TEE - PETERBOROUGH SD32200 | ESS | MVA | 2026 | 0.09913 | 33kV | Radial | None
Upper North | BUNGAMA - PORT BROUGHTON TEE SD32400 | ESS | MVA | 2026 | 0.38802 | 33kV | Radial | Reverse N
Upper North | PORT BROUGHTON TEE - PORT BROUGHTON SD32400 | ESS | MVA | 2026 | 0.23451 | 33kV | Radial | None
Upper North | PORT BROUGHTON TEE - BRINKWORTH TIE SD32400 | ESS | MVA | 2026 | 0 | 33kV | Radial | None
Upper North | PORT BROUGHTON TEE - CRYSTAL BROOK TEE SD32400 | ESS | MVA | 2026 | 0.14901 | 33kV | Radial | None
Upper North | NEUROODLA - HAWKER SD59100 | ESS | MVA | 2026 | 0.020665 | 33kV | Radial | None
Yorke Peninsula | HUMMOCKS DISTRIBUTION - NINNES TEE SD34400 | ESS | MVA | 2026 | 0.21429 | 33kV | Radial | None
Yorke Peninsula | NINNES TEE - LOCHIEL SD34400 | ESS | MVA | 2026 | 0.14869 | 33kV | Radial | None
Yorke Peninsula | NINNES TEE - KAINTON TEE SD34400 | ESS | MVA | 2026 | 0.047755 | 33kV | Radial | None
Yorke Peninsula | KAINTON TEE - KAINTON SD34400 | ESS | MVA | 2026 | 0.0069592 | 33kV | Radial | None
Yorke Peninsula | KAINTON TEE - PASKEVILLE SD34400 | ESS | MVA | 2026 | 0.040796 | 33kV | Radial | None
Yorke Peninsula | PASKEVILLE - KADINA EAST SD34405 | ESS | MVA | 2026 | 0.018065 | 33kV | Radial | None
Yorke Peninsula | HUMMOCKS DISTRIBUTION - PORT CLINTON SD34300 | ESS | MVA | 2026 | 0.071169 | 33kV | Radial | None
Yorke Peninsula | PORT CLINTON - ARDROSSAN SD34300 | ESS | MVA | 2026 | 0.027164 | 33kV | Radial | None
Yorke Peninsula | HUMMOCKS DISTRIBUTION - FEDERATION CORNER SD34201 | ESS | MVA | 2026 | 1.3901 | 33kV | Radial | None
Yorke Peninsula | FEDERATION CORNER - SWAMP ROAD SD34201 | ESS | MVA | 2026 | 1.3825 | 33kV | Radial | None
Yorke Peninsula | FEDERATION CORNER - PT WAKEFIELD TEE SD34201 | ESS | MVA | 2026 | 0.0076081 | 33kV | Radial | None
Yorke Peninsula | PT WAKEFIELD TEE - SWAMP ROAD SD34201 | ESS | MVA | 2026 | 0 | 33kV | Radial | None
Yorke Peninsula | SWAMP ROAD - PT WAKEFIELD FAR NORTH EAST SD34201 | ESS | MVA | 2026 | 0 | 33kV | Radial | None
Yorke Peninsula | PT WAKEFIELD TEE - PT WAKEFIELD RURAL SD34201 | ESS | MVA | 2026 | 0.0076081 | 33kV | Radial | None
Yorke Peninsula | PT WAKEFIELD RURAL - PT WAKEFIELD TOWN TEE SD34201 | ESS | MVA | 2026 | 0.0051878 | 33kV | Radial | None
Yorke Peninsula | PT WAKEFIELD TOWN TEE - PT WAKEFIELD TOWN SD34201 | ESS | MVA | 2026 | 0 | 33kV | Radial | None
Yorke Peninsula | PT WAKEFIELD TOWN TEE - PROOF RANGE SD34201 | ESS | MVA | 2026 | 0.0051878 | 33kV | Radial | None
Yorke Peninsula | HUMMOCKS DISTRIBUTION - BOWMANS TEE SD34102 | ESS | MVA | 2026 | 0.23515 | 33kV | Radial | None
Yorke Peninsula | BOWMANS TEE - PT WAKEFIELD RURAL SD34102 | ESS | MVA | 2026 | 0 | 33kV | Radial | None
Yorke Peninsula | BOWMANS TEE - SAINTS SD34102 | ESS | MVA | 2026 | 0.23515 | 33kV | Radial | None
Yorke Peninsula | SAINTS - BALAKLAVA SD34102 | ESS | MVA | 2026 | 0.19798 | 33kV | Radial | None
Yorke Peninsula | BALAKLAVA - BALAKLAVA RURAL SD34102 | ESS | MVA | 2026 | 0 | 33kV | Radial | None
Yorke Peninsula | BALAKLAVA - BALAKLAVA TOWNSHIP SD34102 | ESS | MVA | 2026 | 0 | 33kV | Radial | None
Yorke Peninsula | KADINA EAST DISTRIBUTION - KADINA SD51102 | ESS | MVA | 2026 | 5.2224 | 33kV | Radial | None
Yorke Peninsula | KADINA EAST DISTRIBUTION - MOONTA TEE SD51200 | ESS | MVA | 2026 | 5.2352 | 33kV | Radial | None
Yorke Peninsula | MOONTA TEE - KADINA SD51200 | ESS | MVA | 2026 | 0 | 33kV | Radial | None
Yorke Peninsula | MOONTA TEE - MOONTA SD51200 | ESS | MVA | 2026 | 5.2352 | 33kV | Radial | N
Yorke Peninsula | KADINA EAST DISTRIBUTION - WALLAROO TEE SD51300 | ESS | MVA | 2026 | 9.3419 | 33kV | Radial | None
Yorke Peninsula | WALLAROO TEE - KADINA SD51300 | ESS | MVA | 2026 | 0 | 33kV | Radial | None
Yorke Peninsula | WALLAROO TEE - WALLAROO SD51300 | ESS | MVA | 2026 | 0.58195 | 33kV | Radial | None
Yorke Peninsula | ARDROSSAN WEST DISTRIBUTION - MAITLAND SD35100 | ESS | MVA | 2026 | 0.20662 | 33kV | Radial | None
Yorke Peninsula | ARDROSSAN WEST DISTRIBUTION - ARDROSSAN SD35201 | ESS | MVA | 2026 | 0.10847 | 33kV | Radial | None
Yorke Peninsula | ARDROSSAN WEST DISTRIBUTION - ARDROSSAN BHP SD35200 | ESS | MVA | 2026 | 0.33645 | 33kV | Radial | None
Yorke Peninsula | ARDROSSAN - ARDROSSAN BHP SD35200 | ESS | MVA | 2026 | 0 | 33kV | Radial | None
Yorke Peninsula | ARDROSSAN BHP - PORT VINCENT SD35200 | ESS | MVA | 2026 | 0.33645 | 33kV | Radial | None
Yorke Peninsula | PORT VINCENT - MINLATON TEE SD35300 | ESS | MVA | 2026 | 0.1604 | 33kV | Radial | None
Yorke Peninsula | MINLATON TEE - CURRAMULKA TEE SD35300 | ESS | MVA | 2026 | 0.1604 | 33kV | Radial | None
Yorke Peninsula | CURRAMULKA TEE - CURRAMULKA SD35300 | ESS | MVA | 2026 | 0.027166 | 33kV | Radial | None
Yorke Peninsula | CURRAMULKA TEE - MINLATON SD35300 | ESS | MVA | 2026 | 0.13323 | 33kV | Radial | None
Yorke Peninsula | MINLATON TEE - PT VINCENT RURAL SD35300 | ESS | MVA | 2026 | 0 | 33kV | Radial | None
Yorke Peninsula | DALRYMPLE - STANSBURY TEE SD35400 | ESS | MVA | 2026 | 0.092298 | 33kV | Radial | None
Yorke Peninsula | STANSBURY TEE - PORT GILES TEE SD35400 | ESS | MVA | 2026 | 0.01979 | 33kV | Radial | None
Yorke Peninsula | PORT GILES TEE - PORT GILES SD35400 | ESS | MVA | 2026 | 0.01979 | 33kV | Radial | None
Yorke Peninsula | STANSBURY TEE - STANSBURY SD35400 | ESS | MVA | 2026 | 0.072508 | 33kV | Radial | None
Yorke Peninsula | STANSBURY - PT VINCENT RURAL SD35403 | ESS | MVA | 2026 | 0.0043028 | 33kV | Radial | None
Yorke Peninsula | DALRYMPLE - WOOL BAY RURAL SD35500 | ESS | MVA | 2026 | 0.35936 | 33kV | Radial | None
Yorke Peninsula | WOOL BAY RURAL - WOOL BAY SD35500 | ESS | MVA | 2026 | 0.35936 | 33kV | Radial | None
Yorke Peninsula | WOOL BAY RURAL - PORT GILES TEE SD35500 | ESS | MVA | 2026 | 0 | 33kV | Radial | None
Yorke Peninsula | WOOL BAY - EDITHBURGH TEE SD35500 | ESS | MVA | 2026 | 0.35936 | 33kV | Radial | None
Yorke Peninsula | EDITHBURGH TEE - YORKETOWN SD35500 | ESS | MVA | 2026 | 0.28353 | 33kV | Radial | None
Yorke Peninsula | YORKETOWN - MARION BAY SD35500 | ESS | MVA | 2026 | 0.20078 | 33kV | Radial | None
Yorke Peninsula | EDITHBURGH TEE - EDITHBURGH SD35500 | ESS | MVA | 2026 | 0.075829 | 33kV | Radial | None
Metro West | ADELAIDE BRIGHTON CEMENT - PORT ADELAIDE SD1529 | ESS | MVA | 2027 |  | 66kV | Meshed | None
Metro South | ALDINGA - WILLUNGA SD1674 | ESS | MVA | 2027 |  | 66kV | Meshed | None
Metro North | ANGLE VALE - ANGLE VALE TEE SD1506A | ESS | MVA | 2027 |  | 66kV | Meshed | None
Metro North | ANGLE VALE TEE - EVANSTON SD1506B | ESS | MVA | 2027 |  | 66kV | Meshed | None
Metro North | ANGLE VALE TEE - VIRGINIA TEE SD2033 | ESS | MVA | 2027 |  | 66kV | Radial | None
Metro West | ATHOL PARK - ATHOL PARK TEE SD1677A | ESS | MVA | 2027 |  | 66kV | Radial | None
Metro West | BLACKPOOL - FULHAM GARDENS SD1639 | ESS | MVA | 2027 |  | 66kV | Meshed | None
Metro North | BOLIVAR - ST KILDA SD2034 | ESS | MVA | 2027 |  | 66kV | Radial | None
Metro East | CAMPBELLTOWN - MAGILL SD1661 | ESS | MVA | 2027 |  | 66kV | Meshed | None
Metro West | CHELTENHAM - CROYDON PARK TEE SD1655A | ESS | MVA | 2027 |  | 66kV | Meshed | None
Metro South | CITY WEST - KESWICK SD2013 | ESS | MVA | 2027 |  | 66kV | Meshed | None
Metro East | CITY WEST - WHITMORE SQUARE SD2016 | ESS | MVA | 2027 |  | 66kV | Meshed | None
Metro East | COROMANDEL PLACE - WHITMORE SQUARE SD1681 | ESS | MVA | 2027 |  | 66kV | Meshed | None
Metro East | CROYDON - HINDLEY STREET TEE SD1659B | ESS | MVA | 2027 |  | 66kV | Meshed | None
Metro West | CROYDON - KILKENNY SD1523 | ESS | MVA | 2027 |  | 66kV | Meshed | None
Metro West | CROYDON PARK - CROYDON PARK TEE SD1655B | ESS | MVA | 2027 |  | 66kV | Meshed | None
Metro West | CROYDON PARK TEE - CROYDON SD1655C | ESS | MVA | 2027 |  | 66kV | Meshed | None
Metro North | DIREK - PARALOWIE SD2004 | ESS | MVA | 2027 |  | 66kV | Meshed | None
Metro East | DRY CREEK - KILBURN SOUTH TEE SD1658A | ESS | MVA | 2027 |  | 66kV | Meshed | None
Metro East | EAST TERRACE - COROMANDEL PLACE SD1680 | ESS | MVA | 2027 |  | 66kV | Meshed | None
Metro East | EAST TERRACE - NORTH ADELAIDE SD1560 | ESS | MVA | 2027 |  | 66kV | Meshed | None
Metro North | EDINBURGH - SALISBURY SD1688 | ESS | MVA | 2027 |  | 66kV | Meshed | None
Metro North | ELIZABETH DOWNS - PENFIELD SD1508 | ESS | MVA | 2027 |  | 66kV | Meshed | None
Metro North | ELIZABETH DOWNS - SMITHFIELD WEST SD1686 | ESS | MVA | 2027 |  | 66kV | Meshed | N-1
Metro North | ELIZABETH HEIGHTS - ELIZABETH DOWNS SD1501 | ESS | MVA | 2027 |  | 66kV | Meshed | None
Metro North | ELIZABETH SOUTH - EDINBURGH SD1511 | ESS | MVA | 2027 |  | 66kV | Meshed | None
Metro West | FINDON - FINDON TEE SD1520A | ESS | MVA | 2027 |  | 66kV | Meshed | None
Metro West | FINDON TEE - FLINDERS PARK SD1520B | ESS | MVA | 2027 |  | 66kV | Meshed | None
Metro West | FLINDERS PARK - NEW RICHMOND SD1521 | ESS | MVA | 2027 |  | 66kV | Meshed | None
Metro West | FULHAM GARDENS - FINDON TEE SD1520C | ESS | MVA | 2027 |  | 66kV | Meshed | None
Metro West | FULHAM GARDENS - HENLEY SOUTH #1 SD1519 | ESS | MVA | 2027 |  | 66kV | Meshed | None
Metro West | FULHAM GARDENS - HENLEY SOUTH #2 SD1691 | ESS | MVA | 2027 |  | 66kV | Meshed | None
Metro South | GLENELG NORTH TEE - GLENELG NORTH SD1584A | ESS | MVA | 2027 |  | 66kV | Meshed | None
Metro South | GLENELG NORTH TEE - PLYMPTON SD1584B | ESS | MVA | 2027 |  | 66kV | Meshed | None
Metro East | GOLDEN GROVE - INGLE FARM SD1647 | ESS | MVA | 2027 |  | 66kV | Meshed | None
Metro South | HACKHAM - PORT NOARLUNGA SD1694A | ESS | MVA | 2027 |  | 66kV | Meshed | None
Metro South | HAPPY VALLEY - HV/SAW TEE SD1591A | ESS | MVA | 2027 |  | 66kV | Meshed | None
Metro South | HAPPY VALLEY - PANORAMA #1 SD1665 | ESS | MVA | 2027 |  | 66kV | Meshed | None
Metro South | HAPPY VALLEY - PANORAMA #2 SD1666 | ESS | MVA | 2027 |  | 66kV | Meshed | None
Metro South | HAPPY VALLEY - SEACOMBE #1 SD1566 | ESS | MVA | 2027 |  | 66kV | Meshed | None
Metro South | HAPPY VALLEY - SEACOMBE #2 SD1590 | ESS | MVA | 2027 |  | 66kV | Meshed | None
Metro East | HILLCREST - HOLDEN HILL SD1692 | ESS | MVA | 2027 |  | 66kV | Meshed | None
Metro East | HINDLEY STREET - WHITMORE SQUARE SD1664 | ESS | MVA | 2027 |  | 66kV | Meshed | None
Metro East | HINDLEY STREET TEE - HINDLEY STREET SD1659C | ESS | MVA | 2027 |  | 66kV | Meshed | None
Metro East | HOLDEN HILL - CAMPBELLTOWN SD1660 | ESS | MVA | 2027 |  | 66kV | Meshed | None
Metro East | HOLDEN HILL - HOPE VALLEY SD1554A | ESS | MVA | 2027 |  | 66kV | Meshed | None
Metro East | HOPE VALLEY - TEA TREE GULLY SD1554B | ESS | MVA | 2027 |  | 66kV | Meshed | None
Metro South | HV/SAW TEE - MORPHETT VALE EAST SD1591C | ESS | MVA | 2027 |  | 66kV | Meshed | None
Metro East | KENT TOWN - KENT TOWN TEE SD1690 | ESS | MVA | 2027 |  | 66kV | Meshed | None
Metro South | KESWICK - CLARENCE GARDENS SD1671 | ESS | MVA | 2027 |  | 66kV | Radial | None
Metro South | KESWICK - NEW RICHMOND TEE SD1670A | ESS | MVA | 2027 |  | 66kV | Meshed | N-1
Metro South | KESWICK - WHITMORE SQUARE TEE SD1669A | ESS | MVA | 2027 |  | 66kV | Meshed | None
Metro West | KILBURN - CAVAN SD2014 | ESS | MVA | 2027 |  | 66kV | Meshed | None
Metro West | KILBURN - CROYDON PARK SD1531 | ESS | MVA | 2027 |  | 66kV | Meshed | None
Metro East | KILBURN SOUTH TEE - KILBURN SOUTH SD1658B | ESS | MVA | 2027 |  | 66kV | Radial | None
Metro East | KILBURN SOUTH TEE - PROSPECT SD1658C | ESS | MVA | 2027 |  | 66kV | Meshed | None
Metro West | KILKENNY - WOODVILLE SD1675 | ESS | MVA | 2027 |  | 66kV | Meshed | None
Metro South | KINGSWOOD - NORTH UNLEY SD1574 | ESS | MVA | 2027 |  | 66kV | Meshed | None
Metro West | LARGS NORTH - ADELAIDE BRIGHTON CEMENT SD1654 | ESS | MVA | 2027 |  | 66kV | Meshed | None
Metro West | LEFEVRE - BLACKPOOL SD1693 | ESS | MVA | 2027 |  | 66kV | Meshed | None
Metro South | LINDEN PARK - LINDEN PARK TEE SD1662A | ESS | MVA | 2027 |  | 66kV | Meshed | None
Metro South | LOWER MITCHAM - KINGSWOOD SD1563 | ESS | MVA | 2027 |  | 66kV | Meshed | None
Metro East | MAGILL - BURNSIDE SD1556 | ESS | MVA | 2027 |  | 66kV | Radial | None
Metro East | MAGILL - KENT TOWN TEE SD1663A | ESS | MVA | 2027 |  | 66kV | Meshed | None
Metro East | MAGILL - NORWOOD SD1543 | ESS | MVA | 2027 |  | 66kV | Meshed | None
Metro South | MAGILL - URAIDLA TEE SD1662B | ESS | MVA | 2027 |  | 66kV | Meshed | None
Metro East | MAGILL - WOODFORDE 2 SD1678 | ESS | MVA | 2027 |  | 66kV | Radial | None
Metro East | MAGILL - WOODFORDE 3 SD1679 | ESS | MVA | 2027 |  | 66kV | Radial | None
Metro South | MCLAREN FLAT - WILLUNGA SD1594A | ESS | MVA | 2027 |  | 66kV | Meshed | N-1
Metro South | MORPHETT VALE EAST - CLARENDON SD1592 | ESS | MVA | 2027 |  | 66kV | Radial | None
Metro South | MORPHETT VALE EAST - HACKHAM SD1694B | ESS | MVA | 2027 |  | 66kV | Meshed | None
Metro South | MORPHETT VALE EAST - MCLAREN FLAT SD1594B | ESS | MVA | 2027 |  | 66kV | Meshed | N-1
Metro South | MORPHETT VALE EAST - PORT STANVAC #1 SD1593 | ESS | MVA | 2027 |  | 66kV | Meshed | None
Metro South | MORPHETT VALE EAST - PORT STANVAC #2 SD2010 | ESS | MVA | 2027 |  | 66kV | Meshed | None
Metro South | MORPHETTVILLE - ASCOT PARK SD1586 | ESS | MVA | 2027 |  | 66kV | Meshed | None
Metro South | MORPHETTVILLE - GLENELG NORTH TEE SD1584C | ESS | MVA | 2027 |  | 66kV | Meshed | None
Metro South | MORPHETTVILLE - OAKLANDS SD1585 | ESS | MVA | 2027 |  | 66kV | Meshed | None
Metro North | MUNNO PARA - ELIZABETH DOWNS SD2023 | ESS | MVA | 2027 |  | 66kV | Meshed | None
Metro North | MUNNO PARA - EVANSTON SD1652 | ESS | MVA | 2027 |  | 66kV | Meshed | N-1
Metro West | NEW OSBORNE - BLACKPOOL SD1518 | ESS | MVA | 2027 |  | 66kV | Meshed | None
Metro West | NEW OSBORNE - GLANVILLE SD1527 | ESS | MVA | 2027 |  | 66kV | Meshed | N-1
Metro West | NEW OSBORNE - LARGS NORTH SD1653 | ESS | MVA | 2027 |  | 66kV | Meshed | None
Metro West | NEW OSBORNE - SMORGON STEEL RECYCLING SD1532A | ESS | MVA | 2027 |  | 66kV | Meshed | None
Metro West | NEW RICHMOND - THEBARTON SD1516 | ESS | MVA | 2027 |  | 66kV | Meshed | None
Metro South | NEW RICHMOND TEE - NEW RICHMOND SD1670B | ESS | MVA | 2027 |  | 66kV | Meshed | None
Metro South | NEW RICHMOND TEE - PLYMPTON SD1670C | ESS | MVA | 2027 |  | 66kV | Meshed | None
Metro South | NOARLUNGA CENTRE - PORT NOARLUNGA SD1668 | ESS | MVA | 2027 |  | 66kV | Meshed | None
Metro East | NORTH ADELAIDE - HINDLEY STREET TEE SD1659A | ESS | MVA | 2027 |  | 66kV | Meshed | None
Metro South | NORTH UNLEY - WHITMORE SQUARE TEE SD1669B | ESS | MVA | 2027 |  | 66kV | Meshed | N-1
Metro East | NORTHFIELD - CLEARVIEW SD1549 | ESS | MVA | 2027 |  | 66kV | Radial | None
Metro East | NORTHFIELD - DRY CREEK SD1657 | ESS | MVA | 2027 |  | 66kV | Meshed | None
Metro East | NORTHFIELD - HARROW SD1535 | ESS | MVA | 2027 |  | 66kV | Radial | None
Metro East | NORTHFIELD - HILLCREST SD1534 | ESS | MVA | 2027 |  | 66kV | Meshed | None
Metro East | NORTHFIELD - HOLDEN HILL SD1539 | ESS | MVA | 2027 |  | 66kV | Meshed | None
Metro East | NORTHFIELD - INGLE FARM #1 SD1548 | ESS | MVA | 2027 |  | 66kV | Meshed | None
Metro East | NORTHFIELD - INGLE FARM #2 SD2019 | ESS | MVA | 2027 |  | 66kV | Meshed | None
Metro East | NORWOOD - EAST TERRACE SD1545 | ESS | MVA | 2027 |  | 66kV | Meshed | N-1
Metro East | NORWOOD - KENT TOWN SD1559 | ESS | MVA | 2027 |  | 66kV | Meshed | None
Metro East | NORWOOD - LINDEN PARK SD1544 | ESS | MVA | 2027 |  | 66kV | Meshed | None
Metro South | PANORAMA - ASCOT PARK SD1587 | ESS | MVA | 2027 |  | 66kV | Meshed | None
Metro South | PANORAMA - BLACKWOOD SD1572 | ESS | MVA | 2027 |  | 66kV | Radial | None
Metro South | PANORAMA - CUDMORE PARK SD1573 | ESS | MVA | 2027 |  | 66kV | Radial | None
Metro South | PANORAMA - LINDEN PARK TEE SD1662C | ESS | MVA | 2027 |  | 66kV | Meshed | None
Metro South | PANORAMA - LOWER MITCHAM SD1562 | ESS | MVA | 2027 |  | 66kV | Meshed | None
Metro South | PANORAMA - TONSLEY EAST SD2035 | ESS | MVA | 2027 |  | 66kV | Meshed | None
Metro North | PARA - ELIZABETH HEIGHTS SD1504 | ESS | MVA | 2027 |  | 66kV | Meshed | None
Metro North | PARA - ELIZABETH SOUTH SD1503 | ESS | MVA | 2027 |  | 66kV | Meshed | None
Metro North | PARAFIELD GARDENS - CAVAN SD1687 | ESS | MVA | 2027 |  | 66kV | Meshed | None
Metro North | PARAFIELD GARDENS - SALISBURY SD1502 | ESS | MVA | 2027 |  | 66kV | Meshed | None
Metro North | PARAFIELD GARDENS WEST - BOLIVAR SD1683 | ESS | MVA | 2027 |  | 66kV | Radial | None
Metro North | PARAFIELD GARDENS WEST - PARAFIELD GARDENS SD1682 | ESS | MVA | 2027 |  | 66kV | Meshed | N-1
Metro North | PARAFIELD GARDENS WEST - PARALOWIE SD1510 | ESS | MVA | 2027 |  | 66kV | Meshed | None
Metro North | PENFIELD - DIREK SD1685 | ESS | MVA | 2027 |  | 66kV | Meshed | None
Metro North | PENFIELD - ELIZABETH SOUTH SD1509 | ESS | MVA | 2027 |  | 66kV | Meshed | None
Metro South | PLYMPTON - GLENELG NORTH SD1583 | ESS | MVA | 2027 |  | 66kV | Meshed | None
Metro West | PORT ADELAIDE - CHELTENHAM SD1646 | ESS | MVA | 2027 |  | 66kV | Meshed | None
Metro West | PORT ADELAIDE NORTH - ATHOL PARK TEE SD1677B | ESS | MVA | 2027 |  | 66kV | Meshed | None
Metro South | PORT NOARLUNGA - SEAFORD SD1676A | ESS | MVA | 2027 |  | 66kV | Meshed | N-1
Metro South | PORT STANVAC - LONSDALE SD1673 | ESS | MVA | 2027 |  | 66kV | Meshed | None
Metro South | PORT STANVAC - NOARLUNGA CENTRE SD1667 | ESS | MVA | 2027 |  | 66kV | Meshed | None
Metro East | PROSPECT - CROYDON SD2024 | ESS | MVA | 2027 |  | 66kV | Meshed | None
Metro West | QUEENSTOWN - GLANVILLE SD1526 | ESS | MVA | 2027 |  | 66kV | Meshed | None
Metro South | SEACOMBE - OAKLANDS SD1565 | ESS | MVA | 2027 |  | 66kV | Meshed | None
Metro South | SEACOMBE - SHEIDOW PARK SD1672 | ESS | MVA | 2027 |  | 66kV | Meshed | None
Metro South | SEAFORD - ALDINGA SD1676B | ESS | MVA | 2027 |  | 66kV | Meshed | N-1
Metro South | SHEIDOW PARK - LONSDALE SD2009 | ESS | MVA | 2027 |  | 66kV | Meshed | None
Metro North | SMITHFIELD WEST - ANGLE VALE SD1650 | ESS | MVA | 2027 |  | 66kV | Meshed | None
Metro West | SMORGON STEEL RECYCLING - PORT ADELAIDE NORTH SD1532B | ESS | MVA | 2027 |  | 66kV | Meshed | None
Metro North | ST KILDA - VIRGINIA SD1684 | ESS | MVA | 2027 |  | 66kV | Radial | None
Metro East | TEA TREE GULLY - GOLDEN GROVE SD1638 | ESS | MVA | 2027 |  | 66kV | Meshed | None
Metro West | THEBARTON - CROYDON SD1522 | ESS | MVA | 2027 |  | 66kV | Meshed | None
Metro South | TONSLEY EAST - TONSLEY PARK SD1588 | ESS | MVA | 2027 |  | 66kV | Meshed | None
Metro South | TONSLEY PARK - SEACOMBE SD1564 | ESS | MVA | 2027 |  | 66kV | Meshed | None
Metro West | TORRENS ISLAND - ATHOL PARK TEE SD1677C | ESS | MVA | 2027 |  | 66kV | Meshed | None
Metro West | TORRENS ISLAND - KILBURN SD1656 | ESS | MVA | 2027 |  | 66kV | Meshed | None
Metro South | URAIDLA TEE - LINDEN PARK TEE SD1662D | ESS | MVA | 2027 |  | 66kV | Meshed | None
Metro North | VIRGINIA - VIRGINIA TEE SD2022A | ESS | MVA | 2027 |  | 66kV | Radial | None
Metro North | VIRGINIA TEE - TWO WELLS SD2022B | ESS | MVA | 2027 |  | 66kV | Radial | None
Metro East | WHITMORE SQUARE - KENT TOWN TEE SD1663B | ESS | MVA | 2027 |  | 66kV | Meshed | None
Metro East | WHITMORE SQUARE - WHITMORE SQUARE TEE SD1669C | ESS | MVA | 2027 |  | 66kV | Meshed | None
Metro West | WOODVILLE - FINDON SD1524 | ESS | MVA | 2027 |  | 66kV | Meshed | None
Metro West | WOODVILLE - QUEENSTOWN SD1525 | ESS | MVA | 2027 |  | 66kV | Meshed | None
Eastern Hills | MOUNT BARKER DISTRIBUTION - MOUNT BARKER SOUTH SD2012 | ESS | MVA | 2027 |  | 66kV | Meshed | None
Eastern Hills | MOUNT BARKER DISTRIBUTION - BALHANNAH SD1598 | ESS | MVA | 2027 | 6.1687 | 66kV | Radial | None
Eastern Hills | BALHANNAH - URAIDLA SD1599 | ESS | MVA | 2027 | 3.2512 | 66kV | Radial | None
Eastern Hills | URAIDLA - MAGILL (METRO SOUTH TIE) SD1662E | ESS | MVA | 2027 | 0 | 66kV | Radial | None
Eastern Hills | MOUNT BARKER DISTRIBUTION - HAHNDORF SD1596 | ESS | MVA | 2027 | 0.8634 | 66kV | Radial | None
Eastern Hills | MOUNT BARKER SOUTH - MEADOWS SD1597 | ESS | MVA | 2027 | 0.91915 | 66kV | Radial | None
Eastern Hills | MOUNT BARKER SOUTH - STRATHALBYN EAST TEE SD1601A | ESS | MVA | 2027 | 1.7939 | 66kV | Radial | None
Eastern Hills | STRATHALBYN EAST TEE - STRATHALBYN SD1601B | ESS | MVA | 2027 | 1.7939 | 66kV | Radial | None
Eastern Hills | STRATHALBYN - BELVIDERE SD1602 | ESS | MVA | 2027 | 0.42355 | 66kV | Radial | None
Eastern Hills | BELVIDERE - MILANG SD1603 | ESS | MVA | 2027 | 0.24511 | 66kV | Radial | None
Eastern Hills | BELVIDERE - LANGHORNE CREEK SD1604 | ESS | MVA | 2027 | 0.17844 | 66kV | Radial | None
Eyre Peninsula | YADNARIE - CLEVE SD1609 | ESS | MVA | 2027 | 0.35038 | 66kV | Radial | None
Eyre Peninsula | YADNARIE - RUDALL SD1610 | ESS | MVA | 2027 | 0.26475 | 66kV | Radial | None
Eyre Peninsula | RUDALL - DARKE PEAK SD1611 | ESS | MVA | 2027 | 0.18702 | 66kV | Radial | None
Eyre Peninsula | DARKE PEAK - CARALUE SD1612 | ESS | MVA | 2027 | 0.17362 | 66kV | Radial | None
Eyre Peninsula | RUDALL - LOCK SD1613 | ESS | MVA | 2027 | 0.070921 | 66kV | Radial | None
Eyre Peninsula | LOCK - POLDA SD1614 | ESS | MVA | 2027 | 0 | 66kV | Radial | None
Eyre Peninsula | WUDINNA - POLDA SD1615 | ESS | MVA | 2027 | 0.064234 | 66kV | Radial | None
Eyre Peninsula | WUDINNA - MOORKITABIE SD1605 | ESS | MVA | 2027 | 0.85902 | 66kV | Radial | None
Eyre Peninsula | MOORKITABIE - TARLTON SD1606 | ESS | MVA | 2027 | 0.78545 | 66kV | Radial | None
Eyre Peninsula | TARLTON - STREAKY BAY SD1607 | ESS | MVA | 2027 | 0.23417 | 66kV | Radial | None
Eyre Peninsula | TARLTON - CEDUNA SD1608 | ESS | MVA | 2027 | 0.51904 | 66kV | Radial | None
Riverland | NORTH WEST BEND - MORGAN TEE SD1616 | ESS | MVA | 2027 | 1.4325 | 66kV | Radial | None
Riverland | MORGAN TEE - CORDOLA SD1617 | ESS | MVA | 2027 | 1.3693 | 66kV | Radial | None
Riverland | CORDOLA - ROONKA SD1618 | ESS | MVA | 2027 | 1.3079 | 66kV | Radial | None
Riverland | ROONKA - PORTEE SD1619 | ESS | MVA | 2027 | 0.64122 | 66kV | Radial | None
Riverland | PORTEE - SWAN REACH SD1620 | ESS | MVA | 2027 | 0.63728 | 66kV | Radial | None
Riverland | NORTH WEST BEND - CADELL SD1622 | ESS | MVA | 2027 | 1.7373 | 66kV | Radial | None
Riverland | CADELL - QUALCO SD1623 | ESS | MVA | 2027 | 1.67 | 66kV | Radial | None
Riverland | QUALCO - RAMCO SD1624 | ESS | MVA | 2027 | 1.6471 | 66kV | Radial | None
Riverland | RAMCO - WAIKERIE SD1625 | ESS | MVA | 2027 | 1.5219 | 66kV | Radial | None
Riverland | BERRI - GLOSSOP SD1626 | ESS | MVA | 2027 | 8.0305 | 66kV | Radial | None
Riverland | GLOSSOP - LOVEDAY SD1627 | ESS | MVA | 2027 | 7.6931 | 66kV | Radial | None
Riverland | LOVEDAY - WOOLPUNDA SD1628 | ESS | MVA | 2027 | 0.036447 | 66kV | Radial | None
Riverland | WOOLPUNDA - WAIKERIE SD1629 | ESS | MVA | 2027 | 0 | 66kV | Radial | None
Riverland | BERRI - LOXTON SD1630 | ESS | MVA | 2027 | 3.7068 | 66kV | Radial | None
Riverland | LOXTON - PYAP SD1631 | ESS | MVA | 2027 | 0.46932 | 66kV | Radial | None
Riverland | BERRI - RENMARK SD1632 | ESS | MVA | 2027 | 3.6761 | 66kV | Radial | None
Riverland | RENMARK - PARINGA SD1633 | ESS | MVA | 2027 | 0.19732 | 66kV | Radial | None
Riverland | BERRI - LYRUP SD1634 | ESS | MVA | 2027 | 0.076691 | 66kV | Radial | None
Metro South | WILLUNGA - MYPONGA SD1568 | ESS | MVA | 2027 | 2.677 | 66kV | Radial | None
Metro South | MYPONGA - YANKALILLA SD1569 | ESS | MVA | 2027 | 1.6135 | 66kV | Radial | None
Metro South | YANKALILLA - CAPE JERVIS SD1689 | ESS | MVA | 2027 | 0.7249 | 66kV | Radial | None
Metro South | WILLUNGA - SQUARE WATER HOLE SD1570 | ESS | MVA | 2027 | 4.7171 | 66kV | Radial | None
Metro South | SQUARE WATER HOLE - VICTOR HARBOR SD1595 | ESS | MVA | 2027 | 2.589 | 66kV | Radial | None
Metro South | SQUARE WATER HOLE - GOOLWA SD1571 | ESS | MVA | 2027 | 1.6814 | 66kV | Radial | None
Eastern Hills | BALHANNAH - WOODSIDE SD41100 | ESS | MVA | 2027 | 0.96649 | 33kV | Radial | None
Eastern Hills | BALHANNAH - VERDUN TEE SD41200 | ESS | MVA | 2027 | 0.63796 | 33kV | Radial | None
Eastern Hills | VERDUN TEE - ALDGATE TEE SD41200 | ESS | MVA | 2027 | 0.0016299 | 33kV | Radial | None
Eastern Hills | VERDUN TEE - MYLOR SD41200 | ESS | MVA | 2027 | 0.51466 | 33kV | Radial | None
Eastern Hills | BALHANNAH - NAIRNE TEE SD41300 | ESS | MVA | 2027 | 1.313 | 33kV | Radial | None
Eastern Hills | NAIRNE TEE - NAIRNE SD41300 | ESS | MVA | 2027 | 0.88731 | 33kV | Radial | None
Eastern Hills | NAIRNE TEE - BRUKUNGA SD41300 | ESS | MVA | 2027 | 0.054074 | 33kV | Radial | None
Eastern Hills | URAIDLA - PICCADILLY TEE SD42100 | ESS | MVA | 2027 | 2.5257 | 33kV | Radial | None
Eastern Hills | PICCADILLY TEE - PICCADILLY EOL SD42100 | ESS | MVA | 2027 | 0.32678 | 33kV | Radial | None
Eastern Hills | PICCADILLY TEE - ALDGATE TEE SD42100 | ESS | MVA | 2027 | 2.1989 | 33kV | Radial | None
Eastern Hills | ALDGATE TEE - ALDGATE SD42100 | ESS | MVA | 2027 | 1.0049 | 33kV | Radial | None
Eastern Hills | ANGAS CREEK - BIRDWOOD TEE SD38100 | ESS | MVA | 2027 | 0.73672 | 33kV | Radial | None
Eastern Hills | BIRDWOOD TEE - GUMERACHA RURAL SD38100 | ESS | MVA | 2027 | 0.063385 | 33kV | Radial | None
Eastern Hills | BIRDWOOD TEE - BIRDWOOD SD38100 | ESS | MVA | 2027 | 0.67333 | 33kV | Radial | None
Eastern Hills | BIRDWOOD - MOUNT PLEASANT TEE SD38100 | ESS | MVA | 2027 | 0.34386 | 33kV | Radial | None
Eastern Hills | MOUNT PLEASANT TEE - PALMER RURAL SD38100 | ESS | MVA | 2027 | 0.089114 | 33kV | Radial | None
Eastern Hills | MOUNT PLEASANT TEE - MOUNT PLEASANT SD38100 | ESS | MVA | 2027 | 0.25475 | 33kV | Radial | None
Eastern Hills | ANGAS CREEK - ANGAS CREEK TEE SD38200 | ESS | MVA | 2027 | 1.3419 | 33kV | Radial | None
Eastern Hills | ANGAS CREEK TEE - LOBETHAL SD38200 | ESS | MVA | 2027 | 0.77451 | 33kV | Radial | None
Eastern Hills | LOBETHAL - WOODSIDE SD38200 | ESS | MVA | 2027 | 0 | 33kV | Radial | None
Eastern Hills | ANGAS CREEK TEE - GUMERACHA WEIR SD38200 | ESS | MVA | 2027 | 0.56736 | 33kV | Radial | None
Eastern Hills | GUMERACHA WEIR - HOUGHTON SD38200 | ESS | MVA | 2027 | 0.3292 | 33kV | Radial | None
Eastern Hills | GUMERACHA WEIR - KERSBROOK SD38200 | ESS | MVA | 2027 | 0.22432 | 33kV | Radial | None
Eastern Hills | KERSBROOK - WILLIAMSTOWN SOUTH TEE SD38200 | ESS | MVA | 2027 | 0.12527 | 33kV | Radial | None
Eastern Hills | GUMERACHA WEIR - GUMERACHA RURAL SD38200 | ESS | MVA | 2027 | 0 | 33kV | Radial | None
Eyre Peninsula | WHYALLA CENTRAL - WHYALLA CITY 1 SD56101 | ESS | MVA | 2027 | 1.0466 | 33kV | Radial | None
Eyre Peninsula | WHYALLA CENTRAL - WHYALLA CITY 2 SD56102 | ESS | MVA | 2027 | 0 | 33kV | Radial | None
Eyre Peninsula | WHYALLA CENTRAL - WHYALLA STUART SD56201 | ESS | MVA | 2027 | 0.99439 | 33kV | Radial | None
Eyre Peninsula | WHYALLA CENTRAL - WHYALLA NORTH TEE SD56301 | ESS | MVA | 2027 | 4.3043 | 33kV | Radial | None
Eyre Peninsula | WHYALLA NORTH TEE - WHYALLA TERMINAL SD56301 | ESS | MVA | 2027 | 0 | 33kV | Radial | None
Eyre Peninsula | WHYALLA NORTH TEE - WHYALLA SOLAR SD56301 | ESS | MVA | 2027 | 4.3043 | 33kV | Radial | None
Eyre Peninsula | WHYALLA SOLAR - WHYALLA NORTH SD56301 | ESS | MVA | 2027 | 0.013176 | 33kV | Radial | None
Eyre Peninsula | PORT LINCOLN TERMINAL - PORT LINCOLN CITY TEE PL32 | ESS | MVA | 2027 | 0.98137 | 33kV | Radial | None
Eyre Peninsula | PORT LINCOLN CITY TEE - PORT LINCOLN CITY PL32 | ESS | MVA | 2027 | 0 | 33kV | Radial | None
Eyre Peninsula | PORT LINCOLN CITY TEE - PORT LINCOLN MARINA TEE PL32 | ESS | MVA | 2027 | 0.98137 | 33kV | Radial | None
Eyre Peninsula | PORT LINCOLN MARINA TEE - PORT LINCOLN DOCKS PL32 | ESS | MVA | 2027 | 0.36359 | 33kV | Radial | None
Eyre Peninsula | PORT LINCOLN MARINA TEE - PORT LINCOLN MARINA PL32 | ESS | MVA | 2027 | 0.61778 | 33kV | Radial | None
Eyre Peninsula | PORT LINCOLN TERMINAL - PORT LINCOLN CITY SD61101 | ESS | MVA | 2027 | 1.2642 | 33kV | Radial | None
Eyre Peninsula | PORT LINCOLN TERMINAL - POONINDIE TEE PL34 | ESS | MVA | 2027 | 0.73799 | 33kV | Radial | None
Eyre Peninsula | POONINDIE TEE - POONINDIE PL34 | ESS | MVA | 2027 | 0.07382 | 33kV | Radial | None
Eyre Peninsula | POONINDIE - POINT BOSTON PL34 | ESS | MVA | 2027 | 0.012908 | 33kV | Radial | None
Eyre Peninsula | POONINDIE TEE - TOD RIVER PL34 | ESS | MVA | 2027 | 0.64353 | 33kV | Radial | None
Eyre Peninsula | TOD RIVER - CUMMINS CM36 | ESS | MVA | 2027 | 0.40532 | 33kV | Radial | None
Eyre Peninsula | TOD RIVER - TUMBY BAY CM35 | ESS | MVA | 2027 | 0.22809 | 33kV | Radial | None
Eyre Peninsula | PORT LINCOLN TERMINAL - ULEY SOUTH TEE PL33 | ESS | MVA | 2027 | 0.36779 | 33kV | Radial | None
Eyre Peninsula | ULEY SOUTH TEE - ULEY SOUTH PL33 | ESS | MVA | 2027 | 0 | 33kV | Radial | None
Eyre Peninsula | ULEY SOUTH TEE - ULEY PL33 | ESS | MVA | 2027 | 0.36779 | 33kV | Radial | None
Eyre Peninsula | ULEY - COFFIN BAY PL33 | ESS | MVA | 2027 | 0.31659 | 33kV | Radial | None
Eyre Peninsula | CLEVE - COWELL SD53100 | ESS | MVA | 2027 | 0.17074 | 33kV | Radial | None
Eyre Peninsula | CLEVE - BOOTHBY SD55100 | ESS | MVA | 2027 | 0.057324 | 33kV | Radial | None
Eyre Peninsula | BOOTHBY - PUMPING STATION ROAD SD55100 | ESS | MVA | 2027 | 0.057324 | 33kV | Radial | None
Eyre Peninsula | PUMPING STATION ROAD - ARNO BAY SD55100 | ESS | MVA | 2027 | 0.043505 | 33kV | Radial | None
Mid North | BRINKWORTH - YACKA TEE SD33100 | ESS | MVA | 2027 | 0.15936 | 33kV | Radial | None
Mid North | YACKA TEE - YACKA RURAL SD33100 | ESS | MVA | 2027 | 0.010201 | 33kV | Radial | None
Mid North | YACKA TEE - SPALDING TEE SD33100 | ESS | MVA | 2027 | 0.14916 | 33kV | Radial | None
Mid North | SPALDING TEE - GEORGETOWN SD33100 | ESS | MVA | 2027 | 0.055989 | 33kV | Radial | None
Mid North | GEORGETOWN - GLADSTONE SD33100 | ESS | MVA | 2027 | 0 | 33kV | Radial | None
Mid North | SPALDING TEE - SPALDING SD33100 | ESS | MVA | 2027 | 0.086063 | 33kV | Radial | None
Mid North | BRINKWORTH - MERRITON SD33300 | ESS | MVA | 2027 | 0.048443 | 33kV | Radial | None
Mid North | BRINKWORTH - BRINKWORTH TEE SD33200 | ESS | MVA | 2027 | 0.25013 | 33kV | Radial | None
Mid North | BRINKWORTH TEE - YACKA RURAL SD33200 | ESS | MVA | 2027 | 0 | 33kV | Radial | None
Mid North | BRINKWORTH TEE - BLYTH TOWNSHIP SD33200 | ESS | MVA | 2027 | 0.25013 | 33kV | Radial | None
Mid North | BLYTH TOWNSHIP - CLARE NORTH TEE SD33200 | ESS | MVA | 2027 | 0.0085736 | 33kV | Radial | None
Mid North | BLYTH TOWNSHIP - BALAKLAVA TOWNSHIP SD33200 | ESS | MVA | 2027 | 0.12227 | 33kV | Radial | None
Mid North | WATERLOO DISTRIBUTION - RIVERTON TEE SD36400 | ESS | MVA | 2027 | 0.46984 | 33kV | Radial | N
Mid North | RIVERTON TEE - AUBURN TEE SD36400 | ESS | MVA | 2027 | 0.2747 | 33kV | Radial | None
Mid North | AUBURN TEE - AUBURN SD36400 | ESS | MVA | 2027 | 0.2747 | 33kV | Radial | None
Mid North | RIVERTON TEE - RIVERTON SD36400 | ESS | MVA | 2027 | 0.19514 | 33kV | Radial | None
Mid North | WATERLOO DISTRIBUTION - WATERLOO RURAL SD36201 | ESS | MVA | 2027 | 0.088729 | 33kV | Radial | None
Mid North | WATERLOO RURAL - ROBERTSTOWN SD36201 | ESS | MVA | 2027 | 0.088729 | 33kV | Radial | None
Mid North | WATERLOO DISTRIBUTION - PORTERS LAGOON SD36101 | ESS | MVA | 2027 | 0.027289 | 33kV | Radial | None
Mid North | PORTERS LAGOON - HANSON SD36101 | ESS | MVA | 2027 | 0 | 33kV | Radial | None
Mid North | WATERLOO DISTRIBUTION - WATERLOO TOWN SD36300 | ESS | MVA | 2027 | 0.31677 | 33kV | Radial | None
Mid North | WATERLOO TOWN - EUDUNDA TEE SD36300 | ESS | MVA | 2027 | 0.28868 | 33kV | Radial | None
Mid North | EUDUNDA TEE - EUDUNDA SD36300 | ESS | MVA | 2027 | 0.15927 | 33kV | Radial | None
Mid North | EUDUNDA TEE - KAPUNDA RURAL SD36300 | ESS | MVA | 2027 | 0 | 33kV | Radial | None
Mid North | TEMPLERS - WASLEYS SD37402 | ESS | MVA | 2027 | 0.63741 | 33kV | Radial | None
Mid North | WASLEYS - MALLALA SD37402 | ESS | MVA | 2027 | 0.46032 | 33kV | Radial | None
Mid North | TEMPLERS - HAMLEY BRIDGE SD37101 | ESS | MVA | 2027 | 0.33158 | 33kV | Radial | None
Mid North | HAMLEY BRIDGE - BALAKLAVA RURAL SD37102 | ESS | MVA | 2027 | 0.14124 | 33kV | Radial | None
Mid North | TEMPLERS - FREELING NORTH TEE SD37200 | ESS | MVA | 2027 | 0.97452 | 33kV | Radial | None
Mid North | FREELING NORTH TEE - KAPUNDA RURAL SD37200 | ESS | MVA | 2027 | 0.50876 | 33kV | Radial | N
Mid North | TEMPLERS - DAVEYSTON TOWNSHIP SD37301 | ESS | MVA | 2027 | 0.021811 | 33kV | Radial | None
Mid North | TEMPLERS - GAWLER BELT TEE SD37501 | ESS | MVA | 2027 | 1.2401 | 33kV | Radial | None
Mid North | GAWLER BELT TEE - EVANSTON SD60101 | ESS | MVA | 2027 | 0 | 33kV | Radial | None
Mid North | DORRIEN - NURIOOTPA TEE SD52100 | ESS | MVA | 2027 | 1.0681 | 33kV | Radial | N
Mid North | NURIOOTPA TEE - NURIOOTPA SD52100 | ESS | MVA | 2027 | 0.8722 | 33kV | Radial | None
Mid North | NURIOOTPA TEE - STOCKWELL SD52100 | ESS | MVA | 2027 | 0.19587 | 33kV | Radial | None
Mid North | DORRIEN - ANGASTON NO 1 SD52201 | ESS | MVA | 2027 | 0 | 33kV | Meshed | None
Mid North | DORRIEN - ANGASTON NO 2 SD52202 | ESS | MVA | 2027 | 0 | 33kV | Meshed | None
Mid North | DORRIEN - BAROSSA SOUTH SD52300 | ESS | MVA | 2027 | 1.0965 | 33kV | Radial | None
Mid North | BAROSSA SOUTH TEE - LYNDOCH TEE SD52300 | ESS | MVA | 2027 | 0.98703 | 33kV | Radial | None
Mid North | LYNDOCH TEE - LYNDOCH SD52300 | ESS | MVA | 2027 | 0.78626 | 33kV | Radial | None
Mid North | LYNDOCH TEE - SANDY CREEK TEE SD52300 | ESS | MVA | 2027 | 0.20077 | 33kV | Radial | None
Mid North | SANDY CREEK TEE - SANDY CREEK SD52300 | ESS | MVA | 2027 | 0.18775 | 33kV | Radial | None
Mid North | SANDY CREEK TEE - EVANSTON TEE SD52300 | ESS | MVA | 2027 | 0.013015 | 33kV | Radial | None
Mid North | LYNDOCH - WILLIAMSTOWN SD52300 | ESS | MVA | 2027 | 0.47133 | 33kV | Radial | None
Mid North | WILLIAMSTOWN - WILLIAMSTOWN SOUTH TEE SD52300 | ESS | MVA | 2027 | 0.29356 | 33kV | Radial | None
Mid North | WILLIAMSTOWN SOUTH TEE - WILLIAMSTOWN SOUTH SD52300 | ESS | MVA | 2027 | 0.29356 | 33kV | Radial | None
Mid North | WILLIAMSTOWN SOUTH TEE - ANGAS CREEK TIE SD52300 | ESS | MVA | 2027 | 0 | 33kV | Radial | None
Mid North | CLARE NORTH - CLARE NO 1 SD57101 | ESS | MVA | 2027 | 0 | 33kV | Meshed | None
Mid North | CLARE NORTH - CLARE NORTH TEE SD57102 | ESS | MVA | 2027 | 0 | 33kV | Meshed | None
Mid North | CLARE NORTH TEE - CLARE NO 2 SD57102 | ESS | MVA | 2027 | 0 | 33kV | Meshed | None
Mid North | CLARE - FARRELL FLAT SD57100 | ESS | MVA | 2027 | 0.23258 | 33kV | Radial | None
Mid North | FARRELL FLAT - WATERLOO TIE SD57100 | ESS | MVA | 2027 | 0 | 33kV | Radial | None
Mid North | FARRELL FLAT - BURRA SD57100 | ESS | MVA | 2027 | 0.23258 | 33kV | Radial | None
Murraylands | MANNUM - PALMER TEE SD39200 | ESS | MVA | 2027 | 0.17032 | 33kV | Radial | None
Murraylands | PALMER TEE - MANNUM ROAD RANDELL ROAD INT SD39200 | ESS | MVA | 2027 | 0 | 33kV | Radial | None
Murraylands | PALMER TEE - CAMBRAI TEE SD39200 | ESS | MVA | 2027 | 0.17032 | 33kV | Radial | None
Murraylands | CAMBRAI TEE - CAMBRAI SD39200 | ESS | MVA | 2027 | 0.15616 | 33kV | Radial | None
Murraylands | CAMBRAI TEE - PALMER RURAL SD39200 | ESS | MVA | 2027 | 0.014156 | 33kV | Radial | None
Murraylands | MANNUM - TEAL FLAT TEE SD39100 | ESS | MVA | 2027 | 0.37471 | 33kV | Radial | None
Murraylands | TEAL FLAT TEE - TEAL FLAT SD39100 | ESS | MVA | 2027 | 0.15178 | 33kV | Radial | None
Murraylands | TEAL FLAT TEE - SWAN REACH SD39100 | ESS | MVA | 2027 | 0.21603 | 33kV | Radial | None
Murraylands | MANNUM - CALOOTE TEE SD39300 | ESS | MVA | 2027 | 4.9882 | 33kV | Radial | None
Murraylands | CALOOTE TEE - CALOOTE SD39300 | ESS | MVA | 2027 | 0.16603 | 33kV | Radial | None
Murraylands | CALOOTE TEE - MOBILONG TIE SD39300 | ESS | MVA | 2027 | 0.16603 | 33kV | Radial | None
Murraylands | MANNUM - MANNUM RURAL SD39300 | ESS | MVA | 2027 | 0 | 33kV | Radial | None
Murraylands | MANNUM RURAL - MANNUM TOWN TEE SD39300 | ESS | MVA | 2027 | 0.35708 | 33kV | Radial | None
Murraylands | MANNUM TOWN TEE - MANNUM ROAD RANDELL ROAD INT SD39300 | ESS | MVA | 2027 | 0.35708 | 33kV | Radial | None
Murraylands | MANNUM TOWN TEE - PELLARING FLAT TEE SD39300 | ESS | MVA | 2027 | 0 | 33kV | Radial | None
Murraylands | PELLARING FLAT TEE - MANNUM TOWN SD39300 | ESS | MVA | 2027 | 0.35708 | 33kV | Radial | None
Murraylands | MOBILONG DISTRIBUTION - MOBILONG SD43100 | ESS | MVA | 2027 | 6.7644 | 33kV | Radial | None
Murraylands | MOBILONG - MOBILONG TEE SD43100 | ESS | MVA | 2027 | 6.7644 | 33kV | Radial | None
Murraylands | MOBILONG TEE - MYPOLONGA TIE SD43100 | ESS | MVA | 2027 | 0 | 33kV | Radial | None
Murraylands | MOBILONG TEE - MURRAY BRIDGE NORTH TEE SD43100 | ESS | MVA | 2027 | 6.7644 | 33kV | Radial | None
Murraylands | MURRAY BRIDGE NORTH TEE - MURRAY BRIDGE NORTH SD43100 | ESS | MVA | 2027 | 0 | 33kV | Radial | None
Murraylands | MURRAY BRIDGE NORTH TEE - MURRAY BRIDGE SOUTH TEE SD43100 | ESS | MVA | 2027 | 1.8144 | 33kV | Radial | None
Murraylands | MURRAY BRIDGE SOUTH TEE - MURRAY BRIDGE SOUTH SD43100 | ESS | MVA | 2027 | 1.8144 | 33kV | Radial | None
Murraylands | MURRAY BRIDGE SOUTH TEE - MURRAY BRIDGE TOWNSHIP SD43100 | ESS | MVA | 2027 | 0 | 33kV | Radial | None
Murraylands | MOBILONG DISTRIBUTION - MOBILONG SD43200 | ESS | MVA | 2027 | 6.7644 | 33kV | Radial | None
Murraylands | MOBILONG - MONARTO TEE SD43200 | ESS | MVA | 2027 | 5.4508 | 33kV | Radial | None
Murraylands | MONARTO TEE - MURRAY BRIDGE NORTH SD43200 | ESS | MVA | 2027 | 5.3226 | 33kV | Radial | None
Murraylands | MONARTO TEE - MONARTO SOUTH TEE SD43200 | ESS | MVA | 2027 | 0.12822 | 33kV | Radial | None
Murraylands | MONARTO SOUTH TEE - MONARTO SOUTH SD43200 | ESS | MVA | 2027 | 0.11534 | 33kV | Radial | None
Murraylands | MONARTO SOUTH TEE - MONARTO CENTRAL SD43200 | ESS | MVA | 2027 | 0.012879 | 33kV | Radial | None
Murraylands | MOBILONG DISTRIBUTION - MOBILONG SD43300 | ESS | MVA | 2027 | 6.7644 | 33kV | Radial | None
Murraylands | MOBILONG - PALLAMANA TEE SD43300 | ESS | MVA | 2027 | 0.19226 | 33kV | Radial | None
Murraylands | PALLAMANA TEE - MYPOLONGA TEE SD43300 | ESS | MVA | 2027 | 0.19226 | 33kV | Radial | None
Murraylands | MYPOLONGA TEE - MYPOLONGA SD43300 | ESS | MVA | 2027 | 0.19226 | 33kV | Radial | None
Murraylands | MYPOLONGA - MYPOLONGA EOL SD43300 | ESS | MVA | 2027 | 0 | 33kV | Radial | None
Murraylands | MYPOLONGA TEE - CALOOTE TEE SD43300 | ESS | MVA | 2027 | 0 | 33kV | Radial | None
Murraylands | TAILEM BEND - PUMP STATION TEE SD40101 | ESS | MVA | 2027 | 1.7116 | 33kV | Radial | None
Murraylands | PUMP STATION TEE - TAILEM BEND RURAL SD40101 | ESS | MVA | 2027 | 0 | 33kV | Radial | None
Murraylands | TAILEM BEND RURAL - TAILEM BEND EOL SD40101 | ESS | MVA | 2027 | 0 | 33kV | Radial | None
Murraylands | PUMP STATION TEE - TAILEM BEND TOWN TEE SD40101 | ESS | MVA | 2027 | 1.7116 | 33kV | Radial | None
Murraylands | TAILEM BEND TOWN TEE - TAILEM BEND TOWN SD40101 | ESS | MVA | 2027 | 0.23122 | 33kV | Radial | None
Murraylands | TAILEM BEND TOWN TEE - JERVOIS SD40101 | ESS | MVA | 2027 | 1.4804 | 33kV | Radial | None
Murraylands | JERVOIS - JERVOIS FLAT 1 TEE SD40102 | ESS | MVA | 2027 | 1.4174 | 33kV | Radial | None
Murraylands | JERVOIS FLAT 1 TEE - JERVOIS FLAT 2 TEE SD40102 | ESS | MVA | 2027 | 1.4174 | 33kV | Radial | None
Murraylands | JERVOIS FLAT 2 TEE - WOODS POINT SD40102 | ESS | MVA | 2027 | 1.4174 | 33kV | Radial | None
Murraylands | WOODS POINT - WHITE SANDS TEE SD40103 | ESS | MVA | 2027 | 0 | 33kV | Radial | None
Murraylands | WHITE SANDS TEE - WHITE SANDS SD40103 | ESS | MVA | 2027 | 0 | 33kV | Radial | None
Murraylands | WHITE SANDS TEE - MURRAY BRIDGE TOWNSHIP SD40103 | ESS | MVA | 2027 | 0 | 33kV | Radial | None
Murraylands | TAILEM BEND - SUBSTATION ROAD TEE SD40200 | ESS | MVA | 2027 | 5.2547 | 33kV | Radial | None
Murraylands | SUBSTATION ROAD TEE - SUBSTATION ROAD SD40200 | ESS | MVA | 2027 | 0 | 33kV | Radial | None
Murraylands | SUBSTATION ROAD TEE - MALLEE HWY SD40200 | ESS | MVA | 2027 | 5.2547 | 33kV | Radial | None
Murraylands | MALLEE HWY - MOORLANDS SWER SD40200 | ESS | MVA | 2027 | 5.2429 | 33kV | Radial | None
Murraylands | MALLEE HWY - ELWOMPLE SD40200 | ESS | MVA | 2027 | 0.011751 | 33kV | Radial | None
Murraylands | MOORLANDS SWER - COOMANDOOK SD40200 | ESS | MVA | 2027 | 5.229 | 33kV | Radial | None
Murraylands | COOMANDOOK - COONALPYN SD40200 | ESS | MVA | 2027 | 5.203 | 33kV | Radial | None
Murraylands | COONALPYN - BINNIES TEE SD40300 | ESS | MVA | 2027 | 0.20233 | 33kV | Radial | N
Murraylands | BINNIES TEE - BINNIES SD40300 | ESS | MVA | 2027 | 0.00037845 | 33kV | Radial | None
Murraylands | BINNIES TEE - MENINGIE SD40300 | ESS | MVA | 2027 | 0.19499 | 33kV | Radial | None
Murraylands | MENINGIE - CAMPBELL PARK TEE SD40400 | ESS | MVA | 2027 | 0.036645 | 33kV | Radial | None
Murraylands | CAMPBELL PARK TEE - CAMPBELL PARK SD40400 | ESS | MVA | 2027 | 0.010897 | 33kV | Radial | None
Murraylands | CAMPBELL PARK TEE - NARRUNG SD40400 | ESS | MVA | 2027 | 0.025748 | 33kV | Radial | None
Murraylands | TAILEM BEND - SHERLOCK SD40501 | ESS | MVA | 2027 | 0.35421 | 33kV | Radial | None
Murraylands | SHERLOCK - KAROONDA SD40502 | ESS | MVA | 2027 | 0.10026 | 33kV | Radial | None
Murraylands | SHERLOCK - GERANIUM SD40600 | ESS | MVA | 2027 | 0.25073 | 33kV | Radial | N
Murraylands | GERANIUM - LAMEROO SD40700 | ESS | MVA | 2027 | 0.22008 | 33kV | Radial | N
Murraylands | LAMEROO - LAMEROO RURAL SD40800 | ESS | MVA | 2027 | 0.10589 | 33kV | Radial | N
Murraylands | LAMEROO RURAL - PARILLA TEE SD40800 | ESS | MVA | 2027 | 0.094686 | 33kV | Radial | N
Murraylands | PARILLA TEE - PARILLA SD40800 | ESS | MVA | 2027 | 0.013279 | 33kV | Radial | None
Murraylands | PARILLA TEE - PINNAROO SD40800 | ESS | MVA | 2027 | 0.078733 | 33kV | Radial | None
Riverland | PARINGA - MURTHO LX21 | ESS | MVA | 2027 | 0.038068 | 33kV | Radial | N
Riverland | MURTHO - LINDSAY PT TEE LX21 | ESS | MVA | 2027 | 0 | 33kV | Radial | None
Riverland | LINDSAY PT TEE - BORDER CLIFFS LX21 | ESS | MVA | 2027 | 0 | 33kV | Radial | None
Riverland | LINDSAY PT TEE - VIC BORDER LX21 | ESS | MVA | 2027 | 0 | 33kV | Radial | None
Riverland | SWAN REACH - SWAN REACH FILTRATION TEE SD39400 | ESS | MVA | 2027 | 0.63728 | 33kV | Radial | None
Riverland | SWAN REACH FILTRATION TEE - SWAN REACH TOWN SD39400 | ESS | MVA | 2027 | 0.08728 | 33kV | Radial | None
South East | KEITH - COONALPYN SD45101 | ESS | MVA | 2027 | 0.093586 | 33kV | Radial | None
South East | KEITH - PADTHAWAY SD45300 | ESS | MVA | 2027 | 1.4184 | 33kV | Radial | None
South East | KEITH - WIRREGA SD45201 | ESS | MVA | 2027 | 0.47358 | 33kV | Radial | N
South East | WIRREGA - BORDERTOWN SD45202 | ESS | MVA | 2027 | 0.46861 | 33kV | Radial | N
South East | SNUGGERY RURAL - MILLICENT SD49100 | ESS | MVA | 2027 | 5.854 | 33kV | Radial | None
South East | MILLICENT - SOUTH END TEE SD49100 | ESS | MVA | 2027 | 5.3793 | 33kV | Radial | None
South East | SOUTH END TEE - SOUTH END SD49100 | ESS | MVA | 2027 | 0.047252 | 33kV | Radial | None
South East | SOUTH END TEE - HATHERLEIGH TOWNSHIP TEE SD49100 | ESS | MVA | 2027 | 0.37115 | 33kV | Radial | None
South East | HATHERLEIGH TOWNSHIP TEE - HATHERLEIGH TOWNSHIP SD49100 | ESS | MVA | 2027 | 0.0043194 | 33kV | Radial | None
South East | HATHERLEIGH TOWNSHIP TEE - HATHERLEIGH SD49100 | ESS | MVA | 2027 | 0.36683 | 33kV | Radial | None
South East | HATHERLEIGH - BEACHPORT TEE SD49200 | ESS | MVA | 2027 | 0.36683 | 33kV | Radial | None
South East | BEACHPORT TEE - BEACHPORT SD49200 | ESS | MVA | 2027 | 0.11238 | 33kV | Radial | None
South East | BEACHPORT TEE - ROBE SD49200 | ESS | MVA | 2027 | 0.25445 | 33kV | Radial | N
South East | SNUGGERY RURAL - MOUNT BURR SD49500 | ESS | MVA | 2027 | 0.078826 | 33kV | Radial | None
South East | MOUNT BURR - KALANGADOO TEE SD49500 | ESS | MVA | 2027 | 0.050021 | 33kV | Radial | None
South East | KALANGADOO TEE - KALANGADOO SD49500 | ESS | MVA | 2027 | 0 | 33kV | Radial | None
South East | KALANGADOO TEE - KALANGADOO RURAL SD49500 | ESS | MVA | 2027 | 0 | 33kV | Radial | None
South East | BLANCHE - MOUNT GAMBIER WEST SD48101 | ESS | MVA | 2027 | 0 | 33kV | Radial | None
South East | BLUE LAKE TEE - MOUNT GAMBIER SD48104 | ESS | MVA | 2027 | 0 | 33kV | Radial | None
South East | BLANCHE - LAKESIDE TEE SD48100 | ESS | MVA | 2027 | 0.98847 | 33kV | Radial | None
South East | LAKESIDE TEE - GLENCOE TEE SD48100 | ESS | MVA | 2027 | 0.98392 | 33kV | Radial | None
South East | GLENCOE TEE - TANTANOOLA SD48100 | ESS | MVA | 2027 | 0.10039 | 33kV | Radial | None
South East | GLENCOE TEE - MOUNT GAMBIER SD48100 | ESS | MVA | 2027 | 0.88353 | 33kV | Radial | None
South East | BLANCHE - KONGORONG TEE SD48200 | ESS | MVA | 2027 | 0.46753 | 33kV | Radial | None
South East | KONGORONG TEE - KONGORONG SD48200 | ESS | MVA | 2027 | 0.098383 | 33kV | Radial | None
South East | KONGORONG TEE - MOUNT SCHANK SD48200 | ESS | MVA | 2027 | 0.36914 | 33kV | Radial | None
South East | MOUNT SCHANK - ALLENDALE EAST SD48200 | ESS | MVA | 2027 | 0.30559 | 33kV | Radial | None
South East | MOUNT GAMBIER - TARPEENA SOUTH TEE SD47101 | ESS | MVA | 2027 | 0.04678 | 33kV | Radial | None
South East | TARPEENA SOUTH TEE - MOUNT GAMBIER SD47101 | ESS | MVA | 2027 | 0 | 33kV | Radial | None
South East | TARPEENA SOUTH TEE - TARPEENA SOUTH SD47101 | ESS | MVA | 2027 | 0.04678 | 33kV | Radial | None
South East | KINCRAIG - LUCINDALE SD46201 | ESS | MVA | 2027 | 0.3234 | 33kV | Radial | None
South East | LUCINDALE - KINGSTON SE SD46201 | ESS | MVA | 2027 | 0.23876 | 33kV | Radial | None
South East | KINCRAIG - NARACOORTE SD46300 | ESS | MVA | 2027 | 5.1947 | 33kV | Radial | None
South East | NARACOORTE - NARACOORTE EAST TEE SD46100 | ESS | MVA | 2027 | 4.3363 | 33kV | Radial | None
South East | NARACOORTE EAST TEE - NARACOORTE EAST SD46100 | ESS | MVA | 2027 | 4.3363 | 33kV | Radial | None
South East | NARACOORTE EAST TEE - PADTHAWAY SD46100 | ESS | MVA | 2027 | 0 | 33kV | Radial | None
South East | KINCRAIG - STRUAN RURAL SD46400 | ESS | MVA | 2027 | 4.9524 | 33kV | Radial | None
South East | STRUAN RURAL - GLENROY RURAL SD46400 | ESS | MVA | 2027 | 0 | 33kV | Radial | None
South East | PENOLA WEST - PENOLA TEE SD58200 | ESS | MVA | 2027 | 0.28572 | 33kV | Radial | None
South East | PENOLA TEE - GLENROY RURAL SD58200 | ESS | MVA | 2027 | 0.28572 | 33kV | Radial | N
South East | PENOLA WEST - PENOLA TEE SD58101 | ESS | MVA | 2027 | 0.28572 | 33kV | Radial | None
South East | PENOLA TEE - SAFRIES TEE SD58101 | ESS | MVA | 2027 | 0.048513 | 33kV | Radial | None
South East | SAFRIES TEE - KALANGADOO NANGWARRY TEE SD58101 | ESS | MVA | 2027 | 0.048513 | 33kV | Radial | None
South East | KALANGADOO NANGWARRY TEE - NANGWARRY TEE SD58101 | ESS | MVA | 2027 | 0.04804 | 33kV | Radial | None
South East | NANGWARRY TEE - NANGWARRY SD58101 | ESS | MVA | 2027 | 0.04804 | 33kV | Radial | None
South East | KALANGADOO NANGWARRY TEE - KALANGADOO RURAL SD58101 | ESS | MVA | 2027 | 0 | 33kV | Radial | None
South East | NANGWARRY TEE - MOUNT GAMBIER SD58101 | ESS | MVA | 2027 | 0 | 33kV | Radial | None
Metro South | WILLUNGA - MCLAREN VALE SD44400 | ESS | MVA | 2027 | 0.30485 | 33kV | Radial | None
Metro South | YANKALILLA - HAY FLAT SD44200 | ESS | MVA | 2027 | 0.13917 | 33kV | Radial | None
Metro South | HAY FLAT - RAPID BAY TEE SD44200 | ESS | MVA | 2027 | 0.13703 | 33kV | Radial | None
Metro South | RAPID BAY TEE - RAPID BAY SD44200 | ESS | MVA | 2027 | 0.0088263 | 33kV | Radial | None
Metro South | RAPID BAY TEE - CAPE JERVIS SD44200 | ESS | MVA | 2027 | 0.020469 | 33kV | Radial | None
Metro South | CAPE JERVIS - CUTTLEFISH BAY SD44301 | ESS | MVA | 2027 | 0.64862 | 33kV | Radial | None
Metro South | FISHERY BEACH BACKUP - CUTTLEFISH BAY BACKUP SD44301 | ESS | MVA | 2027 | 0 | 33kV | Radial | None
Metro South | CUTTLEFISH BAY - PENNESHAW SD44301 | ESS | MVA | 2027 | 0.64862 | 33kV | Radial | None
Metro South | PENNESHAW - AMERICAN RIVER SD44300 | ESS | MVA | 2027 | 0.56108 | 33kV | Radial | None
Metro South | AMERICAN RIVER - KINGSCOTE TEE SD44300 | ESS | MVA | 2027 | 0.47327 | 33kV | Radial | N
Metro South | KINGSCOTE TEE - MACGILLIVRAY SD44300 | ESS | MVA | 2027 | 0.16028 | 33kV | Radial | None
Metro South | KINGSCOTE TEE - KINGSCOTE SD44300 | ESS | MVA | 2027 | 0.30454 | 33kV | Radial | None
Upper North | DAVENPORT WEST - PORT AUGUSTA NO1 SD54101 | ESS | MVA | 2027 | 0 | 33kV | Meshed | None
Upper North | DAVENPORT WEST - PORT AUGUSTA TEE SD54102 | ESS | MVA | 2027 | 0 | 33kV | Meshed | None
Upper North | PORT AUGUSTA NO2 - PORT AUGUSTA TEE SD54102 | ESS | MVA | 2027 | 0 | 33kV | Meshed | None
Upper North | PORT AUGUSTA TEE - PORT AUGUSTA WEST TEE SD54102 | ESS | MVA | 2027 | 0.49592 | 33kV | Radial | None
Upper North | PORT AUGUSTA WEST TEE - PORT AUGUSTA WEST SD54102 | ESS | MVA | 2027 | 0.4767 | 33kV | Radial | None
Upper North | PORT AUGUSTA WEST TEE - PANDURRA TEE SD54102 | ESS | MVA | 2027 | 0.019223 | 33kV | Radial | None
Upper North | PANDURRA TEE - BOOKALOO SD54102 | ESS | MVA | 2027 | 0 | 33kV | Radial | None
Upper North | PANDURRA TEE - PANDURRA SD54102 | ESS | MVA | 2027 | 0.019223 | 33kV | Radial | None
Upper North | DAVENPORT WEST - AUGUSTA HWY SD54300 | ESS | MVA | 2027 | 0.43194 | 33kV | Radial | None
Upper North | AUGUSTA HWY - STIRLING NORTH SD54300 | ESS | MVA | 2027 | 0.40615 | 33kV | Radial | None
Upper North | STIRLING NORTH - QUORN SD54300 | ESS | MVA | 2027 | 0.14354 | 33kV | Radial | None
Upper North | DAVENPORT WEST - PT PATERSON SD54400 | ESS | MVA | 2027 | 0 | 33kV | Radial | None
Upper North | BAROOTA - BAROOTA TOWN TEE SD31100 | ESS | MVA | 2027 | 0.70122 | 33kV | Radial | None
Upper North | BAROOTA TOWN TEE - BAROOTA TOWN SD31100 | ESS | MVA | 2027 | 0.012847 | 33kV | Radial | None
Upper North | BAROOTA TOWN TEE - BAROOTA TEE SD31100 | ESS | MVA | 2027 | 0.68837 | 33kV | Radial | None
Upper North | BAROOTA TEE - NAPPERBY BUNGAMA SD31100 | ESS | MVA | 2027 | 0.2028 | 33kV | Radial | None
Upper North | BAROOTA TEE - MURRAYTOWN SD31100 | ESS | MVA | 2027 | 0.47887 | 33kV | Radial | None
Upper North | MURRAYTOWN - WIRRABARA FOREST TEE SD31200 | ESS | MVA | 2027 | 0.13195 | 33kV | Radial | None
Upper North | WIRRABARA FOREST TEE - WIRRABARA FOREST SD31200 | ESS | MVA | 2027 | 0.017743 | 33kV | Radial | None
Upper North | WIRRABARA FOREST TEE - GLADSTONE SD31200 | ESS | MVA | 2027 | 0.03739 | 33kV | Radial | None
Upper North | MURRAYTOWN - ORROROO SD31300 | ESS | MVA | 2027 | 0.21909 | 33kV | Radial | None
Upper North | MURRAYTOWN - WILMINGTON SD31400 | ESS | MVA | 2027 | 0.1178 | 33kV | Radial | None
Upper North | BUNGAMA - PORT PIRIE SOUTH SD32101 | ESS | MVA | 2027 | 0 | 33kV | Meshed | None
Upper North | PORT PIRIE SOUTH - PORT PIRIE SD32102 | ESS | MVA | 2027 | 0 | 33kV | Meshed | None
Upper North | BUNGAMA - PORT PIRIE SD32103 | ESS | MVA | 2027 | 0 | 33kV | Meshed | None
Upper North | BUNGAMA - HUGHES GAP SD32301 | ESS | MVA | 2027 | 9.3043 | 33kV | Radial | Reverse N
Upper North | HUGHES GAP - CRYSTAL BROOK TEE SD32302 | ESS | MVA | 2027 | 0.74199 | 33kV | Radial | None
Upper North | CRYSTAL BROOK TEE - GLADSTONE SD32302 | ESS | MVA | 2027 | 0.74199 | 33kV | Radial | None
Upper North | GLADSTONE - CALTOWIE TEE SD32200 | ESS | MVA | 2027 | 0.50135 | 33kV | Radial | None
Upper North | CALTOWIE TEE - CALTOWIE SD32200 | ESS | MVA | 2027 | 0.014665 | 33kV | Radial | None
Upper North | CALTOWIE TEE - PETERBOROUGH TEE SD32200 | ESS | MVA | 2027 | 0.47495 | 33kV | Radial | None
Upper North | PETERBOROUGH TEE - JAMESTOWN SD32200 | ESS | MVA | 2027 | 0.29428 | 33kV | Radial | None
Upper North | JAMESTOWN - TEROWIE TOWNSHIP SD32200 | ESS | MVA | 2027 | 0.053881 | 33kV | Radial | None
Upper North | PETERBOROUGH TEE - PETERBOROUGH SD32200 | ESS | MVA | 2027 | 0.18067 | 33kV | Radial | None
Upper North | BUNGAMA - PORT BROUGHTON TEE SD32400 | ESS | MVA | 2027 | 0.54849 | 33kV | Radial | Reverse N
Upper North | PORT BROUGHTON TEE - PORT BROUGHTON SD32400 | ESS | MVA | 2027 | 0.32513 | 33kV | Radial | None
Upper North | PORT BROUGHTON TEE - BRINKWORTH TIE SD32400 | ESS | MVA | 2027 | 0 | 33kV | Radial | None
Upper North | PORT BROUGHTON TEE - CRYSTAL BROOK TEE SD32400 | ESS | MVA | 2027 | 0.21652 | 33kV | Radial | None
Upper North | NEUROODLA - HAWKER SD59100 | ESS | MVA | 2027 | 0.039831 | 33kV | Radial | None
Yorke Peninsula | HUMMOCKS DISTRIBUTION - NINNES TEE SD34400 | ESS | MVA | 2027 | 0.278 | 33kV | Radial | None
Yorke Peninsula | NINNES TEE - LOCHIEL SD34400 | ESS | MVA | 2027 | 0.18555 | 33kV | Radial | None
Yorke Peninsula | NINNES TEE - KAINTON TEE SD34400 | ESS | MVA | 2027 | 0.06682 | 33kV | Radial | None
Yorke Peninsula | KAINTON TEE - KAINTON SD34400 | ESS | MVA | 2027 | 0.010175 | 33kV | Radial | None
Yorke Peninsula | KAINTON TEE - PASKEVILLE SD34400 | ESS | MVA | 2027 | 0.056645 | 33kV | Radial | None
Yorke Peninsula | PASKEVILLE - KADINA EAST SD34405 | ESS | MVA | 2027 | 0.024042 | 33kV | Radial | None
Yorke Peninsula | HUMMOCKS DISTRIBUTION - PORT CLINTON SD34300 | ESS | MVA | 2027 | 0.10687 | 33kV | Radial | None
Yorke Peninsula | PORT CLINTON - ARDROSSAN SD34300 | ESS | MVA | 2027 | 0.040265 | 33kV | Radial | None
Yorke Peninsula | HUMMOCKS DISTRIBUTION - FEDERATION CORNER SD34201 | ESS | MVA | 2027 | 1.445 | 33kV | Radial | None
Yorke Peninsula | FEDERATION CORNER - SWAMP ROAD SD34201 | ESS | MVA | 2027 | 1.4341 | 33kV | Radial | None
Yorke Peninsula | FEDERATION CORNER - PT WAKEFIELD TEE SD34201 | ESS | MVA | 2027 | 0.010943 | 33kV | Radial | None
Yorke Peninsula | PT WAKEFIELD TEE - SWAMP ROAD SD34201 | ESS | MVA | 2027 | 0 | 33kV | Radial | None
Yorke Peninsula | SWAMP ROAD - PT WAKEFIELD FAR NORTH EAST SD34201 | ESS | MVA | 2027 | 0 | 33kV | Radial | None
Yorke Peninsula | PT WAKEFIELD TEE - PT WAKEFIELD RURAL SD34201 | ESS | MVA | 2027 | 0.010943 | 33kV | Radial | None
Yorke Peninsula | PT WAKEFIELD RURAL - PT WAKEFIELD TOWN TEE SD34201 | ESS | MVA | 2027 | 0.0077481 | 33kV | Radial | None
Yorke Peninsula | PT WAKEFIELD TOWN TEE - PT WAKEFIELD TOWN SD34201 | ESS | MVA | 2027 | 0 | 33kV | Radial | None
Yorke Peninsula | PT WAKEFIELD TOWN TEE - PROOF RANGE SD34201 | ESS | MVA | 2027 | 0.0077481 | 33kV | Radial | None
Yorke Peninsula | HUMMOCKS DISTRIBUTION - BOWMANS TEE SD34102 | ESS | MVA | 2027 | 0.36704 | 33kV | Radial | None
Yorke Peninsula | BOWMANS TEE - PT WAKEFIELD RURAL SD34102 | ESS | MVA | 2027 | 0 | 33kV | Radial | None
Yorke Peninsula | BOWMANS TEE - SAINTS SD34102 | ESS | MVA | 2027 | 0.36704 | 33kV | Radial | None
Yorke Peninsula | SAINTS - BALAKLAVA SD34102 | ESS | MVA | 2027 | 0.30604 | 33kV | Radial | None
Yorke Peninsula | BALAKLAVA - BALAKLAVA RURAL SD34102 | ESS | MVA | 2027 | 0 | 33kV | Radial | None
Yorke Peninsula | BALAKLAVA - BALAKLAVA TOWNSHIP SD34102 | ESS | MVA | 2027 | 0 | 33kV | Radial | None
Yorke Peninsula | KADINA EAST DISTRIBUTION - KADINA SD51102 | ESS | MVA | 2027 | 5.4806 | 33kV | Radial | None
Yorke Peninsula | KADINA EAST DISTRIBUTION - MOONTA TEE SD51200 | ESS | MVA | 2027 | 5.5078 | 33kV | Radial | None
Yorke Peninsula | MOONTA TEE - KADINA SD51200 | ESS | MVA | 2027 | 0 | 33kV | Radial | None
Yorke Peninsula | MOONTA TEE - MOONTA SD51200 | ESS | MVA | 2027 | 5.5078 | 33kV | Radial | N
Yorke Peninsula | KADINA EAST DISTRIBUTION - WALLAROO TEE SD51300 | ESS | MVA | 2027 | 9.5434 | 33kV | Radial | None
Yorke Peninsula | WALLAROO TEE - KADINA SD51300 | ESS | MVA | 2027 | 0 | 33kV | Radial | None
Yorke Peninsula | WALLAROO TEE - WALLAROO SD51300 | ESS | MVA | 2027 | 0.78342 | 33kV | Radial | None
Yorke Peninsula | ARDROSSAN WEST DISTRIBUTION - MAITLAND SD35100 | ESS | MVA | 2027 | 0.33015 | 33kV | Radial | None
Yorke Peninsula | ARDROSSAN WEST DISTRIBUTION - ARDROSSAN SD35201 | ESS | MVA | 2027 | 0.17256 | 33kV | Radial | None
Yorke Peninsula | ARDROSSAN WEST DISTRIBUTION - ARDROSSAN BHP SD35200 | ESS | MVA | 2027 | 0.49486 | 33kV | Radial | None
Yorke Peninsula | ARDROSSAN - ARDROSSAN BHP SD35200 | ESS | MVA | 2027 | 0 | 33kV | Radial | None
Yorke Peninsula | ARDROSSAN BHP - PORT VINCENT SD35200 | ESS | MVA | 2027 | 0.49486 | 33kV | Radial | None
Yorke Peninsula | PORT VINCENT - MINLATON TEE SD35300 | ESS | MVA | 2027 | 0.2332 | 33kV | Radial | None
Yorke Peninsula | MINLATON TEE - CURRAMULKA TEE SD35300 | ESS | MVA | 2027 | 0.2332 | 33kV | Radial | None
Yorke Peninsula | CURRAMULKA TEE - CURRAMULKA SD35300 | ESS | MVA | 2027 | 0.036532 | 33kV | Radial | None
Yorke Peninsula | CURRAMULKA TEE - MINLATON SD35300 | ESS | MVA | 2027 | 0.19667 | 33kV | Radial | None
Yorke Peninsula | MINLATON TEE - PT VINCENT RURAL SD35300 | ESS | MVA | 2027 | 0 | 33kV | Radial | None
Yorke Peninsula | DALRYMPLE - STANSBURY TEE SD35400 | ESS | MVA | 2027 | 0.14435 | 33kV | Radial | None
Yorke Peninsula | STANSBURY TEE - PORT GILES TEE SD35400 | ESS | MVA | 2027 | 0.027623 | 33kV | Radial | None
Yorke Peninsula | PORT GILES TEE - PORT GILES SD35400 | ESS | MVA | 2027 | 0.027623 | 33kV | Radial | None
Yorke Peninsula | STANSBURY TEE - STANSBURY SD35400 | ESS | MVA | 2027 | 0.11673 | 33kV | Radial | None
Yorke Peninsula | STANSBURY - PT VINCENT RURAL SD35403 | ESS | MVA | 2027 | 0.0061952 | 33kV | Radial | None
Yorke Peninsula | DALRYMPLE - WOOL BAY RURAL SD35500 | ESS | MVA | 2027 | 0.56479 | 33kV | Radial | None
Yorke Peninsula | WOOL BAY RURAL - WOOL BAY SD35500 | ESS | MVA | 2027 | 0.56479 | 33kV | Radial | None
Yorke Peninsula | WOOL BAY RURAL - PORT GILES TEE SD35500 | ESS | MVA | 2027 | 0 | 33kV | Radial | None
Yorke Peninsula | WOOL BAY - EDITHBURGH TEE SD35500 | ESS | MVA | 2027 | 0.56479 | 33kV | Radial | None
Yorke Peninsula | EDITHBURGH TEE - YORKETOWN SD35500 | ESS | MVA | 2027 | 0.43199 | 33kV | Radial | None
Yorke Peninsula | YORKETOWN - MARION BAY SD35500 | ESS | MVA | 2027 | 0.28946 | 33kV | Radial | None
Yorke Peninsula | EDITHBURGH TEE - EDITHBURGH SD35500 | ESS | MVA | 2027 | 0.1328 | 33kV | Radial | None
Metro West | ADELAIDE BRIGHTON CEMENT - PORT ADELAIDE SD1529 | ESS | MVA | 2028 |  | 66kV | Meshed | None
Metro South | ALDINGA - WILLUNGA SD1674 | ESS | MVA | 2028 |  | 66kV | Meshed | None
Metro North | ANGLE VALE - ANGLE VALE TEE SD1506A | ESS | MVA | 2028 |  | 66kV | Meshed | None
Metro North | ANGLE VALE TEE - EVANSTON SD1506B | ESS | MVA | 2028 |  | 66kV | Meshed | None
Metro North | ANGLE VALE TEE - VIRGINIA TEE SD2033 | ESS | MVA | 2028 |  | 66kV | Radial | None
Metro West | ATHOL PARK - ATHOL PARK TEE SD1677A | ESS | MVA | 2028 |  | 66kV | Radial | None
Metro West | BLACKPOOL - FULHAM GARDENS SD1639 | ESS | MVA | 2028 |  | 66kV | Meshed | None
Metro North | BOLIVAR - ST KILDA SD2034 | ESS | MVA | 2028 |  | 66kV | Radial | None
Metro East | CAMPBELLTOWN - MAGILL SD1661 | ESS | MVA | 2028 |  | 66kV | Meshed | None
Metro West | CHELTENHAM - CROYDON PARK TEE SD1655A | ESS | MVA | 2028 |  | 66kV | Meshed | None
Metro South | CITY WEST - KESWICK SD2013 | ESS | MVA | 2028 |  | 66kV | Meshed | None
Metro East | CITY WEST - WHITMORE SQUARE SD2016 | ESS | MVA | 2028 |  | 66kV | Meshed | None
Metro East | COROMANDEL PLACE - WHITMORE SQUARE SD1681 | ESS | MVA | 2028 |  | 66kV | Meshed | None
Metro East | CROYDON - HINDLEY STREET TEE SD1659B | ESS | MVA | 2028 |  | 66kV | Meshed | None
Metro West | CROYDON - KILKENNY SD1523 | ESS | MVA | 2028 |  | 66kV | Meshed | None
Metro West | CROYDON PARK - CROYDON PARK TEE SD1655B | ESS | MVA | 2028 |  | 66kV | Meshed | None
Metro West | CROYDON PARK TEE - CROYDON SD1655C | ESS | MVA | 2028 |  | 66kV | Meshed | None
Metro North | DIREK - PARALOWIE SD2004 | ESS | MVA | 2028 |  | 66kV | Meshed | None
Metro East | DRY CREEK - KILBURN SOUTH TEE SD1658A | ESS | MVA | 2028 |  | 66kV | Meshed | None
Metro East | EAST TERRACE - COROMANDEL PLACE SD1680 | ESS | MVA | 2028 |  | 66kV | Meshed | None
Metro East | EAST TERRACE - NORTH ADELAIDE SD1560 | ESS | MVA | 2028 |  | 66kV | Meshed | None
Metro North | EDINBURGH - SALISBURY SD1688 | ESS | MVA | 2028 |  | 66kV | Meshed | None
Metro North | ELIZABETH DOWNS - PENFIELD SD1508 | ESS | MVA | 2028 |  | 66kV | Meshed | None
Metro North | ELIZABETH DOWNS - SMITHFIELD WEST SD1686 | ESS | MVA | 2028 |  | 66kV | Meshed | N-1
Metro North | ELIZABETH HEIGHTS - ELIZABETH DOWNS SD1501 | ESS | MVA | 2028 |  | 66kV | Meshed | None
Metro North | ELIZABETH SOUTH - EDINBURGH SD1511 | ESS | MVA | 2028 |  | 66kV | Meshed | None
Metro West | FINDON - FINDON TEE SD1520A | ESS | MVA | 2028 |  | 66kV | Meshed | None
Metro West | FINDON TEE - FLINDERS PARK SD1520B | ESS | MVA | 2028 |  | 66kV | Meshed | None
Metro West | FLINDERS PARK - NEW RICHMOND SD1521 | ESS | MVA | 2028 |  | 66kV | Meshed | None
Metro West | FULHAM GARDENS - FINDON TEE SD1520C | ESS | MVA | 2028 |  | 66kV | Meshed | None
Metro West | FULHAM GARDENS - HENLEY SOUTH #1 SD1519 | ESS | MVA | 2028 |  | 66kV | Meshed | None
Metro West | FULHAM GARDENS - HENLEY SOUTH #2 SD1691 | ESS | MVA | 2028 |  | 66kV | Meshed | None
Metro South | GLENELG NORTH TEE - GLENELG NORTH SD1584A | ESS | MVA | 2028 |  | 66kV | Meshed | None
Metro South | GLENELG NORTH TEE - PLYMPTON SD1584B | ESS | MVA | 2028 |  | 66kV | Meshed | None
Metro East | GOLDEN GROVE - INGLE FARM SD1647 | ESS | MVA | 2028 |  | 66kV | Meshed | None
Metro South | HACKHAM - PORT NOARLUNGA SD1694A | ESS | MVA | 2028 |  | 66kV | Meshed | None
Metro South | HAPPY VALLEY - HV/SAW TEE SD1591A | ESS | MVA | 2028 |  | 66kV | Meshed | None
Metro South | HAPPY VALLEY - PANORAMA #1 SD1665 | ESS | MVA | 2028 |  | 66kV | Meshed | None
Metro South | HAPPY VALLEY - PANORAMA #2 SD1666 | ESS | MVA | 2028 |  | 66kV | Meshed | None
Metro South | HAPPY VALLEY - SEACOMBE #1 SD1566 | ESS | MVA | 2028 |  | 66kV | Meshed | None
Metro South | HAPPY VALLEY - SEACOMBE #2 SD1590 | ESS | MVA | 2028 |  | 66kV | Meshed | None
Metro East | HILLCREST - HOLDEN HILL SD1692 | ESS | MVA | 2028 |  | 66kV | Meshed | None
Metro East | HINDLEY STREET - WHITMORE SQUARE SD1664 | ESS | MVA | 2028 |  | 66kV | Meshed | None
Metro East | HINDLEY STREET TEE - HINDLEY STREET SD1659C | ESS | MVA | 2028 |  | 66kV | Meshed | None
Metro East | HOLDEN HILL - CAMPBELLTOWN SD1660 | ESS | MVA | 2028 |  | 66kV | Meshed | None
Metro East | HOLDEN HILL - HOPE VALLEY SD1554A | ESS | MVA | 2028 |  | 66kV | Meshed | None
Metro East | HOPE VALLEY - TEA TREE GULLY SD1554B | ESS | MVA | 2028 |  | 66kV | Meshed | None
Metro South | HV/SAW TEE - MORPHETT VALE EAST SD1591C | ESS | MVA | 2028 |  | 66kV | Meshed | None
Metro East | KENT TOWN - KENT TOWN TEE SD1690 | ESS | MVA | 2028 |  | 66kV | Meshed | None
Metro South | KESWICK - CLARENCE GARDENS SD1671 | ESS | MVA | 2028 |  | 66kV | Radial | None
Metro South | KESWICK - NEW RICHMOND TEE SD1670A | ESS | MVA | 2028 |  | 66kV | Meshed | N-1
Metro South | KESWICK - WHITMORE SQUARE TEE SD1669A | ESS | MVA | 2028 |  | 66kV | Meshed | None
Metro West | KILBURN - CAVAN SD2014 | ESS | MVA | 2028 |  | 66kV | Meshed | None
Metro West | KILBURN - CROYDON PARK SD1531 | ESS | MVA | 2028 |  | 66kV | Meshed | None
Metro East | KILBURN SOUTH TEE - KILBURN SOUTH SD1658B | ESS | MVA | 2028 |  | 66kV | Radial | None
Metro East | KILBURN SOUTH TEE - PROSPECT SD1658C | ESS | MVA | 2028 |  | 66kV | Meshed | None
Metro West | KILKENNY - WOODVILLE SD1675 | ESS | MVA | 2028 |  | 66kV | Meshed | None
Metro South | KINGSWOOD - NORTH UNLEY SD1574 | ESS | MVA | 2028 |  | 66kV | Meshed | None
Metro West | LARGS NORTH - ADELAIDE BRIGHTON CEMENT SD1654 | ESS | MVA | 2028 |  | 66kV | Meshed | None
Metro West | LEFEVRE - BLACKPOOL SD1693 | ESS | MVA | 2028 |  | 66kV | Meshed | None
Metro South | LINDEN PARK - LINDEN PARK TEE SD1662A | ESS | MVA | 2028 |  | 66kV | Meshed | None
Metro South | LOWER MITCHAM - KINGSWOOD SD1563 | ESS | MVA | 2028 |  | 66kV | Meshed | None
Metro East | MAGILL - BURNSIDE SD1556 | ESS | MVA | 2028 |  | 66kV | Radial | None
Metro East | MAGILL - KENT TOWN TEE SD1663A | ESS | MVA | 2028 |  | 66kV | Meshed | None
Metro East | MAGILL - NORWOOD SD1543 | ESS | MVA | 2028 |  | 66kV | Meshed | None
Metro South | MAGILL - URAIDLA TEE SD1662B | ESS | MVA | 2028 |  | 66kV | Meshed | None
Metro East | MAGILL - WOODFORDE 2 SD1678 | ESS | MVA | 2028 |  | 66kV | Radial | None
Metro East | MAGILL - WOODFORDE 3 SD1679 | ESS | MVA | 2028 |  | 66kV | Radial | None
Metro South | MCLAREN FLAT - WILLUNGA SD1594A | ESS | MVA | 2028 |  | 66kV | Meshed | N-1
Metro South | MORPHETT VALE EAST - CLARENDON SD1592 | ESS | MVA | 2028 |  | 66kV | Radial | None
Metro South | MORPHETT VALE EAST - HACKHAM SD1694B | ESS | MVA | 2028 |  | 66kV | Meshed | None
Metro South | MORPHETT VALE EAST - MCLAREN FLAT SD1594B | ESS | MVA | 2028 |  | 66kV | Meshed | N-1
Metro South | MORPHETT VALE EAST - PORT STANVAC #1 SD1593 | ESS | MVA | 2028 |  | 66kV | Meshed | None
Metro South | MORPHETT VALE EAST - PORT STANVAC #2 SD2010 | ESS | MVA | 2028 |  | 66kV | Meshed | None
Metro South | MORPHETTVILLE - ASCOT PARK SD1586 | ESS | MVA | 2028 |  | 66kV | Meshed | None
Metro South | MORPHETTVILLE - GLENELG NORTH TEE SD1584C | ESS | MVA | 2028 |  | 66kV | Meshed | None
Metro South | MORPHETTVILLE - OAKLANDS SD1585 | ESS | MVA | 2028 |  | 66kV | Meshed | None
Metro North | MUNNO PARA - ELIZABETH DOWNS SD2023 | ESS | MVA | 2028 |  | 66kV | Meshed | None
Metro North | MUNNO PARA - EVANSTON SD1652 | ESS | MVA | 2028 |  | 66kV | Meshed | N-1
Metro West | NEW OSBORNE - BLACKPOOL SD1518 | ESS | MVA | 2028 |  | 66kV | Meshed | None
Metro West | NEW OSBORNE - GLANVILLE SD1527 | ESS | MVA | 2028 |  | 66kV | Meshed | N-1
Metro West | NEW OSBORNE - LARGS NORTH SD1653 | ESS | MVA | 2028 |  | 66kV | Meshed | None
Metro West | NEW OSBORNE - SMORGON STEEL RECYCLING SD1532A | ESS | MVA | 2028 |  | 66kV | Meshed | None
Metro West | NEW RICHMOND - THEBARTON SD1516 | ESS | MVA | 2028 |  | 66kV | Meshed | None
Metro South | NEW RICHMOND TEE - NEW RICHMOND SD1670B | ESS | MVA | 2028 |  | 66kV | Meshed | None
Metro South | NEW RICHMOND TEE - PLYMPTON SD1670C | ESS | MVA | 2028 |  | 66kV | Meshed | None
Metro South | NOARLUNGA CENTRE - PORT NOARLUNGA SD1668 | ESS | MVA | 2028 |  | 66kV | Meshed | None
Metro East | NORTH ADELAIDE - HINDLEY STREET TEE SD1659A | ESS | MVA | 2028 |  | 66kV | Meshed | None
Metro South | NORTH UNLEY - WHITMORE SQUARE TEE SD1669B | ESS | MVA | 2028 |  | 66kV | Meshed | N-1
Metro East | NORTHFIELD - CLEARVIEW SD1549 | ESS | MVA | 2028 |  | 66kV | Radial | None
Metro East | NORTHFIELD - DRY CREEK SD1657 | ESS | MVA | 2028 |  | 66kV | Meshed | None
Metro East | NORTHFIELD - HARROW SD1535 | ESS | MVA | 2028 |  | 66kV | Radial | None
Metro East | NORTHFIELD - HILLCREST SD1534 | ESS | MVA | 2028 |  | 66kV | Meshed | None
Metro East | NORTHFIELD - HOLDEN HILL SD1539 | ESS | MVA | 2028 |  | 66kV | Meshed | None
Metro East | NORTHFIELD - INGLE FARM #1 SD1548 | ESS | MVA | 2028 |  | 66kV | Meshed | None
Metro East | NORTHFIELD - INGLE FARM #2 SD2019 | ESS | MVA | 2028 |  | 66kV | Meshed | None
Metro East | NORWOOD - EAST TERRACE SD1545 | ESS | MVA | 2028 |  | 66kV | Meshed | N-1
Metro East | NORWOOD - KENT TOWN SD1559 | ESS | MVA | 2028 |  | 66kV | Meshed | None
Metro East | NORWOOD - LINDEN PARK SD1544 | ESS | MVA | 2028 |  | 66kV | Meshed | None
Metro South | PANORAMA - ASCOT PARK SD1587 | ESS | MVA | 2028 |  | 66kV | Meshed | None
Metro South | PANORAMA - BLACKWOOD SD1572 | ESS | MVA | 2028 |  | 66kV | Radial | None
Metro South | PANORAMA - CUDMORE PARK SD1573 | ESS | MVA | 2028 |  | 66kV | Radial | None
Metro South | PANORAMA - LINDEN PARK TEE SD1662C | ESS | MVA | 2028 |  | 66kV | Meshed | None
Metro South | PANORAMA - LOWER MITCHAM SD1562 | ESS | MVA | 2028 |  | 66kV | Meshed | None
Metro South | PANORAMA - TONSLEY EAST SD2035 | ESS | MVA | 2028 |  | 66kV | Meshed | None
Metro North | PARA - ELIZABETH HEIGHTS SD1504 | ESS | MVA | 2028 |  | 66kV | Meshed | None
Metro North | PARA - ELIZABETH SOUTH SD1503 | ESS | MVA | 2028 |  | 66kV | Meshed | None
Metro North | PARAFIELD GARDENS - CAVAN SD1687 | ESS | MVA | 2028 |  | 66kV | Meshed | None
Metro North | PARAFIELD GARDENS - SALISBURY SD1502 | ESS | MVA | 2028 |  | 66kV | Meshed | None
Metro North | PARAFIELD GARDENS WEST - BOLIVAR SD1683 | ESS | MVA | 2028 |  | 66kV | Radial | None
Metro North | PARAFIELD GARDENS WEST - PARAFIELD GARDENS SD1682 | ESS | MVA | 2028 |  | 66kV | Meshed | N-1
Metro North | PARAFIELD GARDENS WEST - PARALOWIE SD1510 | ESS | MVA | 2028 |  | 66kV | Meshed | None
Metro North | PENFIELD - DIREK SD1685 | ESS | MVA | 2028 |  | 66kV | Meshed | None
Metro North | PENFIELD - ELIZABETH SOUTH SD1509 | ESS | MVA | 2028 |  | 66kV | Meshed | None
Metro South | PLYMPTON - GLENELG NORTH SD1583 | ESS | MVA | 2028 |  | 66kV | Meshed | None
Metro West | PORT ADELAIDE - CHELTENHAM SD1646 | ESS | MVA | 2028 |  | 66kV | Meshed | None
Metro West | PORT ADELAIDE NORTH - ATHOL PARK TEE SD1677B | ESS | MVA | 2028 |  | 66kV | Meshed | None
Metro South | PORT NOARLUNGA - SEAFORD SD1676A | ESS | MVA | 2028 |  | 66kV | Meshed | N-1
Metro South | PORT STANVAC - LONSDALE SD1673 | ESS | MVA | 2028 |  | 66kV | Meshed | None
Metro South | PORT STANVAC - NOARLUNGA CENTRE SD1667 | ESS | MVA | 2028 |  | 66kV | Meshed | None
Metro East | PROSPECT - CROYDON SD2024 | ESS | MVA | 2028 |  | 66kV | Meshed | None
Metro West | QUEENSTOWN - GLANVILLE SD1526 | ESS | MVA | 2028 |  | 66kV | Meshed | None
Metro South | SEACOMBE - OAKLANDS SD1565 | ESS | MVA | 2028 |  | 66kV | Meshed | None
Metro South | SEACOMBE - SHEIDOW PARK SD1672 | ESS | MVA | 2028 |  | 66kV | Meshed | None
Metro South | SEAFORD - ALDINGA SD1676B | ESS | MVA | 2028 |  | 66kV | Meshed | N-1
Metro South | SHEIDOW PARK - LONSDALE SD2009 | ESS | MVA | 2028 |  | 66kV | Meshed | None
Metro North | SMITHFIELD WEST - ANGLE VALE SD1650 | ESS | MVA | 2028 |  | 66kV | Meshed | None
Metro West | SMORGON STEEL RECYCLING - PORT ADELAIDE NORTH SD1532B | ESS | MVA | 2028 |  | 66kV | Meshed | None
Metro North | ST KILDA - VIRGINIA SD1684 | ESS | MVA | 2028 |  | 66kV | Radial | None
Metro East | TEA TREE GULLY - GOLDEN GROVE SD1638 | ESS | MVA | 2028 |  | 66kV | Meshed | None
Metro West | THEBARTON - CROYDON SD1522 | ESS | MVA | 2028 |  | 66kV | Meshed | None
Metro South | TONSLEY EAST - TONSLEY PARK SD1588 | ESS | MVA | 2028 |  | 66kV | Meshed | None
Metro South | TONSLEY PARK - SEACOMBE SD1564 | ESS | MVA | 2028 |  | 66kV | Meshed | None
Metro West | TORRENS ISLAND - ATHOL PARK TEE SD1677C | ESS | MVA | 2028 |  | 66kV | Meshed | None
Metro West | TORRENS ISLAND - KILBURN SD1656 | ESS | MVA | 2028 |  | 66kV | Meshed | None
Metro South | URAIDLA TEE - LINDEN PARK TEE SD1662D | ESS | MVA | 2028 |  | 66kV | Meshed | None
Metro North | VIRGINIA - VIRGINIA TEE SD2022A | ESS | MVA | 2028 |  | 66kV | Radial | None
Metro North | VIRGINIA TEE - TWO WELLS SD2022B | ESS | MVA | 2028 |  | 66kV | Radial | None
Metro East | WHITMORE SQUARE - KENT TOWN TEE SD1663B | ESS | MVA | 2028 |  | 66kV | Meshed | None
Metro East | WHITMORE SQUARE - WHITMORE SQUARE TEE SD1669C | ESS | MVA | 2028 |  | 66kV | Meshed | None
Metro West | WOODVILLE - FINDON SD1524 | ESS | MVA | 2028 |  | 66kV | Meshed | None
Metro West | WOODVILLE - QUEENSTOWN SD1525 | ESS | MVA | 2028 |  | 66kV | Meshed | None
Eastern Hills | MOUNT BARKER DISTRIBUTION - MOUNT BARKER SOUTH SD2012 | ESS | MVA | 2028 |  | 66kV | Meshed | None
Eastern Hills | MOUNT BARKER DISTRIBUTION - BALHANNAH SD1598 | ESS | MVA | 2028 | 7.9757 | 66kV | Radial | None
Eastern Hills | BALHANNAH - URAIDLA SD1599 | ESS | MVA | 2028 | 4.1744 | 66kV | Radial | None
Eastern Hills | URAIDLA - MAGILL (METRO SOUTH TIE) SD1662E | ESS | MVA | 2028 | 0 | 66kV | Radial | None
Eastern Hills | MOUNT BARKER DISTRIBUTION - HAHNDORF SD1596 | ESS | MVA | 2028 | 1.0692 | 66kV | Radial | None
Eastern Hills | MOUNT BARKER SOUTH - MEADOWS SD1597 | ESS | MVA | 2028 | 1.2068 | 66kV | Radial | None
Eastern Hills | MOUNT BARKER SOUTH - STRATHALBYN EAST TEE SD1601A | ESS | MVA | 2028 | 2.4309 | 66kV | Radial | None
Eastern Hills | STRATHALBYN EAST TEE - STRATHALBYN SD1601B | ESS | MVA | 2028 | 2.4309 | 66kV | Radial | None
Eastern Hills | STRATHALBYN - BELVIDERE SD1602 | ESS | MVA | 2028 | 0.59262 | 66kV | Radial | None
Eastern Hills | BELVIDERE - MILANG SD1603 | ESS | MVA | 2028 | 0.3472 | 66kV | Radial | None
Eastern Hills | BELVIDERE - LANGHORNE CREEK SD1604 | ESS | MVA | 2028 | 0.24542 | 66kV | Radial | None
Eyre Peninsula | YADNARIE - CLEVE SD1609 | ESS | MVA | 2028 | 0.51047 | 66kV | Radial | None
Eyre Peninsula | YADNARIE - RUDALL SD1610 | ESS | MVA | 2028 | 0.39981 | 66kV | Radial | None
Eyre Peninsula | RUDALL - DARKE PEAK SD1611 | ESS | MVA | 2028 | 0.28645 | 66kV | Radial | None
Eyre Peninsula | DARKE PEAK - CARALUE SD1612 | ESS | MVA | 2028 | 0.26496 | 66kV | Radial | None
Eyre Peninsula | RUDALL - LOCK SD1613 | ESS | MVA | 2028 | 0.10185 | 66kV | Radial | None
Eyre Peninsula | LOCK - POLDA SD1614 | ESS | MVA | 2028 | 0 | 66kV | Radial | None
Eyre Peninsula | WUDINNA - POLDA SD1615 | ESS | MVA | 2028 | 0.10048 | 66kV | Radial | None
Eyre Peninsula | WUDINNA - MOORKITABIE SD1605 | ESS | MVA | 2028 | 1.1964 | 66kV | Radial | None
Eyre Peninsula | MOORKITABIE - TARLTON SD1606 | ESS | MVA | 2028 | 1.0904 | 66kV | Radial | None
Eyre Peninsula | TARLTON - STREAKY BAY SD1607 | ESS | MVA | 2028 | 0.33971 | 66kV | Radial | None
Eyre Peninsula | TARLTON - CEDUNA SD1608 | ESS | MVA | 2028 | 0.69613 | 66kV | Radial | None
Riverland | NORTH WEST BEND - MORGAN TEE SD1616 | ESS | MVA | 2028 | 1.5757 | 66kV | Radial | None
Riverland | MORGAN TEE - CORDOLA SD1617 | ESS | MVA | 2028 | 1.4796 | 66kV | Radial | None
Riverland | CORDOLA - ROONKA SD1618 | ESS | MVA | 2028 | 1.3932 | 66kV | Radial | None
Riverland | ROONKA - PORTEE SD1619 | ESS | MVA | 2028 | 0.6788 | 66kV | Radial | None
Riverland | PORTEE - SWAN REACH SD1620 | ESS | MVA | 2028 | 0.67347 | 66kV | Radial | None
Riverland | NORTH WEST BEND - CADELL SD1622 | ESS | MVA | 2028 | 2.0452 | 66kV | Radial | None
Riverland | CADELL - QUALCO SD1623 | ESS | MVA | 2028 | 1.9481 | 66kV | Radial | None
Riverland | QUALCO - RAMCO SD1624 | ESS | MVA | 2028 | 1.9125 | 66kV | Radial | None
Riverland | RAMCO - WAIKERIE SD1625 | ESS | MVA | 2028 | 1.7187 | 66kV | Radial | None
Riverland | BERRI - GLOSSOP SD1626 | ESS | MVA | 2028 | 8.4055 | 66kV | Radial | None
Riverland | GLOSSOP - LOVEDAY SD1627 | ESS | MVA | 2028 | 7.947 | 66kV | Radial | None
Riverland | LOVEDAY - WOOLPUNDA SD1628 | ESS | MVA | 2028 | 0.056145 | 66kV | Radial | None
Riverland | WOOLPUNDA - WAIKERIE SD1629 | ESS | MVA | 2028 | 0 | 66kV | Radial | None
Riverland | BERRI - LOXTON SD1630 | ESS | MVA | 2028 | 4.0965 | 66kV | Radial | None
Riverland | LOXTON - PYAP SD1631 | ESS | MVA | 2028 | 0.66805 | 66kV | Radial | None
Riverland | BERRI - RENMARK SD1632 | ESS | MVA | 2028 | 4.2288 | 66kV | Radial | None
Riverland | RENMARK - PARINGA SD1633 | ESS | MVA | 2028 | 0.27329 | 66kV | Radial | None
Riverland | BERRI - LYRUP SD1634 | ESS | MVA | 2028 | 0.10738 | 66kV | Radial | None
Metro South | WILLUNGA - MYPONGA SD1568 | ESS | MVA | 2028 | 3.4385 | 66kV | Radial | None
Metro South | MYPONGA - YANKALILLA SD1569 | ESS | MVA | 2028 | 2.1944 | 66kV | Radial | None
Metro South | YANKALILLA - CAPE JERVIS SD1689 | ESS | MVA | 2028 | 1.0102 | 66kV | Radial | None
Metro South | WILLUNGA - SQUARE WATER HOLE SD1570 | ESS | MVA | 2028 | 6.4388 | 66kV | Radial | None
Metro South | SQUARE WATER HOLE - VICTOR HARBOR SD1595 | ESS | MVA | 2028 | 3.5606 | 66kV | Radial | None
Metro South | SQUARE WATER HOLE - GOOLWA SD1571 | ESS | MVA | 2028 | 2.2686 | 66kV | Radial | None
Eastern Hills | BALHANNAH - WOODSIDE SD41100 | ESS | MVA | 2028 | 1.3267 | 33kV | Radial | None
Eastern Hills | BALHANNAH - VERDUN TEE SD41200 | ESS | MVA | 2028 | 0.82841 | 33kV | Radial | None
Eastern Hills | VERDUN TEE - ALDGATE TEE SD41200 | ESS | MVA | 2028 | 0.0021154 | 33kV | Radial | None
Eastern Hills | VERDUN TEE - MYLOR SD41200 | ESS | MVA | 2028 | 0.66322 | 33kV | Radial | None
Eastern Hills | BALHANNAH - NAIRNE TEE SD41300 | ESS | MVA | 2028 | 1.6462 | 33kV | Radial | None
Eastern Hills | NAIRNE TEE - NAIRNE SD41300 | ESS | MVA | 2028 | 1.1994 | 33kV | Radial | None
Eastern Hills | NAIRNE TEE - BRUKUNGA SD41300 | ESS | MVA | 2028 | 0.072591 | 33kV | Radial | None
Eastern Hills | URAIDLA - PICCADILLY TEE SD42100 | ESS | MVA | 2028 | 3.2223 | 33kV | Radial | None
Eastern Hills | PICCADILLY TEE - PICCADILLY EOL SD42100 | ESS | MVA | 2028 | 0.40514 | 33kV | Radial | None
Eastern Hills | PICCADILLY TEE - ALDGATE TEE SD42100 | ESS | MVA | 2028 | 2.8171 | 33kV | Radial | None
Eastern Hills | ALDGATE TEE - ALDGATE SD42100 | ESS | MVA | 2028 | 1.3038 | 33kV | Radial | None
Eastern Hills | ANGAS CREEK - BIRDWOOD TEE SD38100 | ESS | MVA | 2028 | 1.01 | 33kV | Radial | None
Eastern Hills | BIRDWOOD TEE - GUMERACHA RURAL SD38100 | ESS | MVA | 2028 | 0.086413 | 33kV | Radial | None
Eastern Hills | BIRDWOOD TEE - BIRDWOOD SD38100 | ESS | MVA | 2028 | 0.92359 | 33kV | Radial | None
Eastern Hills | BIRDWOOD - MOUNT PLEASANT TEE SD38100 | ESS | MVA | 2028 | 0.47885 | 33kV | Radial | None
Eastern Hills | MOUNT PLEASANT TEE - PALMER RURAL SD38100 | ESS | MVA | 2028 | 0.12315 | 33kV | Radial | None
Eastern Hills | MOUNT PLEASANT TEE - MOUNT PLEASANT SD38100 | ESS | MVA | 2028 | 0.35571 | 33kV | Radial | None
Eastern Hills | ANGAS CREEK - ANGAS CREEK TEE SD38200 | ESS | MVA | 2028 | 1.8259 | 33kV | Radial | None
Eastern Hills | ANGAS CREEK TEE - LOBETHAL SD38200 | ESS | MVA | 2028 | 1.0811 | 33kV | Radial | None
Eastern Hills | LOBETHAL - WOODSIDE SD38200 | ESS | MVA | 2028 | 0 | 33kV | Radial | None
Eastern Hills | ANGAS CREEK TEE - GUMERACHA WEIR SD38200 | ESS | MVA | 2028 | 0.74479 | 33kV | Radial | None
Eastern Hills | GUMERACHA WEIR - HOUGHTON SD38200 | ESS | MVA | 2028 | 0.44093 | 33kV | Radial | None
Eastern Hills | GUMERACHA WEIR - KERSBROOK SD38200 | ESS | MVA | 2028 | 0.28565 | 33kV | Radial | None
Eastern Hills | KERSBROOK - WILLIAMSTOWN SOUTH TEE SD38200 | ESS | MVA | 2028 | 0.15936 | 33kV | Radial | None
Eastern Hills | GUMERACHA WEIR - GUMERACHA RURAL SD38200 | ESS | MVA | 2028 | 0 | 33kV | Radial | None
Eyre Peninsula | WHYALLA CENTRAL - WHYALLA CITY 1 SD56101 | ESS | MVA | 2028 | 1.5192 | 33kV | Radial | None
Eyre Peninsula | WHYALLA CENTRAL - WHYALLA CITY 2 SD56102 | ESS | MVA | 2028 | 0 | 33kV | Radial | None
Eyre Peninsula | WHYALLA CENTRAL - WHYALLA STUART SD56201 | ESS | MVA | 2028 | 1.3284 | 33kV | Radial | None
Eyre Peninsula | WHYALLA CENTRAL - WHYALLA NORTH TEE SD56301 | ESS | MVA | 2028 | 4.3123 | 33kV | Radial | None
Eyre Peninsula | WHYALLA NORTH TEE - WHYALLA TERMINAL SD56301 | ESS | MVA | 2028 | 0 | 33kV | Radial | None
Eyre Peninsula | WHYALLA NORTH TEE - WHYALLA SOLAR SD56301 | ESS | MVA | 2028 | 4.3123 | 33kV | Radial | None
Eyre Peninsula | WHYALLA SOLAR - WHYALLA NORTH SD56301 | ESS | MVA | 2028 | 0.020188 | 33kV | Radial | None
Eyre Peninsula | PORT LINCOLN TERMINAL - PORT LINCOLN CITY TEE PL32 | ESS | MVA | 2028 | 1.3278 | 33kV | Radial | None
Eyre Peninsula | PORT LINCOLN CITY TEE - PORT LINCOLN CITY PL32 | ESS | MVA | 2028 | 0 | 33kV | Radial | None
Eyre Peninsula | PORT LINCOLN CITY TEE - PORT LINCOLN MARINA TEE PL32 | ESS | MVA | 2028 | 1.3278 | 33kV | Radial | None
Eyre Peninsula | PORT LINCOLN MARINA TEE - PORT LINCOLN DOCKS PL32 | ESS | MVA | 2028 | 0.48802 | 33kV | Radial | None
Eyre Peninsula | PORT LINCOLN MARINA TEE - PORT LINCOLN MARINA PL32 | ESS | MVA | 2028 | 0.83982 | 33kV | Radial | None
Eyre Peninsula | PORT LINCOLN TERMINAL - PORT LINCOLN CITY SD61101 | ESS | MVA | 2028 | 1.615 | 33kV | Radial | None
Eyre Peninsula | PORT LINCOLN TERMINAL - POONINDIE TEE PL34 | ESS | MVA | 2028 | 0.9878 | 33kV | Radial | None
Eyre Peninsula | POONINDIE TEE - POONINDIE PL34 | ESS | MVA | 2028 | 0.094901 | 33kV | Radial | None
Eyre Peninsula | POONINDIE - POINT BOSTON PL34 | ESS | MVA | 2028 | 0.016872 | 33kV | Radial | None
Eyre Peninsula | POONINDIE TEE - TOD RIVER PL34 | ESS | MVA | 2028 | 0.86625 | 33kV | Radial | None
Eyre Peninsula | TOD RIVER - CUMMINS CM36 | ESS | MVA | 2028 | 0.53111 | 33kV | Radial | None
Eyre Peninsula | TOD RIVER - TUMBY BAY CM35 | ESS | MVA | 2028 | 0.32218 | 33kV | Radial | None
Eyre Peninsula | PORT LINCOLN TERMINAL - ULEY SOUTH TEE PL33 | ESS | MVA | 2028 | 0.4744 | 33kV | Radial | None
Eyre Peninsula | ULEY SOUTH TEE - ULEY SOUTH PL33 | ESS | MVA | 2028 | 0 | 33kV | Radial | None
Eyre Peninsula | ULEY SOUTH TEE - ULEY PL33 | ESS | MVA | 2028 | 0.4744 | 33kV | Radial | None
Eyre Peninsula | ULEY - COFFIN BAY PL33 | ESS | MVA | 2028 | 0.40825 | 33kV | Radial | None
Eyre Peninsula | CLEVE - COWELL SD53100 | ESS | MVA | 2028 | 0.24756 | 33kV | Radial | None
Eyre Peninsula | CLEVE - BOOTHBY SD55100 | ESS | MVA | 2028 | 0.086563 | 33kV | Radial | None
Eyre Peninsula | BOOTHBY - PUMPING STATION ROAD SD55100 | ESS | MVA | 2028 | 0.086563 | 33kV | Radial | None
Eyre Peninsula | PUMPING STATION ROAD - ARNO BAY SD55100 | ESS | MVA | 2028 | 0.066334 | 33kV | Radial | None
Mid North | BRINKWORTH - YACKA TEE SD33100 | ESS | MVA | 2028 | 0.22762 | 33kV | Radial | None
Mid North | YACKA TEE - YACKA RURAL SD33100 | ESS | MVA | 2028 | 0.013392 | 33kV | Radial | None
Mid North | YACKA TEE - SPALDING TEE SD33100 | ESS | MVA | 2028 | 0.21423 | 33kV | Radial | None
Mid North | SPALDING TEE - GEORGETOWN SD33100 | ESS | MVA | 2028 | 0.078015 | 33kV | Radial | None
Mid North | GEORGETOWN - GLADSTONE SD33100 | ESS | MVA | 2028 | 0 | 33kV | Radial | None
Mid North | SPALDING TEE - SPALDING SD33100 | ESS | MVA | 2028 | 0.12692 | 33kV | Radial | None
Mid North | BRINKWORTH - MERRITON SD33300 | ESS | MVA | 2028 | 0.067925 | 33kV | Radial | None
Mid North | BRINKWORTH - BRINKWORTH TEE SD33200 | ESS | MVA | 2028 | 0.34774 | 33kV | Radial | None
Mid North | BRINKWORTH TEE - YACKA RURAL SD33200 | ESS | MVA | 2028 | 0 | 33kV | Radial | None
Mid North | BRINKWORTH TEE - BLYTH TOWNSHIP SD33200 | ESS | MVA | 2028 | 0.34774 | 33kV | Radial | None
Mid North | BLYTH TOWNSHIP - CLARE NORTH TEE SD33200 | ESS | MVA | 2028 | 0.011399 | 33kV | Radial | None
Mid North | BLYTH TOWNSHIP - BALAKLAVA TOWNSHIP SD33200 | ESS | MVA | 2028 | 0.1695 | 33kV | Radial | None
Mid North | WATERLOO DISTRIBUTION - RIVERTON TEE SD36400 | ESS | MVA | 2028 | 0.64409 | 33kV | Radial | N
Mid North | RIVERTON TEE - AUBURN TEE SD36400 | ESS | MVA | 2028 | 0.38009 | 33kV | Radial | None
Mid North | AUBURN TEE - AUBURN SD36400 | ESS | MVA | 2028 | 0.38009 | 33kV | Radial | None
Mid North | RIVERTON TEE - RIVERTON SD36400 | ESS | MVA | 2028 | 0.264 | 33kV | Radial | None
Mid North | WATERLOO DISTRIBUTION - WATERLOO RURAL SD36201 | ESS | MVA | 2028 | 0.12467 | 33kV | Radial | None
Mid North | WATERLOO RURAL - ROBERTSTOWN SD36201 | ESS | MVA | 2028 | 0.12467 | 33kV | Radial | None
Mid North | WATERLOO DISTRIBUTION - PORTERS LAGOON SD36101 | ESS | MVA | 2028 | 0.034849 | 33kV | Radial | None
Mid North | PORTERS LAGOON - HANSON SD36101 | ESS | MVA | 2028 | 0 | 33kV | Radial | None
Mid North | WATERLOO DISTRIBUTION - WATERLOO TOWN SD36300 | ESS | MVA | 2028 | 0.4302 | 33kV | Radial | None
Mid North | WATERLOO TOWN - EUDUNDA TEE SD36300 | ESS | MVA | 2028 | 0.39378 | 33kV | Radial | None
Mid North | EUDUNDA TEE - EUDUNDA SD36300 | ESS | MVA | 2028 | 0.22541 | 33kV | Radial | None
Mid North | EUDUNDA TEE - KAPUNDA RURAL SD36300 | ESS | MVA | 2028 | 0 | 33kV | Radial | None
Mid North | TEMPLERS - WASLEYS SD37402 | ESS | MVA | 2028 | 0.85636 | 33kV | Radial | None
Mid North | WASLEYS - MALLALA SD37402 | ESS | MVA | 2028 | 0.62159 | 33kV | Radial | None
Mid North | TEMPLERS - HAMLEY BRIDGE SD37101 | ESS | MVA | 2028 | 0.45558 | 33kV | Radial | None
Mid North | HAMLEY BRIDGE - BALAKLAVA RURAL SD37102 | ESS | MVA | 2028 | 0.19929 | 33kV | Radial | None
Mid North | TEMPLERS - FREELING NORTH TEE SD37200 | ESS | MVA | 2028 | 1.2878 | 33kV | Radial | None
Mid North | FREELING NORTH TEE - KAPUNDA RURAL SD37200 | ESS | MVA | 2028 | 0.68149 | 33kV | Radial | N
Mid North | TEMPLERS - DAVEYSTON TOWNSHIP SD37301 | ESS | MVA | 2028 | 0.030657 | 33kV | Radial | None
Mid North | TEMPLERS - GAWLER BELT TEE SD37501 | ESS | MVA | 2028 | 1.4822 | 33kV | Radial | None
Mid North | GAWLER BELT TEE - EVANSTON SD60101 | ESS | MVA | 2028 | 0 | 33kV | Radial | None
Mid North | DORRIEN - NURIOOTPA TEE SD52100 | ESS | MVA | 2028 | 1.4745 | 33kV | Radial | N
Mid North | NURIOOTPA TEE - NURIOOTPA SD52100 | ESS | MVA | 2028 | 1.2045 | 33kV | Radial | None
Mid North | NURIOOTPA TEE - STOCKWELL SD52100 | ESS | MVA | 2028 | 0.26999 | 33kV | Radial | None
Mid North | DORRIEN - ANGASTON NO 1 SD52201 | ESS | MVA | 2028 | 0 | 33kV | Meshed | None
Mid North | DORRIEN - ANGASTON NO 2 SD52202 | ESS | MVA | 2028 | 0 | 33kV | Meshed | None
Mid North | DORRIEN - BAROSSA SOUTH SD52300 | ESS | MVA | 2028 | 1.4774 | 33kV | Radial | None
Mid North | BAROSSA SOUTH TEE - LYNDOCH TEE SD52300 | ESS | MVA | 2028 | 1.3233 | 33kV | Radial | None
Mid North | LYNDOCH TEE - LYNDOCH SD52300 | ESS | MVA | 2028 | 1.0531 | 33kV | Radial | None
Mid North | LYNDOCH TEE - SANDY CREEK TEE SD52300 | ESS | MVA | 2028 | 0.27018 | 33kV | Radial | None
Mid North | SANDY CREEK TEE - SANDY CREEK SD52300 | ESS | MVA | 2028 | 0.25318 | 33kV | Radial | None
Mid North | SANDY CREEK TEE - EVANSTON TEE SD52300 | ESS | MVA | 2028 | 0.016992 | 33kV | Radial | None
Mid North | LYNDOCH - WILLIAMSTOWN SD52300 | ESS | MVA | 2028 | 0.63017 | 33kV | Radial | None
Mid North | WILLIAMSTOWN - WILLIAMSTOWN SOUTH TEE SD52300 | ESS | MVA | 2028 | 0.3902 | 33kV | Radial | None
Mid North | WILLIAMSTOWN SOUTH TEE - WILLIAMSTOWN SOUTH SD52300 | ESS | MVA | 2028 | 0.3902 | 33kV | Radial | None
Mid North | WILLIAMSTOWN SOUTH TEE - ANGAS CREEK TIE SD52300 | ESS | MVA | 2028 | 0 | 33kV | Radial | None
Mid North | CLARE NORTH - CLARE NO 1 SD57101 | ESS | MVA | 2028 | 0 | 33kV | Meshed | None
Mid North | CLARE NORTH - CLARE NORTH TEE SD57102 | ESS | MVA | 2028 | 0 | 33kV | Meshed | None
Mid North | CLARE NORTH TEE - CLARE NO 2 SD57102 | ESS | MVA | 2028 | 0 | 33kV | Meshed | None
Mid North | CLARE - FARRELL FLAT SD57100 | ESS | MVA | 2028 | 0.33487 | 33kV | Radial | None
Mid North | FARRELL FLAT - WATERLOO TIE SD57100 | ESS | MVA | 2028 | 0 | 33kV | Radial | None
Mid North | FARRELL FLAT - BURRA SD57100 | ESS | MVA | 2028 | 0.33487 | 33kV | Radial | None
Murraylands | MANNUM - PALMER TEE SD39200 | ESS | MVA | 2028 | 0.24264 | 33kV | Radial | None
Murraylands | PALMER TEE - MANNUM ROAD RANDELL ROAD INT SD39200 | ESS | MVA | 2028 | 0 | 33kV | Radial | None
Murraylands | PALMER TEE - CAMBRAI TEE SD39200 | ESS | MVA | 2028 | 0.24264 | 33kV | Radial | None
Murraylands | CAMBRAI TEE - CAMBRAI SD39200 | ESS | MVA | 2028 | 0.2148 | 33kV | Radial | None
Murraylands | CAMBRAI TEE - PALMER RURAL SD39200 | ESS | MVA | 2028 | 0.027836 | 33kV | Radial | None
Murraylands | MANNUM - TEAL FLAT TEE SD39100 | ESS | MVA | 2028 | 0.50744 | 33kV | Radial | None
Murraylands | TEAL FLAT TEE - TEAL FLAT SD39100 | ESS | MVA | 2028 | 0.20846 | 33kV | Radial | None
Murraylands | TEAL FLAT TEE - SWAN REACH SD39100 | ESS | MVA | 2028 | 0.28983 | 33kV | Radial | None
Murraylands | MANNUM - CALOOTE TEE SD39300 | ESS | MVA | 2028 | 5.188 | 33kV | Radial | None
Murraylands | CALOOTE TEE - CALOOTE SD39300 | ESS | MVA | 2028 | 0.22299 | 33kV | Radial | None
Murraylands | CALOOTE TEE - MOBILONG TIE SD39300 | ESS | MVA | 2028 | 0.22299 | 33kV | Radial | None
Murraylands | MANNUM - MANNUM RURAL SD39300 | ESS | MVA | 2028 | 0 | 33kV | Radial | None
Murraylands | MANNUM RURAL - MANNUM TOWN TEE SD39300 | ESS | MVA | 2028 | 0.49189 | 33kV | Radial | None
Murraylands | MANNUM TOWN TEE - MANNUM ROAD RANDELL ROAD INT SD39300 | ESS | MVA | 2028 | 0.49189 | 33kV | Radial | None
Murraylands | MANNUM TOWN TEE - PELLARING FLAT TEE SD39300 | ESS | MVA | 2028 | 0 | 33kV | Radial | None
Murraylands | PELLARING FLAT TEE - MANNUM TOWN SD39300 | ESS | MVA | 2028 | 0.49189 | 33kV | Radial | None
Murraylands | MOBILONG DISTRIBUTION - MOBILONG SD43100 | ESS | MVA | 2028 | 7.2435 | 33kV | Radial | None
Murraylands | MOBILONG - MOBILONG TEE SD43100 | ESS | MVA | 2028 | 7.2435 | 33kV | Radial | None
Murraylands | MOBILONG TEE - MYPOLONGA TIE SD43100 | ESS | MVA | 2028 | 0 | 33kV | Radial | None
Murraylands | MOBILONG TEE - MURRAY BRIDGE NORTH TEE SD43100 | ESS | MVA | 2028 | 7.2435 | 33kV | Radial | None
Murraylands | MURRAY BRIDGE NORTH TEE - MURRAY BRIDGE NORTH SD43100 | ESS | MVA | 2028 | 0 | 33kV | Radial | None
Murraylands | MURRAY BRIDGE NORTH TEE - MURRAY BRIDGE SOUTH TEE SD43100 | ESS | MVA | 2028 | 2.2935 | 33kV | Radial | None
Murraylands | MURRAY BRIDGE SOUTH TEE - MURRAY BRIDGE SOUTH SD43100 | ESS | MVA | 2028 | 2.2935 | 33kV | Radial | None
Murraylands | MURRAY BRIDGE SOUTH TEE - MURRAY BRIDGE TOWNSHIP SD43100 | ESS | MVA | 2028 | 0 | 33kV | Radial | None
Murraylands | MOBILONG DISTRIBUTION - MOBILONG SD43200 | ESS | MVA | 2028 | 7.2435 | 33kV | Radial | None
Murraylands | MOBILONG - MONARTO TEE SD43200 | ESS | MVA | 2028 | 5.8371 | 33kV | Radial | None
Murraylands | MONARTO TEE - MURRAY BRIDGE NORTH SD43200 | ESS | MVA | 2028 | 5.6572 | 33kV | Radial | None
Murraylands | MONARTO TEE - MONARTO SOUTH TEE SD43200 | ESS | MVA | 2028 | 0.17993 | 33kV | Radial | None
Murraylands | MONARTO SOUTH TEE - MONARTO SOUTH SD43200 | ESS | MVA | 2028 | 0.1589 | 33kV | Radial | None
Murraylands | MONARTO SOUTH TEE - MONARTO CENTRAL SD43200 | ESS | MVA | 2028 | 0.021027 | 33kV | Radial | None
Murraylands | MOBILONG DISTRIBUTION - MOBILONG SD43300 | ESS | MVA | 2028 | 7.2435 | 33kV | Radial | None
Murraylands | MOBILONG - PALLAMANA TEE SD43300 | ESS | MVA | 2028 | 0.25329 | 33kV | Radial | None
Murraylands | PALLAMANA TEE - MYPOLONGA TEE SD43300 | ESS | MVA | 2028 | 0.25329 | 33kV | Radial | None
Murraylands | MYPOLONGA TEE - MYPOLONGA SD43300 | ESS | MVA | 2028 | 0.25329 | 33kV | Radial | None
Murraylands | MYPOLONGA - MYPOLONGA EOL SD43300 | ESS | MVA | 2028 | 0 | 33kV | Radial | None
Murraylands | MYPOLONGA TEE - CALOOTE TEE SD43300 | ESS | MVA | 2028 | 0 | 33kV | Radial | None
Murraylands | TAILEM BEND - PUMP STATION TEE SD40101 | ESS | MVA | 2028 | 1.8552 | 33kV | Radial | None
Murraylands | PUMP STATION TEE - TAILEM BEND RURAL SD40101 | ESS | MVA | 2028 | 0 | 33kV | Radial | None
Murraylands | TAILEM BEND RURAL - TAILEM BEND EOL SD40101 | ESS | MVA | 2028 | 0 | 33kV | Radial | None
Murraylands | PUMP STATION TEE - TAILEM BEND TOWN TEE SD40101 | ESS | MVA | 2028 | 1.8552 | 33kV | Radial | None
Murraylands | TAILEM BEND TOWN TEE - TAILEM BEND TOWN SD40101 | ESS | MVA | 2028 | 0.31695 | 33kV | Radial | None
Murraylands | TAILEM BEND TOWN TEE - JERVOIS SD40101 | ESS | MVA | 2028 | 1.5382 | 33kV | Radial | None
Murraylands | JERVOIS - JERVOIS FLAT 1 TEE SD40102 | ESS | MVA | 2028 | 1.4526 | 33kV | Radial | None
Murraylands | JERVOIS FLAT 1 TEE - JERVOIS FLAT 2 TEE SD40102 | ESS | MVA | 2028 | 1.4526 | 33kV | Radial | None
Murraylands | JERVOIS FLAT 2 TEE - WOODS POINT SD40102 | ESS | MVA | 2028 | 1.4526 | 33kV | Radial | None
Murraylands | WOODS POINT - WHITE SANDS TEE SD40103 | ESS | MVA | 2028 | 0 | 33kV | Radial | None
Murraylands | WHITE SANDS TEE - WHITE SANDS SD40103 | ESS | MVA | 2028 | 0 | 33kV | Radial | None
Murraylands | WHITE SANDS TEE - MURRAY BRIDGE TOWNSHIP SD40103 | ESS | MVA | 2028 | 0 | 33kV | Radial | None
Murraylands | TAILEM BEND - SUBSTATION ROAD TEE SD40200 | ESS | MVA | 2028 | 5.3949 | 33kV | Radial | None
Murraylands | SUBSTATION ROAD TEE - SUBSTATION ROAD SD40200 | ESS | MVA | 2028 | 0 | 33kV | Radial | None
Murraylands | SUBSTATION ROAD TEE - MALLEE HWY SD40200 | ESS | MVA | 2028 | 5.3949 | 33kV | Radial | None
Murraylands | MALLEE HWY - MOORLANDS SWER SD40200 | ESS | MVA | 2028 | 5.3777 | 33kV | Radial | None
Murraylands | MALLEE HWY - ELWOMPLE SD40200 | ESS | MVA | 2028 | 0.017181 | 33kV | Radial | None
Murraylands | MOORLANDS SWER - COOMANDOOK SD40200 | ESS | MVA | 2028 | 5.3583 | 33kV | Radial | None
Murraylands | COOMANDOOK - COONALPYN SD40200 | ESS | MVA | 2028 | 5.3223 | 33kV | Radial | None
Murraylands | COONALPYN - BINNIES TEE SD40300 | ESS | MVA | 2028 | 0.29883 | 33kV | Radial | N
Murraylands | BINNIES TEE - BINNIES SD40300 | ESS | MVA | 2028 | 0.00072068 | 33kV | Radial | None
Murraylands | BINNIES TEE - MENINGIE SD40300 | ESS | MVA | 2028 | 0.28845 | 33kV | Radial | None
Murraylands | MENINGIE - CAMPBELL PARK TEE SD40400 | ESS | MVA | 2028 | 0.053196 | 33kV | Radial | None
Murraylands | CAMPBELL PARK TEE - CAMPBELL PARK SD40400 | ESS | MVA | 2028 | 0.016004 | 33kV | Radial | None
Murraylands | CAMPBELL PARK TEE - NARRUNG SD40400 | ESS | MVA | 2028 | 0.037193 | 33kV | Radial | None
Murraylands | TAILEM BEND - SHERLOCK SD40501 | ESS | MVA | 2028 | 0.54174 | 33kV | Radial | None
Murraylands | SHERLOCK - KAROONDA SD40502 | ESS | MVA | 2028 | 0.16192 | 33kV | Radial | None
Murraylands | SHERLOCK - GERANIUM SD40600 | ESS | MVA | 2028 | 0.37475 | 33kV | Radial | N
Murraylands | GERANIUM - LAMEROO SD40700 | ESS | MVA | 2028 | 0.32791 | 33kV | Radial | N
Murraylands | LAMEROO - LAMEROO RURAL SD40800 | ESS | MVA | 2028 | 0.16271 | 33kV | Radial | N
Murraylands | LAMEROO RURAL - PARILLA TEE SD40800 | ESS | MVA | 2028 | 0.14718 | 33kV | Radial | N
Murraylands | PARILLA TEE - PARILLA SD40800 | ESS | MVA | 2028 | 0.023118 | 33kV | Radial | None
Murraylands | PARILLA TEE - PINNAROO SD40800 | ESS | MVA | 2028 | 0.12027 | 33kV | Radial | None
Riverland | PARINGA - MURTHO LX21 | ESS | MVA | 2028 | 0.05638 | 33kV | Radial | N
Riverland | MURTHO - LINDSAY PT TEE LX21 | ESS | MVA | 2028 | 0 | 33kV | Radial | None
Riverland | LINDSAY PT TEE - BORDER CLIFFS LX21 | ESS | MVA | 2028 | 0 | 33kV | Radial | None
Riverland | LINDSAY PT TEE - VIC BORDER LX21 | ESS | MVA | 2028 | 0 | 33kV | Radial | None
Riverland | SWAN REACH - SWAN REACH FILTRATION TEE SD39400 | ESS | MVA | 2028 | 0.67347 | 33kV | Radial | None
Riverland | SWAN REACH FILTRATION TEE - SWAN REACH TOWN SD39400 | ESS | MVA | 2028 | 0.12347 | 33kV | Radial | None
South East | KEITH - COONALPYN SD45101 | ESS | MVA | 2028 | 0.13925 | 33kV | Radial | None
South East | KEITH - PADTHAWAY SD45300 | ESS | MVA | 2028 | 1.4732 | 33kV | Radial | None
South East | KEITH - WIRREGA SD45201 | ESS | MVA | 2028 | 0.71799 | 33kV | Radial | N
South East | WIRREGA - BORDERTOWN SD45202 | ESS | MVA | 2028 | 0.71062 | 33kV | Radial | N
South East | SNUGGERY RURAL - MILLICENT SD49100 | ESS | MVA | 2028 | 6.2999 | 33kV | Radial | None
South East | MILLICENT - SOUTH END TEE SD49100 | ESS | MVA | 2028 | 5.5882 | 33kV | Radial | None
South East | SOUTH END TEE - SOUTH END SD49100 | ESS | MVA | 2028 | 0.070741 | 33kV | Radial | None
South East | SOUTH END TEE - HATHERLEIGH TOWNSHIP TEE SD49100 | ESS | MVA | 2028 | 0.55149 | 33kV | Radial | None
South East | HATHERLEIGH TOWNSHIP TEE - HATHERLEIGH TOWNSHIP SD49100 | ESS | MVA | 2028 | 0.006616 | 33kV | Radial | None
South East | HATHERLEIGH TOWNSHIP TEE - HATHERLEIGH SD49100 | ESS | MVA | 2028 | 0.54487 | 33kV | Radial | None
South East | HATHERLEIGH - BEACHPORT TEE SD49200 | ESS | MVA | 2028 | 0.54487 | 33kV | Radial | None
South East | BEACHPORT TEE - BEACHPORT SD49200 | ESS | MVA | 2028 | 0.1679 | 33kV | Radial | None
South East | BEACHPORT TEE - ROBE SD49200 | ESS | MVA | 2028 | 0.37697 | 33kV | Radial | N
South East | SNUGGERY RURAL - MOUNT BURR SD49500 | ESS | MVA | 2028 | 0.12515 | 33kV | Radial | None
South East | MOUNT BURR - KALANGADOO TEE SD49500 | ESS | MVA | 2028 | 0.081085 | 33kV | Radial | None
South East | KALANGADOO TEE - KALANGADOO SD49500 | ESS | MVA | 2028 | 0 | 33kV | Radial | None
South East | KALANGADOO TEE - KALANGADOO RURAL SD49500 | ESS | MVA | 2028 | 0 | 33kV | Radial | None
South East | BLANCHE - MOUNT GAMBIER WEST SD48101 | ESS | MVA | 2028 | 0 | 33kV | Radial | None
South East | BLUE LAKE TEE - MOUNT GAMBIER SD48104 | ESS | MVA | 2028 | 0 | 33kV | Radial | None
South East | BLANCHE - LAKESIDE TEE SD48100 | ESS | MVA | 2028 | 1.3008 | 33kV | Radial | None
South East | LAKESIDE TEE - GLENCOE TEE SD48100 | ESS | MVA | 2028 | 1.2937 | 33kV | Radial | None
South East | GLENCOE TEE - TANTANOOLA SD48100 | ESS | MVA | 2028 | 0.14689 | 33kV | Radial | None
South East | GLENCOE TEE - MOUNT GAMBIER SD48100 | ESS | MVA | 2028 | 1.1468 | 33kV | Radial | None
South East | BLANCHE - KONGORONG TEE SD48200 | ESS | MVA | 2028 | 0.67886 | 33kV | Radial | None
South East | KONGORONG TEE - KONGORONG SD48200 | ESS | MVA | 2028 | 0.14171 | 33kV | Radial | None
South East | KONGORONG TEE - MOUNT SCHANK SD48200 | ESS | MVA | 2028 | 0.53715 | 33kV | Radial | None
South East | MOUNT SCHANK - ALLENDALE EAST SD48200 | ESS | MVA | 2028 | 0.44354 | 33kV | Radial | None
South East | MOUNT GAMBIER - TARPEENA SOUTH TEE SD47101 | ESS | MVA | 2028 | 0.068068 | 33kV | Radial | None
South East | TARPEENA SOUTH TEE - MOUNT GAMBIER SD47101 | ESS | MVA | 2028 | 0 | 33kV | Radial | None
South East | TARPEENA SOUTH TEE - TARPEENA SOUTH SD47101 | ESS | MVA | 2028 | 0.068068 | 33kV | Radial | None
South East | KINCRAIG - LUCINDALE SD46201 | ESS | MVA | 2028 | 0.50488 | 33kV | Radial | None
South East | LUCINDALE - KINGSTON SE SD46201 | ESS | MVA | 2028 | 0.3727 | 33kV | Radial | None
South East | KINCRAIG - NARACOORTE SD46300 | ESS | MVA | 2028 | 5.5687 | 33kV | Radial | None
South East | NARACOORTE - NARACOORTE EAST TEE SD46100 | ESS | MVA | 2028 | 4.379 | 33kV | Radial | None
South East | NARACOORTE EAST TEE - NARACOORTE EAST SD46100 | ESS | MVA | 2028 | 4.379 | 33kV | Radial | None
South East | NARACOORTE EAST TEE - PADTHAWAY SD46100 | ESS | MVA | 2028 | 0 | 33kV | Radial | None
South East | KINCRAIG - STRUAN RURAL SD46400 | ESS | MVA | 2028 | 4.9538 | 33kV | Radial | None
South East | STRUAN RURAL - GLENROY RURAL SD46400 | ESS | MVA | 2028 | 0 | 33kV | Radial | None
South East | PENOLA WEST - PENOLA TEE SD58200 | ESS | MVA | 2028 | 0.4374 | 33kV | Radial | None
South East | PENOLA TEE - GLENROY RURAL SD58200 | ESS | MVA | 2028 | 0.4374 | 33kV | Radial | N
South East | PENOLA WEST - PENOLA TEE SD58101 | ESS | MVA | 2028 | 0.4374 | 33kV | Radial | None
South East | PENOLA TEE - SAFRIES TEE SD58101 | ESS | MVA | 2028 | 0.070922 | 33kV | Radial | None
South East | SAFRIES TEE - KALANGADOO NANGWARRY TEE SD58101 | ESS | MVA | 2028 | 0.070922 | 33kV | Radial | None
South East | KALANGADOO NANGWARRY TEE - NANGWARRY TEE SD58101 | ESS | MVA | 2028 | 0.070163 | 33kV | Radial | None
South East | NANGWARRY TEE - NANGWARRY SD58101 | ESS | MVA | 2028 | 0.070163 | 33kV | Radial | None
South East | KALANGADOO NANGWARRY TEE - KALANGADOO RURAL SD58101 | ESS | MVA | 2028 | 0 | 33kV | Radial | None
South East | NANGWARRY TEE - MOUNT GAMBIER SD58101 | ESS | MVA | 2028 | 0 | 33kV | Radial | None
Metro South | WILLUNGA - MCLAREN VALE SD44400 | ESS | MVA | 2028 | 0.40035 | 33kV | Radial | None
Metro South | YANKALILLA - HAY FLAT SD44200 | ESS | MVA | 2028 | 0.18552 | 33kV | Radial | None
Metro South | HAY FLAT - RAPID BAY TEE SD44200 | ESS | MVA | 2028 | 0.18235 | 33kV | Radial | None
Metro South | RAPID BAY TEE - RAPID BAY SD44200 | ESS | MVA | 2028 | 0.012022 | 33kV | Radial | None
Metro South | RAPID BAY TEE - CAPE JERVIS SD44200 | ESS | MVA | 2028 | 0.026924 | 33kV | Radial | None
Metro South | CAPE JERVIS - CUTTLEFISH BAY SD44301 | ESS | MVA | 2028 | 0.90863 | 33kV | Radial | None
Metro South | FISHERY BEACH BACKUP - CUTTLEFISH BAY BACKUP SD44301 | ESS | MVA | 2028 | 0 | 33kV | Radial | None
Metro South | CUTTLEFISH BAY - PENNESHAW SD44301 | ESS | MVA | 2028 | 0.90863 | 33kV | Radial | None
Metro South | PENNESHAW - AMERICAN RIVER SD44300 | ESS | MVA | 2028 | 0.76833 | 33kV | Radial | None
Metro South | AMERICAN RIVER - KINGSCOTE TEE SD44300 | ESS | MVA | 2028 | 0.64163 | 33kV | Radial | N
Metro South | KINGSCOTE TEE - MACGILLIVRAY SD44300 | ESS | MVA | 2028 | 0.21724 | 33kV | Radial | None
Metro South | KINGSCOTE TEE - KINGSCOTE SD44300 | ESS | MVA | 2028 | 0.41316 | 33kV | Radial | None
Upper North | DAVENPORT WEST - PORT AUGUSTA NO1 SD54101 | ESS | MVA | 2028 | 0 | 33kV | Meshed | None
Upper North | DAVENPORT WEST - PORT AUGUSTA TEE SD54102 | ESS | MVA | 2028 | 0 | 33kV | Meshed | None
Upper North | PORT AUGUSTA NO2 - PORT AUGUSTA TEE SD54102 | ESS | MVA | 2028 | 0 | 33kV | Meshed | None
Upper North | PORT AUGUSTA TEE - PORT AUGUSTA WEST TEE SD54102 | ESS | MVA | 2028 | 0.6885 | 33kV | Radial | None
Upper North | PORT AUGUSTA WEST TEE - PORT AUGUSTA WEST SD54102 | ESS | MVA | 2028 | 0.65475 | 33kV | Radial | None
Upper North | PORT AUGUSTA WEST TEE - PANDURRA TEE SD54102 | ESS | MVA | 2028 | 0.033751 | 33kV | Radial | None
Upper North | PANDURRA TEE - BOOKALOO SD54102 | ESS | MVA | 2028 | 0 | 33kV | Radial | None
Upper North | PANDURRA TEE - PANDURRA SD54102 | ESS | MVA | 2028 | 0.033751 | 33kV | Radial | None
Upper North | DAVENPORT WEST - AUGUSTA HWY SD54300 | ESS | MVA | 2028 | 0.60339 | 33kV | Radial | None
Upper North | AUGUSTA HWY - STIRLING NORTH SD54300 | ESS | MVA | 2028 | 0.56756 | 33kV | Radial | None
Upper North | STIRLING NORTH - QUORN SD54300 | ESS | MVA | 2028 | 0.21027 | 33kV | Radial | None
Upper North | DAVENPORT WEST - PT PATERSON SD54400 | ESS | MVA | 2028 | 0 | 33kV | Radial | None
Upper North | BAROOTA - BAROOTA TOWN TEE SD31100 | ESS | MVA | 2028 | 0.98954 | 33kV | Radial | None
Upper North | BAROOTA TOWN TEE - BAROOTA TOWN SD31100 | ESS | MVA | 2028 | 0.017844 | 33kV | Radial | None
Upper North | BAROOTA TOWN TEE - BAROOTA TEE SD31100 | ESS | MVA | 2028 | 0.9717 | 33kV | Radial | None
Upper North | BAROOTA TEE - NAPPERBY BUNGAMA SD31100 | ESS | MVA | 2028 | 0.2751 | 33kV | Radial | None
Upper North | BAROOTA TEE - MURRAYTOWN SD31100 | ESS | MVA | 2028 | 0.68708 | 33kV | Radial | None
Upper North | MURRAYTOWN - WIRRABARA FOREST TEE SD31200 | ESS | MVA | 2028 | 0.18089 | 33kV | Radial | None
Upper North | WIRRABARA FOREST TEE - WIRRABARA FOREST SD31200 | ESS | MVA | 2028 | 0.024876 | 33kV | Radial | None
Upper North | WIRRABARA FOREST TEE - GLADSTONE SD31200 | ESS | MVA | 2028 | 0.050023 | 33kV | Radial | None
Upper North | MURRAYTOWN - ORROROO SD31300 | ESS | MVA | 2028 | 0.32098 | 33kV | Radial | None
Upper North | MURRAYTOWN - WILMINGTON SD31400 | ESS | MVA | 2028 | 0.17158 | 33kV | Radial | None
Upper North | BUNGAMA - PORT PIRIE SOUTH SD32101 | ESS | MVA | 2028 | 0 | 33kV | Meshed | None
Upper North | PORT PIRIE SOUTH - PORT PIRIE SD32102 | ESS | MVA | 2028 | 0 | 33kV | Meshed | None
Upper North | BUNGAMA - PORT PIRIE SD32103 | ESS | MVA | 2028 | 0 | 33kV | Meshed | None
Upper North | BUNGAMA - HUGHES GAP SD32301 | ESS | MVA | 2028 | 9.642 | 33kV | Radial | Reverse N
Upper North | HUGHES GAP - CRYSTAL BROOK TEE SD32302 | ESS | MVA | 2028 | 1.0784 | 33kV | Radial | None
Upper North | CRYSTAL BROOK TEE - GLADSTONE SD32302 | ESS | MVA | 2028 | 1.0784 | 33kV | Radial | None
Upper North | GLADSTONE - CALTOWIE TEE SD32200 | ESS | MVA | 2028 | 0.75104 | 33kV | Radial | None
Upper North | CALTOWIE TEE - CALTOWIE SD32200 | ESS | MVA | 2028 | 0.023468 | 33kV | Radial | None
Upper North | CALTOWIE TEE - PETERBOROUGH TEE SD32200 | ESS | MVA | 2028 | 0.71111 | 33kV | Radial | None
Upper North | PETERBOROUGH TEE - JAMESTOWN SD32200 | ESS | MVA | 2028 | 0.43894 | 33kV | Radial | None
Upper North | JAMESTOWN - TEROWIE TOWNSHIP SD32200 | ESS | MVA | 2028 | 0.084228 | 33kV | Radial | None
Upper North | PETERBOROUGH TEE - PETERBOROUGH SD32200 | ESS | MVA | 2028 | 0.27217 | 33kV | Radial | None
Upper North | BUNGAMA - PORT BROUGHTON TEE SD32400 | ESS | MVA | 2028 | 0.72202 | 33kV | Radial | Reverse N
Upper North | PORT BROUGHTON TEE - PORT BROUGHTON SD32400 | ESS | MVA | 2028 | 0.42164 | 33kV | Radial | None
Upper North | PORT BROUGHTON TEE - BRINKWORTH TIE SD32400 | ESS | MVA | 2028 | 0 | 33kV | Radial | None
Upper North | PORT BROUGHTON TEE - CRYSTAL BROOK TEE SD32400 | ESS | MVA | 2028 | 0.29091 | 33kV | Radial | None
Upper North | NEUROODLA - HAWKER SD59100 | ESS | MVA | 2028 | 0.06166 | 33kV | Radial | None
Yorke Peninsula | HUMMOCKS DISTRIBUTION - NINNES TEE SD34400 | ESS | MVA | 2028 | 0.34693 | 33kV | Radial | None
Yorke Peninsula | NINNES TEE - LOCHIEL SD34400 | ESS | MVA | 2028 | 0.22545 | 33kV | Radial | None
Yorke Peninsula | NINNES TEE - KAINTON TEE SD34400 | ESS | MVA | 2028 | 0.087344 | 33kV | Radial | None
Yorke Peninsula | KAINTON TEE - KAINTON SD34400 | ESS | MVA | 2028 | 0.013621 | 33kV | Radial | None
Yorke Peninsula | KAINTON TEE - PASKEVILLE SD34400 | ESS | MVA | 2028 | 0.073722 | 33kV | Radial | None
Yorke Peninsula | PASKEVILLE - KADINA EAST SD34405 | ESS | MVA | 2028 | 0.030419 | 33kV | Radial | None
Yorke Peninsula | HUMMOCKS DISTRIBUTION - PORT CLINTON SD34300 | ESS | MVA | 2028 | 0.1457 | 33kV | Radial | None
Yorke Peninsula | PORT CLINTON - ARDROSSAN SD34300 | ESS | MVA | 2028 | 0.054525 | 33kV | Radial | None
Yorke Peninsula | HUMMOCKS DISTRIBUTION - FEDERATION CORNER SD34201 | ESS | MVA | 2028 | 1.5013 | 33kV | Radial | None
Yorke Peninsula | FEDERATION CORNER - SWAMP ROAD SD34201 | ESS | MVA | 2028 | 1.4869 | 33kV | Radial | None
Yorke Peninsula | FEDERATION CORNER - PT WAKEFIELD TEE SD34201 | ESS | MVA | 2028 | 0.014395 | 33kV | Radial | None
Yorke Peninsula | PT WAKEFIELD TEE - SWAMP ROAD SD34201 | ESS | MVA | 2028 | 0 | 33kV | Radial | None
Yorke Peninsula | SWAMP ROAD - PT WAKEFIELD FAR NORTH EAST SD34201 | ESS | MVA | 2028 | 0 | 33kV | Radial | None
Yorke Peninsula | PT WAKEFIELD TEE - PT WAKEFIELD RURAL SD34201 | ESS | MVA | 2028 | 0.014395 | 33kV | Radial | None
Yorke Peninsula | PT WAKEFIELD RURAL - PT WAKEFIELD TOWN TEE SD34201 | ESS | MVA | 2028 | 0.010377 | 33kV | Radial | None
Yorke Peninsula | PT WAKEFIELD TOWN TEE - PT WAKEFIELD TOWN SD34201 | ESS | MVA | 2028 | 0 | 33kV | Radial | None
Yorke Peninsula | PT WAKEFIELD TOWN TEE - PROOF RANGE SD34201 | ESS | MVA | 2028 | 0.010377 | 33kV | Radial | None
Yorke Peninsula | HUMMOCKS DISTRIBUTION - BOWMANS TEE SD34102 | ESS | MVA | 2028 | 0.5098 | 33kV | Radial | None
Yorke Peninsula | BOWMANS TEE - PT WAKEFIELD RURAL SD34102 | ESS | MVA | 2028 | 0 | 33kV | Radial | None
Yorke Peninsula | BOWMANS TEE - SAINTS SD34102 | ESS | MVA | 2028 | 0.5098 | 33kV | Radial | None
Yorke Peninsula | SAINTS - BALAKLAVA SD34102 | ESS | MVA | 2028 | 0.42394 | 33kV | Radial | None
Yorke Peninsula | BALAKLAVA - BALAKLAVA RURAL SD34102 | ESS | MVA | 2028 | 0 | 33kV | Radial | None
Yorke Peninsula | BALAKLAVA - BALAKLAVA TOWNSHIP SD34102 | ESS | MVA | 2028 | 0 | 33kV | Radial | None
Yorke Peninsula | KADINA EAST DISTRIBUTION - KADINA SD51102 | ESS | MVA | 2028 | 5.76 | 33kV | Radial | None
Yorke Peninsula | KADINA EAST DISTRIBUTION - MOONTA TEE SD51200 | ESS | MVA | 2028 | 5.7954 | 33kV | Radial | None
Yorke Peninsula | MOONTA TEE - KADINA SD51200 | ESS | MVA | 2028 | 0 | 33kV | Radial | None
Yorke Peninsula | MOONTA TEE - MOONTA SD51200 | ESS | MVA | 2028 | 5.7954 | 33kV | Radial | N
Yorke Peninsula | KADINA EAST DISTRIBUTION - WALLAROO TEE SD51300 | ESS | MVA | 2028 | 9.7548 | 33kV | Radial | None
Yorke Peninsula | WALLAROO TEE - KADINA SD51300 | ESS | MVA | 2028 | 0 | 33kV | Radial | None
Yorke Peninsula | WALLAROO TEE - WALLAROO SD51300 | ESS | MVA | 2028 | 0.99485 | 33kV | Radial | None
Yorke Peninsula | ARDROSSAN WEST DISTRIBUTION - MAITLAND SD35100 | ESS | MVA | 2028 | 0.46376 | 33kV | Radial | None
Yorke Peninsula | ARDROSSAN WEST DISTRIBUTION - ARDROSSAN SD35201 | ESS | MVA | 2028 | 0.2428 | 33kV | Radial | None
Yorke Peninsula | ARDROSSAN WEST DISTRIBUTION - ARDROSSAN BHP SD35200 | ESS | MVA | 2028 | 0.6647 | 33kV | Radial | None
Yorke Peninsula | ARDROSSAN - ARDROSSAN BHP SD35200 | ESS | MVA | 2028 | 0 | 33kV | Radial | None
Yorke Peninsula | ARDROSSAN BHP - PORT VINCENT SD35200 | ESS | MVA | 2028 | 0.6647 | 33kV | Radial | None
Yorke Peninsula | PORT VINCENT - MINLATON TEE SD35300 | ESS | MVA | 2028 | 0.31178 | 33kV | Radial | None
Yorke Peninsula | MINLATON TEE - CURRAMULKA TEE SD35300 | ESS | MVA | 2028 | 0.31178 | 33kV | Radial | None
Yorke Peninsula | CURRAMULKA TEE - CURRAMULKA SD35300 | ESS | MVA | 2028 | 0.047031 | 33kV | Radial | None
Yorke Peninsula | CURRAMULKA TEE - MINLATON SD35300 | ESS | MVA | 2028 | 0.26475 | 33kV | Radial | None
Yorke Peninsula | MINLATON TEE - PT VINCENT RURAL SD35300 | ESS | MVA | 2028 | 0 | 33kV | Radial | None
Yorke Peninsula | DALRYMPLE - STANSBURY TEE SD35400 | ESS | MVA | 2028 | 0.19946 | 33kV | Radial | None
Yorke Peninsula | STANSBURY TEE - PORT GILES TEE SD35400 | ESS | MVA | 2028 | 0.03575 | 33kV | Radial | None
Yorke Peninsula | PORT GILES TEE - PORT GILES SD35400 | ESS | MVA | 2028 | 0.03575 | 33kV | Radial | None
Yorke Peninsula | STANSBURY TEE - STANSBURY SD35400 | ESS | MVA | 2028 | 0.16371 | 33kV | Radial | None
Yorke Peninsula | STANSBURY - PT VINCENT RURAL SD35403 | ESS | MVA | 2028 | 0.0081553 | 33kV | Radial | None
Yorke Peninsula | DALRYMPLE - WOOL BAY RURAL SD35500 | ESS | MVA | 2028 | 0.78582 | 33kV | Radial | None
Yorke Peninsula | WOOL BAY RURAL - WOOL BAY SD35500 | ESS | MVA | 2028 | 0.78582 | 33kV | Radial | None
Yorke Peninsula | WOOL BAY RURAL - PORT GILES TEE SD35500 | ESS | MVA | 2028 | 0 | 33kV | Radial | None
Yorke Peninsula | WOOL BAY - EDITHBURGH TEE SD35500 | ESS | MVA | 2028 | 0.78582 | 33kV | Radial | None
Yorke Peninsula | EDITHBURGH TEE - YORKETOWN SD35500 | ESS | MVA | 2028 | 0.59285 | 33kV | Radial | None
Yorke Peninsula | YORKETOWN - MARION BAY SD35500 | ESS | MVA | 2028 | 0.38432 | 33kV | Radial | None
Yorke Peninsula | EDITHBURGH TEE - EDITHBURGH SD35500 | ESS | MVA | 2028 | 0.19297 | 33kV | Radial | None
Metro West | ADELAIDE BRIGHTON CEMENT - PORT ADELAIDE SD1529 | ESS | MVA | 2029 |  | 66kV | Meshed | None
Metro South | ALDINGA - WILLUNGA SD1674 | ESS | MVA | 2029 |  | 66kV | Meshed | None
Metro North | ANGLE VALE - ANGLE VALE TEE SD1506A | ESS | MVA | 2029 |  | 66kV | Meshed | None
Metro North | ANGLE VALE TEE - EVANSTON SD1506B | ESS | MVA | 2029 |  | 66kV | Meshed | None
Metro North | ANGLE VALE TEE - VIRGINIA TEE SD2033 | ESS | MVA | 2029 |  | 66kV | Radial | None
Metro West | ATHOL PARK - ATHOL PARK TEE SD1677A | ESS | MVA | 2029 |  | 66kV | Radial | None
Metro West | BLACKPOOL - FULHAM GARDENS SD1639 | ESS | MVA | 2029 |  | 66kV | Meshed | None
Metro North | BOLIVAR - ST KILDA SD2034 | ESS | MVA | 2029 |  | 66kV | Radial | None
Metro East | CAMPBELLTOWN - MAGILL SD1661 | ESS | MVA | 2029 |  | 66kV | Meshed | None
Metro West | CHELTENHAM - CROYDON PARK TEE SD1655A | ESS | MVA | 2029 |  | 66kV | Meshed | None
Metro South | CITY WEST - KESWICK SD2013 | ESS | MVA | 2029 |  | 66kV | Meshed | None
Metro East | CITY WEST - WHITMORE SQUARE SD2016 | ESS | MVA | 2029 |  | 66kV | Meshed | None
Metro East | COROMANDEL PLACE - WHITMORE SQUARE SD1681 | ESS | MVA | 2029 |  | 66kV | Meshed | None
Metro East | CROYDON - HINDLEY STREET TEE SD1659B | ESS | MVA | 2029 |  | 66kV | Meshed | None
Metro West | CROYDON - KILKENNY SD1523 | ESS | MVA | 2029 |  | 66kV | Meshed | None
Metro West | CROYDON PARK - CROYDON PARK TEE SD1655B | ESS | MVA | 2029 |  | 66kV | Meshed | None
Metro West | CROYDON PARK TEE - CROYDON SD1655C | ESS | MVA | 2029 |  | 66kV | Meshed | None
Metro North | DIREK - PARALOWIE SD2004 | ESS | MVA | 2029 |  | 66kV | Meshed | None
Metro East | DRY CREEK - KILBURN SOUTH TEE SD1658A | ESS | MVA | 2029 |  | 66kV | Meshed | None
Metro East | EAST TERRACE - COROMANDEL PLACE SD1680 | ESS | MVA | 2029 |  | 66kV | Meshed | None
Metro East | EAST TERRACE - NORTH ADELAIDE SD1560 | ESS | MVA | 2029 |  | 66kV | Meshed | None
Metro North | EDINBURGH - SALISBURY SD1688 | ESS | MVA | 2029 |  | 66kV | Meshed | None
Metro North | ELIZABETH DOWNS - PENFIELD SD1508 | ESS | MVA | 2029 |  | 66kV | Meshed | None
Metro North | ELIZABETH DOWNS - SMITHFIELD WEST SD1686 | ESS | MVA | 2029 |  | 66kV | Meshed | N-1
Metro North | ELIZABETH HEIGHTS - ELIZABETH DOWNS SD1501 | ESS | MVA | 2029 |  | 66kV | Meshed | None
Metro North | ELIZABETH SOUTH - EDINBURGH SD1511 | ESS | MVA | 2029 |  | 66kV | Meshed | None
Metro West | FINDON - FINDON TEE SD1520A | ESS | MVA | 2029 |  | 66kV | Meshed | None
Metro West | FINDON TEE - FLINDERS PARK SD1520B | ESS | MVA | 2029 |  | 66kV | Meshed | None
Metro West | FLINDERS PARK - NEW RICHMOND SD1521 | ESS | MVA | 2029 |  | 66kV | Meshed | None
Metro West | FULHAM GARDENS - FINDON TEE SD1520C | ESS | MVA | 2029 |  | 66kV | Meshed | None
Metro West | FULHAM GARDENS - HENLEY SOUTH #1 SD1519 | ESS | MVA | 2029 |  | 66kV | Meshed | None
Metro West | FULHAM GARDENS - HENLEY SOUTH #2 SD1691 | ESS | MVA | 2029 |  | 66kV | Meshed | None
Metro South | GLENELG NORTH TEE - GLENELG NORTH SD1584A | ESS | MVA | 2029 |  | 66kV | Meshed | None
Metro South | GLENELG NORTH TEE - PLYMPTON SD1584B | ESS | MVA | 2029 |  | 66kV | Meshed | None
Metro East | GOLDEN GROVE - INGLE FARM SD1647 | ESS | MVA | 2029 |  | 66kV | Meshed | None
Metro South | HACKHAM - PORT NOARLUNGA SD1694A | ESS | MVA | 2029 |  | 66kV | Meshed | None
Metro South | HAPPY VALLEY - HV/SAW TEE SD1591A | ESS | MVA | 2029 |  | 66kV | Meshed | None
Metro South | HAPPY VALLEY - PANORAMA #1 SD1665 | ESS | MVA | 2029 |  | 66kV | Meshed | None
Metro South | HAPPY VALLEY - PANORAMA #2 SD1666 | ESS | MVA | 2029 |  | 66kV | Meshed | None
Metro South | HAPPY VALLEY - SEACOMBE #1 SD1566 | ESS | MVA | 2029 |  | 66kV | Meshed | None
Metro South | HAPPY VALLEY - SEACOMBE #2 SD1590 | ESS | MVA | 2029 |  | 66kV | Meshed | None
Metro East | HILLCREST - HOLDEN HILL SD1692 | ESS | MVA | 2029 |  | 66kV | Meshed | None
Metro East | HINDLEY STREET - WHITMORE SQUARE SD1664 | ESS | MVA | 2029 |  | 66kV | Meshed | None
Metro East | HINDLEY STREET TEE - HINDLEY STREET SD1659C | ESS | MVA | 2029 |  | 66kV | Meshed | None
Metro East | HOLDEN HILL - CAMPBELLTOWN SD1660 | ESS | MVA | 2029 |  | 66kV | Meshed | None
Metro East | HOLDEN HILL - HOPE VALLEY SD1554A | ESS | MVA | 2029 |  | 66kV | Meshed | None
Metro East | HOPE VALLEY - TEA TREE GULLY SD1554B | ESS | MVA | 2029 |  | 66kV | Meshed | None
Metro South | HV/SAW TEE - MORPHETT VALE EAST SD1591C | ESS | MVA | 2029 |  | 66kV | Meshed | None
Metro East | KENT TOWN - KENT TOWN TEE SD1690 | ESS | MVA | 2029 |  | 66kV | Meshed | None
Metro South | KESWICK - CLARENCE GARDENS SD1671 | ESS | MVA | 2029 |  | 66kV | Radial | None
Metro South | KESWICK - NEW RICHMOND TEE SD1670A | ESS | MVA | 2029 |  | 66kV | Meshed | N-1
Metro South | KESWICK - WHITMORE SQUARE TEE SD1669A | ESS | MVA | 2029 |  | 66kV | Meshed | None
Metro West | KILBURN - CAVAN SD2014 | ESS | MVA | 2029 |  | 66kV | Meshed | None
Metro West | KILBURN - CROYDON PARK SD1531 | ESS | MVA | 2029 |  | 66kV | Meshed | None
Metro East | KILBURN SOUTH TEE - KILBURN SOUTH SD1658B | ESS | MVA | 2029 |  | 66kV | Radial | None
Metro East | KILBURN SOUTH TEE - PROSPECT SD1658C | ESS | MVA | 2029 |  | 66kV | Meshed | None
Metro West | KILKENNY - WOODVILLE SD1675 | ESS | MVA | 2029 |  | 66kV | Meshed | None
Metro South | KINGSWOOD - NORTH UNLEY SD1574 | ESS | MVA | 2029 |  | 66kV | Meshed | None
Metro West | LARGS NORTH - ADELAIDE BRIGHTON CEMENT SD1654 | ESS | MVA | 2029 |  | 66kV | Meshed | None
Metro West | LEFEVRE - BLACKPOOL SD1693 | ESS | MVA | 2029 |  | 66kV | Meshed | None
Metro South | LINDEN PARK - LINDEN PARK TEE SD1662A | ESS | MVA | 2029 |  | 66kV | Meshed | None
Metro South | LOWER MITCHAM - KINGSWOOD SD1563 | ESS | MVA | 2029 |  | 66kV | Meshed | None
Metro East | MAGILL - BURNSIDE SD1556 | ESS | MVA | 2029 |  | 66kV | Radial | None
Metro East | MAGILL - KENT TOWN TEE SD1663A | ESS | MVA | 2029 |  | 66kV | Meshed | None
Metro East | MAGILL - NORWOOD SD1543 | ESS | MVA | 2029 |  | 66kV | Meshed | None
Metro South | MAGILL - URAIDLA TEE SD1662B | ESS | MVA | 2029 |  | 66kV | Meshed | None
Metro East | MAGILL - WOODFORDE 2 SD1678 | ESS | MVA | 2029 |  | 66kV | Radial | None
Metro East | MAGILL - WOODFORDE 3 SD1679 | ESS | MVA | 2029 |  | 66kV | Radial | None
Metro South | MCLAREN FLAT - WILLUNGA SD1594A | ESS | MVA | 2029 |  | 66kV | Meshed | N-1
Metro South | MORPHETT VALE EAST - CLARENDON SD1592 | ESS | MVA | 2029 |  | 66kV | Radial | None
Metro South | MORPHETT VALE EAST - HACKHAM SD1694B | ESS | MVA | 2029 |  | 66kV | Meshed | None
Metro South | MORPHETT VALE EAST - MCLAREN FLAT SD1594B | ESS | MVA | 2029 |  | 66kV | Meshed | N-1
Metro South | MORPHETT VALE EAST - PORT STANVAC #1 SD1593 | ESS | MVA | 2029 |  | 66kV | Meshed | None
Metro South | MORPHETT VALE EAST - PORT STANVAC #2 SD2010 | ESS | MVA | 2029 |  | 66kV | Meshed | None
Metro South | MORPHETTVILLE - ASCOT PARK SD1586 | ESS | MVA | 2029 |  | 66kV | Meshed | None
Metro South | MORPHETTVILLE - GLENELG NORTH TEE SD1584C | ESS | MVA | 2029 |  | 66kV | Meshed | None
Metro South | MORPHETTVILLE - OAKLANDS SD1585 | ESS | MVA | 2029 |  | 66kV | Meshed | None
Metro North | MUNNO PARA - ELIZABETH DOWNS SD2023 | ESS | MVA | 2029 |  | 66kV | Meshed | None
Metro North | MUNNO PARA - EVANSTON SD1652 | ESS | MVA | 2029 |  | 66kV | Meshed | N-1
Metro West | NEW OSBORNE - BLACKPOOL SD1518 | ESS | MVA | 2029 |  | 66kV | Meshed | None
Metro West | NEW OSBORNE - GLANVILLE SD1527 | ESS | MVA | 2029 |  | 66kV | Meshed | N-1
Metro West | NEW OSBORNE - LARGS NORTH SD1653 | ESS | MVA | 2029 |  | 66kV | Meshed | None
Metro West | NEW OSBORNE - SMORGON STEEL RECYCLING SD1532A | ESS | MVA | 2029 |  | 66kV | Meshed | None
Metro West | NEW RICHMOND - THEBARTON SD1516 | ESS | MVA | 2029 |  | 66kV | Meshed | None
Metro South | NEW RICHMOND TEE - NEW RICHMOND SD1670B | ESS | MVA | 2029 |  | 66kV | Meshed | None
Metro South | NEW RICHMOND TEE - PLYMPTON SD1670C | ESS | MVA | 2029 |  | 66kV | Meshed | None
Metro South | NOARLUNGA CENTRE - PORT NOARLUNGA SD1668 | ESS | MVA | 2029 |  | 66kV | Meshed | None
Metro East | NORTH ADELAIDE - HINDLEY STREET TEE SD1659A | ESS | MVA | 2029 |  | 66kV | Meshed | None
Metro South | NORTH UNLEY - WHITMORE SQUARE TEE SD1669B | ESS | MVA | 2029 |  | 66kV | Meshed | N-1
Metro East | NORTHFIELD - CLEARVIEW SD1549 | ESS | MVA | 2029 |  | 66kV | Radial | None
Metro East | NORTHFIELD - DRY CREEK SD1657 | ESS | MVA | 2029 |  | 66kV | Meshed | None
Metro East | NORTHFIELD - HARROW SD1535 | ESS | MVA | 2029 |  | 66kV | Radial | None
Metro East | NORTHFIELD - HILLCREST SD1534 | ESS | MVA | 2029 |  | 66kV | Meshed | None
Metro East | NORTHFIELD - HOLDEN HILL SD1539 | ESS | MVA | 2029 |  | 66kV | Meshed | None
Metro East | NORTHFIELD - INGLE FARM #1 SD1548 | ESS | MVA | 2029 |  | 66kV | Meshed | None
Metro East | NORTHFIELD - INGLE FARM #2 SD2019 | ESS | MVA | 2029 |  | 66kV | Meshed | None
Metro East | NORWOOD - EAST TERRACE SD1545 | ESS | MVA | 2029 |  | 66kV | Meshed | N-1
Metro East | NORWOOD - KENT TOWN SD1559 | ESS | MVA | 2029 |  | 66kV | Meshed | None
Metro East | NORWOOD - LINDEN PARK SD1544 | ESS | MVA | 2029 |  | 66kV | Meshed | None
Metro South | PANORAMA - ASCOT PARK SD1587 | ESS | MVA | 2029 |  | 66kV | Meshed | None
Metro South | PANORAMA - BLACKWOOD SD1572 | ESS | MVA | 2029 |  | 66kV | Radial | None
Metro South | PANORAMA - CUDMORE PARK SD1573 | ESS | MVA | 2029 |  | 66kV | Radial | None
Metro South | PANORAMA - LINDEN PARK TEE SD1662C | ESS | MVA | 2029 |  | 66kV | Meshed | None
Metro South | PANORAMA - LOWER MITCHAM SD1562 | ESS | MVA | 2029 |  | 66kV | Meshed | None
Metro South | PANORAMA - TONSLEY EAST SD2035 | ESS | MVA | 2029 |  | 66kV | Meshed | None
Metro North | PARA - ELIZABETH HEIGHTS SD1504 | ESS | MVA | 2029 |  | 66kV | Meshed | None
Metro North | PARA - ELIZABETH SOUTH SD1503 | ESS | MVA | 2029 |  | 66kV | Meshed | None
Metro North | PARAFIELD GARDENS - CAVAN SD1687 | ESS | MVA | 2029 |  | 66kV | Meshed | None
Metro North | PARAFIELD GARDENS - SALISBURY SD1502 | ESS | MVA | 2029 |  | 66kV | Meshed | None
Metro North | PARAFIELD GARDENS WEST - BOLIVAR SD1683 | ESS | MVA | 2029 |  | 66kV | Radial | None
Metro North | PARAFIELD GARDENS WEST - PARAFIELD GARDENS SD1682 | ESS | MVA | 2029 |  | 66kV | Meshed | N-1
Metro North | PARAFIELD GARDENS WEST - PARALOWIE SD1510 | ESS | MVA | 2029 |  | 66kV | Meshed | None
Metro North | PENFIELD - DIREK SD1685 | ESS | MVA | 2029 |  | 66kV | Meshed | None
Metro North | PENFIELD - ELIZABETH SOUTH SD1509 | ESS | MVA | 2029 |  | 66kV | Meshed | None
Metro South | PLYMPTON - GLENELG NORTH SD1583 | ESS | MVA | 2029 |  | 66kV | Meshed | None
Metro West | PORT ADELAIDE - CHELTENHAM SD1646 | ESS | MVA | 2029 |  | 66kV | Meshed | None
Metro West | PORT ADELAIDE NORTH - ATHOL PARK TEE SD1677B | ESS | MVA | 2029 |  | 66kV | Meshed | None
Metro South | PORT NOARLUNGA - SEAFORD SD1676A | ESS | MVA | 2029 |  | 66kV | Meshed | N-1
Metro South | PORT STANVAC - LONSDALE SD1673 | ESS | MVA | 2029 |  | 66kV | Meshed | None
Metro South | PORT STANVAC - NOARLUNGA CENTRE SD1667 | ESS | MVA | 2029 |  | 66kV | Meshed | None
Metro East | PROSPECT - CROYDON SD2024 | ESS | MVA | 2029 |  | 66kV | Meshed | None
Metro West | QUEENSTOWN - GLANVILLE SD1526 | ESS | MVA | 2029 |  | 66kV | Meshed | None
Metro South | SEACOMBE - OAKLANDS SD1565 | ESS | MVA | 2029 |  | 66kV | Meshed | None
Metro South | SEACOMBE - SHEIDOW PARK SD1672 | ESS | MVA | 2029 |  | 66kV | Meshed | None
Metro South | SEAFORD - ALDINGA SD1676B | ESS | MVA | 2029 |  | 66kV | Meshed | N-1
Metro South | SHEIDOW PARK - LONSDALE SD2009 | ESS | MVA | 2029 |  | 66kV | Meshed | None
Metro North | SMITHFIELD WEST - ANGLE VALE SD1650 | ESS | MVA | 2029 |  | 66kV | Meshed | None
Metro West | SMORGON STEEL RECYCLING - PORT ADELAIDE NORTH SD1532B | ESS | MVA | 2029 |  | 66kV | Meshed | None
Metro North | ST KILDA - VIRGINIA SD1684 | ESS | MVA | 2029 |  | 66kV | Radial | None
Metro East | TEA TREE GULLY - GOLDEN GROVE SD1638 | ESS | MVA | 2029 |  | 66kV | Meshed | None
Metro West | THEBARTON - CROYDON SD1522 | ESS | MVA | 2029 |  | 66kV | Meshed | None
Metro South | TONSLEY EAST - TONSLEY PARK SD1588 | ESS | MVA | 2029 |  | 66kV | Meshed | None
Metro South | TONSLEY PARK - SEACOMBE SD1564 | ESS | MVA | 2029 |  | 66kV | Meshed | None
Metro West | TORRENS ISLAND - ATHOL PARK TEE SD1677C | ESS | MVA | 2029 |  | 66kV | Meshed | None
Metro West | TORRENS ISLAND - KILBURN SD1656 | ESS | MVA | 2029 |  | 66kV | Meshed | None
Metro South | URAIDLA TEE - LINDEN PARK TEE SD1662D | ESS | MVA | 2029 |  | 66kV | Meshed | None
Metro North | VIRGINIA - VIRGINIA TEE SD2022A | ESS | MVA | 2029 |  | 66kV | Radial | None
Metro North | VIRGINIA TEE - TWO WELLS SD2022B | ESS | MVA | 2029 |  | 66kV | Radial | None
Metro East | WHITMORE SQUARE - KENT TOWN TEE SD1663B | ESS | MVA | 2029 |  | 66kV | Meshed | None
Metro East | WHITMORE SQUARE - WHITMORE SQUARE TEE SD1669C | ESS | MVA | 2029 |  | 66kV | Meshed | None
Metro West | WOODVILLE - FINDON SD1524 | ESS | MVA | 2029 |  | 66kV | Meshed | None
Metro West | WOODVILLE - QUEENSTOWN SD1525 | ESS | MVA | 2029 |  | 66kV | Meshed | None
Eastern Hills | MOUNT BARKER DISTRIBUTION - MOUNT BARKER SOUTH SD2012 | ESS | MVA | 2029 |  | 66kV | Meshed | None
Eastern Hills | MOUNT BARKER DISTRIBUTION - BALHANNAH SD1598 | ESS | MVA | 2029 | 9.8055 | 66kV | Radial | None
Eastern Hills | BALHANNAH - URAIDLA SD1599 | ESS | MVA | 2029 | 5.1155 | 66kV | Radial | None
Eastern Hills | URAIDLA - MAGILL (METRO SOUTH TIE) SD1662E | ESS | MVA | 2029 | 0 | 66kV | Radial | None
Eastern Hills | MOUNT BARKER DISTRIBUTION - HAHNDORF SD1596 | ESS | MVA | 2029 | 1.2766 | 66kV | Radial | None
Eastern Hills | MOUNT BARKER SOUTH - MEADOWS SD1597 | ESS | MVA | 2029 | 1.4944 | 66kV | Radial | None
Eastern Hills | MOUNT BARKER SOUTH - STRATHALBYN EAST TEE SD1601A | ESS | MVA | 2029 | 3.0765 | 66kV | Radial | None
Eastern Hills | STRATHALBYN EAST TEE - STRATHALBYN SD1601B | ESS | MVA | 2029 | 3.0765 | 66kV | Radial | None
Eastern Hills | STRATHALBYN - BELVIDERE SD1602 | ESS | MVA | 2029 | 0.76517 | 66kV | Radial | None
Eastern Hills | BELVIDERE - MILANG SD1603 | ESS | MVA | 2029 | 0.45115 | 66kV | Radial | None
Eastern Hills | BELVIDERE - LANGHORNE CREEK SD1604 | ESS | MVA | 2029 | 0.31402 | 66kV | Radial | None
Eyre Peninsula | YADNARIE - CLEVE SD1609 | ESS | MVA | 2029 | 0.67471 | 66kV | Radial | None
Eyre Peninsula | YADNARIE - RUDALL SD1610 | ESS | MVA | 2029 | 0.54131 | 66kV | Radial | None
Eyre Peninsula | RUDALL - DARKE PEAK SD1611 | ESS | MVA | 2029 | 0.38972 | 66kV | Radial | None
Eyre Peninsula | DARKE PEAK - CARALUE SD1612 | ESS | MVA | 2029 | 0.35975 | 66kV | Radial | None
Eyre Peninsula | RUDALL - LOCK SD1613 | ESS | MVA | 2029 | 0.13508 | 66kV | Radial | None
Eyre Peninsula | LOCK - POLDA SD1614 | ESS | MVA | 2029 | 0 | 66kV | Radial | None
Eyre Peninsula | WUDINNA - POLDA SD1615 | ESS | MVA | 2029 | 0.13852 | 66kV | Radial | None
Eyre Peninsula | WUDINNA - MOORKITABIE SD1605 | ESS | MVA | 2029 | 1.5426 | 66kV | Radial | None
Eyre Peninsula | MOORKITABIE - TARLTON SD1606 | ESS | MVA | 2029 | 1.4042 | 66kV | Radial | None
Eyre Peninsula | TARLTON - STREAKY BAY SD1607 | ESS | MVA | 2029 | 0.44684 | 66kV | Radial | None
Eyre Peninsula | TARLTON - CEDUNA SD1608 | ESS | MVA | 2029 | 0.88012 | 66kV | Radial | None
Riverland | NORTH WEST BEND - MORGAN TEE SD1616 | ESS | MVA | 2029 | 1.7177 | 66kV | Radial | None
Riverland | MORGAN TEE - CORDOLA SD1617 | ESS | MVA | 2029 | 1.5891 | 66kV | Radial | None
Riverland | CORDOLA - ROONKA SD1618 | ESS | MVA | 2029 | 1.4786 | 66kV | Radial | None
Riverland | ROONKA - PORTEE SD1619 | ESS | MVA | 2029 | 0.7178 | 66kV | Radial | None
Riverland | PORTEE - SWAN REACH SD1620 | ESS | MVA | 2029 | 0.71112 | 66kV | Radial | None
Riverland | NORTH WEST BEND - CADELL SD1622 | ESS | MVA | 2029 | 2.3607 | 66kV | Radial | None
Riverland | CADELL - QUALCO SD1623 | ESS | MVA | 2029 | 2.233 | 66kV | Radial | None
Riverland | QUALCO - RAMCO SD1624 | ESS | MVA | 2029 | 2.184 | 66kV | Radial | None
Riverland | RAMCO - WAIKERIE SD1625 | ESS | MVA | 2029 | 1.9202 | 66kV | Radial | None
Riverland | BERRI - GLOSSOP SD1626 | ESS | MVA | 2029 | 8.7866 | 66kV | Radial | None
Riverland | GLOSSOP - LOVEDAY SD1627 | ESS | MVA | 2029 | 8.2056 | 66kV | Radial | None
Riverland | LOVEDAY - WOOLPUNDA SD1628 | ESS | MVA | 2029 | 0.076717 | 66kV | Radial | None
Riverland | WOOLPUNDA - WAIKERIE SD1629 | ESS | MVA | 2029 | 0 | 66kV | Radial | None
Riverland | BERRI - LOXTON SD1630 | ESS | MVA | 2029 | 4.4939 | 66kV | Radial | None
Riverland | LOXTON - PYAP SD1631 | ESS | MVA | 2029 | 0.86974 | 66kV | Radial | None
Riverland | BERRI - RENMARK SD1632 | ESS | MVA | 2029 | 4.7882 | 66kV | Radial | None
Riverland | RENMARK - PARINGA SD1633 | ESS | MVA | 2029 | 0.3509 | 66kV | Radial | None
Riverland | BERRI - LYRUP SD1634 | ESS | MVA | 2029 | 0.13908 | 66kV | Radial | None
Metro South | WILLUNGA - MYPONGA SD1568 | ESS | MVA | 2029 | 4.2079 | 66kV | Radial | None
Metro South | MYPONGA - YANKALILLA SD1569 | ESS | MVA | 2029 | 2.7827 | 66kV | Radial | None
Metro South | YANKALILLA - CAPE JERVIS SD1689 | ESS | MVA | 2029 | 1.3035 | 66kV | Radial | None
Metro South | WILLUNGA - SQUARE WATER HOLE SD1570 | ESS | MVA | 2029 | 8.168 | 66kV | Radial | None
Metro South | SQUARE WATER HOLE - VICTOR HARBOR SD1595 | ESS | MVA | 2029 | 4.5433 | 66kV | Radial | None
Metro South | SQUARE WATER HOLE - GOOLWA SD1571 | ESS | MVA | 2029 | 2.8507 | 66kV | Radial | None
Eastern Hills | BALHANNAH - WOODSIDE SD41100 | ESS | MVA | 2029 | 1.6886 | 33kV | Radial | None
Eastern Hills | BALHANNAH - VERDUN TEE SD41200 | ESS | MVA | 2029 | 1.0194 | 33kV | Radial | None
Eastern Hills | VERDUN TEE - ALDGATE TEE SD41200 | ESS | MVA | 2029 | 0.0026138 | 33kV | Radial | None
Eastern Hills | VERDUN TEE - MYLOR SD41200 | ESS | MVA | 2029 | 0.81192 | 33kV | Radial | None
Eastern Hills | BALHANNAH - NAIRNE TEE SD41300 | ESS | MVA | 2029 | 1.982 | 33kV | Radial | None
Eastern Hills | NAIRNE TEE - NAIRNE SD41300 | ESS | MVA | 2029 | 1.5139 | 33kV | Radial | None
Eastern Hills | NAIRNE TEE - BRUKUNGA SD41300 | ESS | MVA | 2029 | 0.091292 | 33kV | Radial | None
Eastern Hills | URAIDLA - PICCADILLY TEE SD42100 | ESS | MVA | 2029 | 3.9355 | 33kV | Radial | None
Eastern Hills | PICCADILLY TEE - PICCADILLY EOL SD42100 | ESS | MVA | 2029 | 0.48542 | 33kV | Radial | None
Eastern Hills | PICCADILLY TEE - ALDGATE TEE SD42100 | ESS | MVA | 2029 | 3.4501 | 33kV | Radial | None
Eastern Hills | ALDGATE TEE - ALDGATE SD42100 | ESS | MVA | 2029 | 1.6086 | 33kV | Radial | None
Eastern Hills | ANGAS CREEK - BIRDWOOD TEE SD38100 | ESS | MVA | 2029 | 1.2906 | 33kV | Radial | None
Eastern Hills | BIRDWOOD TEE - GUMERACHA RURAL SD38100 | ESS | MVA | 2029 | 0.10967 | 33kV | Radial | None
Eastern Hills | BIRDWOOD TEE - BIRDWOOD SD38100 | ESS | MVA | 2029 | 1.181 | 33kV | Radial | None
Eastern Hills | BIRDWOOD - MOUNT PLEASANT TEE SD38100 | ESS | MVA | 2029 | 0.61865 | 33kV | Radial | None
Eastern Hills | MOUNT PLEASANT TEE - PALMER RURAL SD38100 | ESS | MVA | 2029 | 0.15793 | 33kV | Radial | None
Eastern Hills | MOUNT PLEASANT TEE - MOUNT PLEASANT SD38100 | ESS | MVA | 2029 | 0.46072 | 33kV | Radial | None
Eastern Hills | ANGAS CREEK - ANGAS CREEK TEE SD38200 | ESS | MVA | 2029 | 2.308 | 33kV | Radial | None
Eastern Hills | ANGAS CREEK TEE - LOBETHAL SD38200 | ESS | MVA | 2029 | 1.3859 | 33kV | Radial | None
Eastern Hills | LOBETHAL - WOODSIDE SD38200 | ESS | MVA | 2029 | 0 | 33kV | Radial | None
Eastern Hills | ANGAS CREEK TEE - GUMERACHA WEIR SD38200 | ESS | MVA | 2029 | 0.92216 | 33kV | Radial | None
Eastern Hills | GUMERACHA WEIR - HOUGHTON SD38200 | ESS | MVA | 2029 | 0.55175 | 33kV | Radial | None
Eastern Hills | GUMERACHA WEIR - KERSBROOK SD38200 | ESS | MVA | 2029 | 0.34773 | 33kV | Radial | None
Eastern Hills | KERSBROOK - WILLIAMSTOWN SOUTH TEE SD38200 | ESS | MVA | 2029 | 0.19382 | 33kV | Radial | None
Eastern Hills | GUMERACHA WEIR - GUMERACHA RURAL SD38200 | ESS | MVA | 2029 | 0 | 33kV | Radial | None
Eyre Peninsula | WHYALLA CENTRAL - WHYALLA CITY 1 SD56101 | ESS | MVA | 2029 | 1.9996 | 33kV | Radial | None
Eyre Peninsula | WHYALLA CENTRAL - WHYALLA CITY 2 SD56102 | ESS | MVA | 2029 | 0 | 33kV | Radial | None
Eyre Peninsula | WHYALLA CENTRAL - WHYALLA STUART SD56201 | ESS | MVA | 2029 | 1.6635 | 33kV | Radial | None
Eyre Peninsula | WHYALLA CENTRAL - WHYALLA NORTH TEE SD56301 | ESS | MVA | 2029 | 4.3204 | 33kV | Radial | None
Eyre Peninsula | WHYALLA NORTH TEE - WHYALLA TERMINAL SD56301 | ESS | MVA | 2029 | 0 | 33kV | Radial | None
Eyre Peninsula | WHYALLA NORTH TEE - WHYALLA SOLAR SD56301 | ESS | MVA | 2029 | 4.3204 | 33kV | Radial | None
Eyre Peninsula | WHYALLA SOLAR - WHYALLA NORTH SD56301 | ESS | MVA | 2029 | 0.027298 | 33kV | Radial | None
Eyre Peninsula | PORT LINCOLN TERMINAL - PORT LINCOLN CITY TEE PL32 | ESS | MVA | 2029 | 1.6904 | 33kV | Radial | None
Eyre Peninsula | PORT LINCOLN CITY TEE - PORT LINCOLN CITY PL32 | ESS | MVA | 2029 | 0 | 33kV | Radial | None
Eyre Peninsula | PORT LINCOLN CITY TEE - PORT LINCOLN MARINA TEE PL32 | ESS | MVA | 2029 | 1.6904 | 33kV | Radial | None
Eyre Peninsula | PORT LINCOLN MARINA TEE - PORT LINCOLN DOCKS PL32 | ESS | MVA | 2029 | 0.61795 | 33kV | Radial | None
Eyre Peninsula | PORT LINCOLN MARINA TEE - PORT LINCOLN MARINA PL32 | ESS | MVA | 2029 | 1.0725 | 33kV | Radial | None
Eyre Peninsula | PORT LINCOLN TERMINAL - PORT LINCOLN CITY SD61101 | ESS | MVA | 2029 | 1.9745 | 33kV | Radial | None
Eyre Peninsula | PORT LINCOLN TERMINAL - POONINDIE TEE PL34 | ESS | MVA | 2029 | 1.2439 | 33kV | Radial | None
Eyre Peninsula | POONINDIE TEE - POONINDIE PL34 | ESS | MVA | 2029 | 0.11656 | 33kV | Radial | None
Eyre Peninsula | POONINDIE - POINT BOSTON PL34 | ESS | MVA | 2029 | 0.021005 | 33kV | Radial | None
Eyre Peninsula | POONINDIE TEE - TOD RIVER PL34 | ESS | MVA | 2029 | 1.0945 | 33kV | Radial | None
Eyre Peninsula | TOD RIVER - CUMMINS CM36 | ESS | MVA | 2029 | 0.66056 | 33kV | Radial | None
Eyre Peninsula | TOD RIVER - TUMBY BAY CM35 | ESS | MVA | 2029 | 0.41809 | 33kV | Radial | None
Eyre Peninsula | PORT LINCOLN TERMINAL - ULEY SOUTH TEE PL33 | ESS | MVA | 2029 | 0.58422 | 33kV | Radial | None
Eyre Peninsula | ULEY SOUTH TEE - ULEY SOUTH PL33 | ESS | MVA | 2029 | 0 | 33kV | Radial | None
Eyre Peninsula | ULEY SOUTH TEE - ULEY PL33 | ESS | MVA | 2029 | 0.58422 | 33kV | Radial | None
Eyre Peninsula | ULEY - COFFIN BAY PL33 | ESS | MVA | 2029 | 0.5027 | 33kV | Radial | None
Eyre Peninsula | CLEVE - COWELL SD53100 | ESS | MVA | 2029 | 0.32652 | 33kV | Radial | None
Eyre Peninsula | CLEVE - BOOTHBY SD55100 | ESS | MVA | 2029 | 0.11635 | 33kV | Radial | None
Eyre Peninsula | BOOTHBY - PUMPING STATION ROAD SD55100 | ESS | MVA | 2029 | 0.11635 | 33kV | Radial | None
Eyre Peninsula | PUMPING STATION ROAD - ARNO BAY SD55100 | ESS | MVA | 2029 | 0.089638 | 33kV | Radial | None
Mid North | BRINKWORTH - YACKA TEE SD33100 | ESS | MVA | 2029 | 0.30035 | 33kV | Radial | None
Mid North | YACKA TEE - YACKA RURAL SD33100 | ESS | MVA | 2029 | 0.016762 | 33kV | Radial | None
Mid North | YACKA TEE - SPALDING TEE SD33100 | ESS | MVA | 2029 | 0.28359 | 33kV | Radial | None
Mid North | SPALDING TEE - GEORGETOWN SD33100 | ESS | MVA | 2029 | 0.10139 | 33kV | Radial | None
Mid North | GEORGETOWN - GLADSTONE SD33100 | ESS | MVA | 2029 | 0 | 33kV | Radial | None
Mid North | SPALDING TEE - SPALDING SD33100 | ESS | MVA | 2029 | 0.17068 | 33kV | Radial | None
Mid North | BRINKWORTH - MERRITON SD33300 | ESS | MVA | 2029 | 0.088519 | 33kV | Radial | None
Mid North | BRINKWORTH - BRINKWORTH TEE SD33200 | ESS | MVA | 2029 | 0.45 | 33kV | Radial | None
Mid North | BRINKWORTH TEE - YACKA RURAL SD33200 | ESS | MVA | 2029 | 0 | 33kV | Radial | None
Mid North | BRINKWORTH TEE - BLYTH TOWNSHIP SD33200 | ESS | MVA | 2029 | 0.45 | 33kV | Radial | None
Mid North | BLYTH TOWNSHIP - CLARE NORTH TEE SD33200 | ESS | MVA | 2029 | 0.014281 | 33kV | Radial | None
Mid North | BLYTH TOWNSHIP - BALAKLAVA TOWNSHIP SD33200 | ESS | MVA | 2029 | 0.2177 | 33kV | Radial | None
Mid North | WATERLOO DISTRIBUTION - RIVERTON TEE SD36400 | ESS | MVA | 2029 | 0.82494 | 33kV | Radial | N
Mid North | RIVERTON TEE - AUBURN TEE SD36400 | ESS | MVA | 2029 | 0.49033 | 33kV | Radial | None
Mid North | AUBURN TEE - AUBURN SD36400 | ESS | MVA | 2029 | 0.49033 | 33kV | Radial | None
Mid North | RIVERTON TEE - RIVERTON SD36400 | ESS | MVA | 2029 | 0.33461 | 33kV | Radial | None
Mid North | WATERLOO DISTRIBUTION - WATERLOO RURAL SD36201 | ESS | MVA | 2029 | 0.1625 | 33kV | Radial | None
Mid North | WATERLOO RURAL - ROBERTSTOWN SD36201 | ESS | MVA | 2029 | 0.1625 | 33kV | Radial | None
Mid North | WATERLOO DISTRIBUTION - PORTERS LAGOON SD36101 | ESS | MVA | 2029 | 0.042573 | 33kV | Radial | None
Mid North | PORTERS LAGOON - HANSON SD36101 | ESS | MVA | 2029 | 0 | 33kV | Radial | None
Mid North | WATERLOO DISTRIBUTION - WATERLOO TOWN SD36300 | ESS | MVA | 2029 | 0.5491 | 33kV | Radial | None
Mid North | WATERLOO TOWN - EUDUNDA TEE SD36300 | ESS | MVA | 2029 | 0.50395 | 33kV | Radial | None
Mid North | EUDUNDA TEE - EUDUNDA SD36300 | ESS | MVA | 2029 | 0.29495 | 33kV | Radial | None
Mid North | EUDUNDA TEE - KAPUNDA RURAL SD36300 | ESS | MVA | 2029 | 0 | 33kV | Radial | None
Mid North | TEMPLERS - WASLEYS SD37402 | ESS | MVA | 2029 | 1.0718 | 33kV | Radial | None
Mid North | WASLEYS - MALLALA SD37402 | ESS | MVA | 2029 | 0.7797 | 33kV | Radial | None
Mid North | TEMPLERS - HAMLEY BRIDGE SD37101 | ESS | MVA | 2029 | 0.58207 | 33kV | Radial | None
Mid North | HAMLEY BRIDGE - BALAKLAVA RURAL SD37102 | ESS | MVA | 2029 | 0.25756 | 33kV | Radial | None
Mid North | TEMPLERS - FREELING NORTH TEE SD37200 | ESS | MVA | 2029 | 1.6045 | 33kV | Radial | None
Mid North | FREELING NORTH TEE - KAPUNDA RURAL SD37200 | ESS | MVA | 2029 | 0.85936 | 33kV | Radial | N
Mid North | TEMPLERS - DAVEYSTON TOWNSHIP SD37301 | ESS | MVA | 2029 | 0.039529 | 33kV | Radial | None
Mid North | TEMPLERS - GAWLER BELT TEE SD37501 | ESS | MVA | 2029 | 1.7233 | 33kV | Radial | None
Mid North | GAWLER BELT TEE - EVANSTON SD60101 | ESS | MVA | 2029 | 0 | 33kV | Radial | None
Mid North | DORRIEN - NURIOOTPA TEE SD52100 | ESS | MVA | 2029 | 1.882 | 33kV | Radial | N
Mid North | NURIOOTPA TEE - NURIOOTPA SD52100 | ESS | MVA | 2029 | 1.5364 | 33kV | Radial | None
Mid North | NURIOOTPA TEE - STOCKWELL SD52100 | ESS | MVA | 2029 | 0.3456 | 33kV | Radial | None
Mid North | DORRIEN - ANGASTON NO 1 SD52201 | ESS | MVA | 2029 | 0 | 33kV | Meshed | None
Mid North | DORRIEN - ANGASTON NO 2 SD52202 | ESS | MVA | 2029 | 0 | 33kV | Meshed | None
Mid North | DORRIEN - BAROSSA SOUTH SD52300 | ESS | MVA | 2029 | 1.8606 | 33kV | Radial | None
Mid North | BAROSSA SOUTH TEE - LYNDOCH TEE SD52300 | ESS | MVA | 2029 | 1.6614 | 33kV | Radial | None
Mid North | LYNDOCH TEE - LYNDOCH SD52300 | ESS | MVA | 2029 | 1.3228 | 33kV | Radial | None
Mid North | LYNDOCH TEE - SANDY CREEK TEE SD52300 | ESS | MVA | 2029 | 0.33865 | 33kV | Radial | None
Mid North | SANDY CREEK TEE - SANDY CREEK SD52300 | ESS | MVA | 2029 | 0.31765 | 33kV | Radial | None
Mid North | SANDY CREEK TEE - EVANSTON TEE SD52300 | ESS | MVA | 2029 | 0.020997 | 33kV | Radial | None
Mid North | LYNDOCH - WILLIAMSTOWN SD52300 | ESS | MVA | 2029 | 0.79032 | 33kV | Radial | None
Mid North | WILLIAMSTOWN - WILLIAMSTOWN SOUTH TEE SD52300 | ESS | MVA | 2029 | 0.48744 | 33kV | Radial | None
Mid North | WILLIAMSTOWN SOUTH TEE - WILLIAMSTOWN SOUTH SD52300 | ESS | MVA | 2029 | 0.48744 | 33kV | Radial | None
Mid North | WILLIAMSTOWN SOUTH TEE - ANGAS CREEK TIE SD52300 | ESS | MVA | 2029 | 0 | 33kV | Radial | None
Mid North | CLARE NORTH - CLARE NO 1 SD57101 | ESS | MVA | 2029 | 0 | 33kV | Meshed | None
Mid North | CLARE NORTH - CLARE NORTH TEE SD57102 | ESS | MVA | 2029 | 0 | 33kV | Meshed | None
Mid North | CLARE NORTH TEE - CLARE NO 2 SD57102 | ESS | MVA | 2029 | 0 | 33kV | Meshed | None
Mid North | CLARE - FARRELL FLAT SD57100 | ESS | MVA | 2029 | 0.44437 | 33kV | Radial | None
Mid North | FARRELL FLAT - WATERLOO TIE SD57100 | ESS | MVA | 2029 | 0 | 33kV | Radial | None
Mid North | FARRELL FLAT - BURRA SD57100 | ESS | MVA | 2029 | 0.44437 | 33kV | Radial | None
Murraylands | MANNUM - PALMER TEE SD39200 | ESS | MVA | 2029 | 0.31574 | 33kV | Radial | None
Murraylands | PALMER TEE - MANNUM ROAD RANDELL ROAD INT SD39200 | ESS | MVA | 2029 | 0 | 33kV | Radial | None
Murraylands | PALMER TEE - CAMBRAI TEE SD39200 | ESS | MVA | 2029 | 0.31574 | 33kV | Radial | None
Murraylands | CAMBRAI TEE - CAMBRAI SD39200 | ESS | MVA | 2029 | 0.2745 | 33kV | Radial | None
Murraylands | CAMBRAI TEE - PALMER RURAL SD39200 | ESS | MVA | 2029 | 0.041246 | 33kV | Radial | None
Murraylands | MANNUM - TEAL FLAT TEE SD39100 | ESS | MVA | 2029 | 0.64168 | 33kV | Radial | None
Murraylands | TEAL FLAT TEE - TEAL FLAT SD39100 | ESS | MVA | 2029 | 0.2658 | 33kV | Radial | None
Murraylands | TEAL FLAT TEE - SWAN REACH SD39100 | ESS | MVA | 2029 | 0.36454 | 33kV | Radial | None
Murraylands | MANNUM - CALOOTE TEE SD39300 | ESS | MVA | 2029 | 5.3906 | 33kV | Radial | None
Murraylands | CALOOTE TEE - CALOOTE SD39300 | ESS | MVA | 2029 | 0.28058 | 33kV | Radial | None
Murraylands | CALOOTE TEE - MOBILONG TIE SD39300 | ESS | MVA | 2029 | 0.28058 | 33kV | Radial | None
Murraylands | MANNUM - MANNUM RURAL SD39300 | ESS | MVA | 2029 | 0 | 33kV | Radial | None
Murraylands | MANNUM RURAL - MANNUM TOWN TEE SD39300 | ESS | MVA | 2029 | 0.62831 | 33kV | Radial | None
Murraylands | MANNUM TOWN TEE - MANNUM ROAD RANDELL ROAD INT SD39300 | ESS | MVA | 2029 | 0.62831 | 33kV | Radial | None
Murraylands | MANNUM TOWN TEE - PELLARING FLAT TEE SD39300 | ESS | MVA | 2029 | 0 | 33kV | Radial | None
Murraylands | PELLARING FLAT TEE - MANNUM TOWN SD39300 | ESS | MVA | 2029 | 0.62831 | 33kV | Radial | None
Murraylands | MOBILONG DISTRIBUTION - MOBILONG SD43100 | ESS | MVA | 2029 | 7.7216 | 33kV | Radial | None
Murraylands | MOBILONG - MOBILONG TEE SD43100 | ESS | MVA | 2029 | 7.7216 | 33kV | Radial | None
Murraylands | MOBILONG TEE - MYPOLONGA TIE SD43100 | ESS | MVA | 2029 | 0 | 33kV | Radial | None
Murraylands | MOBILONG TEE - MURRAY BRIDGE NORTH TEE SD43100 | ESS | MVA | 2029 | 7.7216 | 33kV | Radial | None
Murraylands | MURRAY BRIDGE NORTH TEE - MURRAY BRIDGE NORTH SD43100 | ESS | MVA | 2029 | 0 | 33kV | Radial | None
Murraylands | MURRAY BRIDGE NORTH TEE - MURRAY BRIDGE SOUTH TEE SD43100 | ESS | MVA | 2029 | 2.7716 | 33kV | Radial | None
Murraylands | MURRAY BRIDGE SOUTH TEE - MURRAY BRIDGE SOUTH SD43100 | ESS | MVA | 2029 | 2.7716 | 33kV | Radial | None
Murraylands | MURRAY BRIDGE SOUTH TEE - MURRAY BRIDGE TOWNSHIP SD43100 | ESS | MVA | 2029 | 0 | 33kV | Radial | None
Murraylands | MOBILONG DISTRIBUTION - MOBILONG SD43200 | ESS | MVA | 2029 | 7.7216 | 33kV | Radial | None
Murraylands | MOBILONG - MONARTO TEE SD43200 | ESS | MVA | 2029 | 6.2277 | 33kV | Radial | None
Murraylands | MONARTO TEE - MURRAY BRIDGE NORTH SD43200 | ESS | MVA | 2029 | 5.9945 | 33kV | Radial | None
Murraylands | MONARTO TEE - MONARTO SOUTH TEE SD43200 | ESS | MVA | 2029 | 0.23315 | 33kV | Radial | None
Murraylands | MONARTO SOUTH TEE - MONARTO SOUTH SD43200 | ESS | MVA | 2029 | 0.20353 | 33kV | Radial | None
Murraylands | MONARTO SOUTH TEE - MONARTO CENTRAL SD43200 | ESS | MVA | 2029 | 0.029618 | 33kV | Radial | None
Murraylands | MOBILONG DISTRIBUTION - MOBILONG SD43300 | ESS | MVA | 2029 | 7.7216 | 33kV | Radial | None
Murraylands | MOBILONG - PALLAMANA TEE SD43300 | ESS | MVA | 2029 | 0.31497 | 33kV | Radial | None
Murraylands | PALLAMANA TEE - MYPOLONGA TEE SD43300 | ESS | MVA | 2029 | 0.31497 | 33kV | Radial | None
Murraylands | MYPOLONGA TEE - MYPOLONGA SD43300 | ESS | MVA | 2029 | 0.31497 | 33kV | Radial | None
Murraylands | MYPOLONGA - MYPOLONGA EOL SD43300 | ESS | MVA | 2029 | 0 | 33kV | Radial | None
Murraylands | MYPOLONGA TEE - CALOOTE TEE SD43300 | ESS | MVA | 2029 | 0 | 33kV | Radial | None
Murraylands | TAILEM BEND - PUMP STATION TEE SD40101 | ESS | MVA | 2029 | 2.0024 | 33kV | Radial | None
Murraylands | PUMP STATION TEE - TAILEM BEND RURAL SD40101 | ESS | MVA | 2029 | 0 | 33kV | Radial | None
Murraylands | TAILEM BEND RURAL - TAILEM BEND EOL SD40101 | ESS | MVA | 2029 | 0 | 33kV | Radial | None
Murraylands | PUMP STATION TEE - TAILEM BEND TOWN TEE SD40101 | ESS | MVA | 2029 | 2.0024 | 33kV | Radial | None
Murraylands | TAILEM BEND TOWN TEE - TAILEM BEND TOWN SD40101 | ESS | MVA | 2029 | 0.40578 | 33kV | Radial | None
Murraylands | TAILEM BEND TOWN TEE - JERVOIS SD40101 | ESS | MVA | 2029 | 1.5967 | 33kV | Radial | None
Murraylands | JERVOIS - JERVOIS FLAT 1 TEE SD40102 | ESS | MVA | 2029 | 1.488 | 33kV | Radial | None
Murraylands | JERVOIS FLAT 1 TEE - JERVOIS FLAT 2 TEE SD40102 | ESS | MVA | 2029 | 1.488 | 33kV | Radial | None
Murraylands | JERVOIS FLAT 2 TEE - WOODS POINT SD40102 | ESS | MVA | 2029 | 1.488 | 33kV | Radial | None
Murraylands | WOODS POINT - WHITE SANDS TEE SD40103 | ESS | MVA | 2029 | 0 | 33kV | Radial | None
Murraylands | WHITE SANDS TEE - WHITE SANDS SD40103 | ESS | MVA | 2029 | 0 | 33kV | Radial | None
Murraylands | WHITE SANDS TEE - MURRAY BRIDGE TOWNSHIP SD40103 | ESS | MVA | 2029 | 0 | 33kV | Radial | None
Murraylands | TAILEM BEND - SUBSTATION ROAD TEE SD40200 | ESS | MVA | 2029 | 5.5422 | 33kV | Radial | None
Murraylands | SUBSTATION ROAD TEE - SUBSTATION ROAD SD40200 | ESS | MVA | 2029 | 0 | 33kV | Radial | None
Murraylands | SUBSTATION ROAD TEE - MALLEE HWY SD40200 | ESS | MVA | 2029 | 5.5422 | 33kV | Radial | None
Murraylands | MALLEE HWY - MOORLANDS SWER SD40200 | ESS | MVA | 2029 | 5.5188 | 33kV | Radial | None
Murraylands | MALLEE HWY - ELWOMPLE SD40200 | ESS | MVA | 2029 | 0.0234 | 33kV | Radial | None
Murraylands | MOORLANDS SWER - COOMANDOOK SD40200 | ESS | MVA | 2029 | 5.4936 | 33kV | Radial | None
Murraylands | COOMANDOOK - COONALPYN SD40200 | ESS | MVA | 2029 | 5.447 | 33kV | Radial | None
Murraylands | COONALPYN - BINNIES TEE SD40300 | ESS | MVA | 2029 | 0.39877 | 33kV | Radial | N
Murraylands | BINNIES TEE - BINNIES SD40300 | ESS | MVA | 2029 | 0.0011403 | 33kV | Radial | None
Murraylands | BINNIES TEE - MENINGIE SD40300 | ESS | MVA | 2029 | 0.38516 | 33kV | Radial | None
Murraylands | MENINGIE - CAMPBELL PARK TEE SD40400 | ESS | MVA | 2029 | 0.070289 | 33kV | Radial | None
Murraylands | CAMPBELL PARK TEE - CAMPBELL PARK SD40400 | ESS | MVA | 2029 | 0.021285 | 33kV | Radial | None
Murraylands | CAMPBELL PARK TEE - NARRUNG SD40400 | ESS | MVA | 2029 | 0.049005 | 33kV | Radial | None
Murraylands | TAILEM BEND - SHERLOCK SD40501 | ESS | MVA | 2029 | 0.74128 | 33kV | Radial | None
Murraylands | SHERLOCK - KAROONDA SD40502 | ESS | MVA | 2029 | 0.2268 | 33kV | Radial | None
Murraylands | SHERLOCK - GERANIUM SD40600 | ESS | MVA | 2029 | 0.50743 | 33kV | Radial | N
Murraylands | GERANIUM - LAMEROO SD40700 | ESS | MVA | 2029 | 0.4433 | 33kV | Radial | N
Murraylands | LAMEROO - LAMEROO RURAL SD40800 | ESS | MVA | 2029 | 0.22429 | 33kV | Radial | N
Murraylands | LAMEROO RURAL - PARILLA TEE SD40800 | ESS | MVA | 2029 | 0.20429 | 33kV | Radial | N
Murraylands | PARILLA TEE - PARILLA SD40800 | ESS | MVA | 2029 | 0.034633 | 33kV | Radial | None
Murraylands | PARILLA TEE - PINNAROO SD40800 | ESS | MVA | 2029 | 0.16477 | 33kV | Radial | None
Riverland | PARINGA - MURTHO LX21 | ESS | MVA | 2029 | 0.075918 | 33kV | Radial | N
Riverland | MURTHO - LINDSAY PT TEE LX21 | ESS | MVA | 2029 | 0 | 33kV | Radial | None
Riverland | LINDSAY PT TEE - BORDER CLIFFS LX21 | ESS | MVA | 2029 | 0 | 33kV | Radial | None
Riverland | LINDSAY PT TEE - VIC BORDER LX21 | ESS | MVA | 2029 | 0 | 33kV | Radial | None
Riverland | SWAN REACH - SWAN REACH FILTRATION TEE SD39400 | ESS | MVA | 2029 | 0.71112 | 33kV | Radial | None
Riverland | SWAN REACH FILTRATION TEE - SWAN REACH TOWN SD39400 | ESS | MVA | 2029 | 0.16112 | 33kV | Radial | None
South East | KEITH - COONALPYN SD45101 | ESS | MVA | 2029 | 0.18819 | 33kV | Radial | None
South East | KEITH - PADTHAWAY SD45300 | ESS | MVA | 2029 | 1.5313 | 33kV | Radial | None
South East | KEITH - WIRREGA SD45201 | ESS | MVA | 2029 | 0.97479 | 33kV | Radial | N
South East | WIRREGA - BORDERTOWN SD45202 | ESS | MVA | 2029 | 0.96503 | 33kV | Radial | N
South East | SNUGGERY RURAL - MILLICENT SD49100 | ESS | MVA | 2029 | 6.7642 | 33kV | Radial | None
South East | MILLICENT - SOUTH END TEE SD49100 | ESS | MVA | 2029 | 5.8048 | 33kV | Radial | None
South East | SOUTH END TEE - SOUTH END SD49100 | ESS | MVA | 2029 | 0.095259 | 33kV | Radial | None
South East | SOUTH END TEE - HATHERLEIGH TOWNSHIP TEE SD49100 | ESS | MVA | 2029 | 0.73832 | 33kV | Radial | None
South East | HATHERLEIGH TOWNSHIP TEE - HATHERLEIGH TOWNSHIP SD49100 | ESS | MVA | 2029 | 0.0090477 | 33kV | Radial | None
South East | HATHERLEIGH TOWNSHIP TEE - HATHERLEIGH SD49100 | ESS | MVA | 2029 | 0.72928 | 33kV | Radial | None
South East | HATHERLEIGH - BEACHPORT TEE SD49200 | ESS | MVA | 2029 | 0.72928 | 33kV | Radial | None
South East | BEACHPORT TEE - BEACHPORT SD49200 | ESS | MVA | 2029 | 0.22577 | 33kV | Radial | None
South East | BEACHPORT TEE - ROBE SD49200 | ESS | MVA | 2029 | 0.50351 | 33kV | Radial | N
South East | SNUGGERY RURAL - MOUNT BURR SD49500 | ESS | MVA | 2029 | 0.17521 | 33kV | Radial | None
South East | MOUNT BURR - KALANGADOO TEE SD49500 | ESS | MVA | 2029 | 0.1145 | 33kV | Radial | None
South East | KALANGADOO TEE - KALANGADOO SD49500 | ESS | MVA | 2029 | 0 | 33kV | Radial | None
South East | KALANGADOO TEE - KALANGADOO RURAL SD49500 | ESS | MVA | 2029 | 0 | 33kV | Radial | None
South East | BLANCHE - MOUNT GAMBIER WEST SD48101 | ESS | MVA | 2029 | 0 | 33kV | Radial | None
South East | BLUE LAKE TEE - MOUNT GAMBIER SD48104 | ESS | MVA | 2029 | 0 | 33kV | Radial | None
South East | BLANCHE - LAKESIDE TEE SD48100 | ESS | MVA | 2029 | 1.632 | 33kV | Radial | None
South East | LAKESIDE TEE - GLENCOE TEE SD48100 | ESS | MVA | 2029 | 1.6222 | 33kV | Radial | None
South East | GLENCOE TEE - TANTANOOLA SD48100 | ESS | MVA | 2029 | 0.19545 | 33kV | Radial | None
South East | GLENCOE TEE - MOUNT GAMBIER SD48100 | ESS | MVA | 2029 | 1.4267 | 33kV | Radial | None
South East | BLANCHE - KONGORONG TEE SD48200 | ESS | MVA | 2029 | 0.89979 | 33kV | Radial | None
South East | KONGORONG TEE - KONGORONG SD48200 | ESS | MVA | 2029 | 0.18679 | 33kV | Radial | None
South East | KONGORONG TEE - MOUNT SCHANK SD48200 | ESS | MVA | 2029 | 0.713 | 33kV | Radial | None
South East | MOUNT SCHANK - ALLENDALE EAST SD48200 | ESS | MVA | 2029 | 0.58774 | 33kV | Radial | None
South East | MOUNT GAMBIER - TARPEENA SOUTH TEE SD47101 | ESS | MVA | 2029 | 0.090494 | 33kV | Radial | None
South East | TARPEENA SOUTH TEE - MOUNT GAMBIER SD47101 | ESS | MVA | 2029 | 0 | 33kV | Radial | None
South East | TARPEENA SOUTH TEE - TARPEENA SOUTH SD47101 | ESS | MVA | 2029 | 0.090494 | 33kV | Radial | None
South East | KINCRAIG - LUCINDALE SD46201 | ESS | MVA | 2029 | 0.69581 | 33kV | Radial | None
South East | LUCINDALE - KINGSTON SE SD46201 | ESS | MVA | 2029 | 0.51225 | 33kV | Radial | None
South East | KINCRAIG - NARACOORTE SD46300 | ESS | MVA | 2029 | 5.9615 | 33kV | Radial | None
South East | NARACOORTE - NARACOORTE EAST TEE SD46100 | ESS | MVA | 2029 | 4.4253 | 33kV | Radial | None
South East | NARACOORTE EAST TEE - NARACOORTE EAST SD46100 | ESS | MVA | 2029 | 4.4253 | 33kV | Radial | None
South East | NARACOORTE EAST TEE - PADTHAWAY SD46100 | ESS | MVA | 2029 | 0 | 33kV | Radial | None
South East | KINCRAIG - STRUAN RURAL SD46400 | ESS | MVA | 2029 | 4.9554 | 33kV | Radial | None
South East | STRUAN RURAL - GLENROY RURAL SD46400 | ESS | MVA | 2029 | 0 | 33kV | Radial | None
South East | PENOLA WEST - PENOLA TEE SD58200 | ESS | MVA | 2029 | 0.5999 | 33kV | Radial | None
South East | PENOLA TEE - GLENROY RURAL SD58200 | ESS | MVA | 2029 | 0.5999 | 33kV | Radial | N
South East | PENOLA WEST - PENOLA TEE SD58101 | ESS | MVA | 2029 | 0.5999 | 33kV | Radial | None
South East | PENOLA TEE - SAFRIES TEE SD58101 | ESS | MVA | 2029 | 0.094619 | 33kV | Radial | None
South East | SAFRIES TEE - KALANGADOO NANGWARRY TEE SD58101 | ESS | MVA | 2029 | 0.094619 | 33kV | Radial | None
South East | KALANGADOO NANGWARRY TEE - NANGWARRY TEE SD58101 | ESS | MVA | 2029 | 0.093566 | 33kV | Radial | None
South East | NANGWARRY TEE - NANGWARRY SD58101 | ESS | MVA | 2029 | 0.093566 | 33kV | Radial | None
South East | KALANGADOO NANGWARRY TEE - KALANGADOO RURAL SD58101 | ESS | MVA | 2029 | 0 | 33kV | Radial | None
South East | NANGWARRY TEE - MOUNT GAMBIER SD58101 | ESS | MVA | 2029 | 0 | 33kV | Radial | None
Metro South | WILLUNGA - MCLAREN VALE SD44400 | ESS | MVA | 2029 | 0.49539 | 33kV | Radial | None
Metro South | YANKALILLA - HAY FLAT SD44200 | ESS | MVA | 2029 | 0.2315 | 33kV | Radial | None
Metro South | HAY FLAT - RAPID BAY TEE SD44200 | ESS | MVA | 2029 | 0.22725 | 33kV | Radial | None
Metro South | RAPID BAY TEE - RAPID BAY SD44200 | ESS | MVA | 2029 | 0.015229 | 33kV | Radial | None
Metro South | RAPID BAY TEE - CAPE JERVIS SD44200 | ESS | MVA | 2029 | 0.033275 | 33kV | Radial | None
Metro South | CAPE JERVIS - CUTTLEFISH BAY SD44301 | ESS | MVA | 2029 | 1.1769 | 33kV | Radial | None
Metro South | FISHERY BEACH BACKUP - CUTTLEFISH BAY BACKUP SD44301 | ESS | MVA | 2029 | 0 | 33kV | Radial | None
Metro South | CUTTLEFISH BAY - PENNESHAW SD44301 | ESS | MVA | 2029 | 1.1769 | 33kV | Radial | None
Metro South | PENNESHAW - AMERICAN RIVER SD44300 | ESS | MVA | 2029 | 0.98452 | 33kV | Radial | None
Metro South | AMERICAN RIVER - KINGSCOTE TEE SD44300 | ESS | MVA | 2029 | 0.81874 | 33kV | Radial | N
Metro South | KINGSCOTE TEE - MACGILLIVRAY SD44300 | ESS | MVA | 2029 | 0.27738 | 33kV | Radial | None
Metro South | KINGSCOTE TEE - KINGSCOTE SD44300 | ESS | MVA | 2029 | 0.52725 | 33kV | Radial | None
Upper North | DAVENPORT WEST - PORT AUGUSTA NO1 SD54101 | ESS | MVA | 2029 | 0 | 33kV | Meshed | None
Upper North | DAVENPORT WEST - PORT AUGUSTA TEE SD54102 | ESS | MVA | 2029 | 0 | 33kV | Meshed | None
Upper North | PORT AUGUSTA NO2 - PORT AUGUSTA TEE SD54102 | ESS | MVA | 2029 | 0 | 33kV | Meshed | None
Upper North | PORT AUGUSTA TEE - PORT AUGUSTA WEST TEE SD54102 | ESS | MVA | 2029 | 0.8805 | 33kV | Radial | None
Upper North | PORT AUGUSTA WEST TEE - PORT AUGUSTA WEST SD54102 | ESS | MVA | 2029 | 0.83274 | 33kV | Radial | None
Upper North | PORT AUGUSTA WEST TEE - PANDURRA TEE SD54102 | ESS | MVA | 2029 | 0.047755 | 33kV | Radial | None
Upper North | PANDURRA TEE - BOOKALOO SD54102 | ESS | MVA | 2029 | 0 | 33kV | Radial | None
Upper North | PANDURRA TEE - PANDURRA SD54102 | ESS | MVA | 2029 | 0.047755 | 33kV | Radial | None
Upper North | DAVENPORT WEST - AUGUSTA HWY SD54300 | ESS | MVA | 2029 | 0.77395 | 33kV | Radial | None
Upper North | AUGUSTA HWY - STIRLING NORTH SD54300 | ESS | MVA | 2029 | 0.72802 | 33kV | Radial | None
Upper North | STIRLING NORTH - QUORN SD54300 | ESS | MVA | 2029 | 0.2783 | 33kV | Radial | None
Upper North | DAVENPORT WEST - PT PATERSON SD54400 | ESS | MVA | 2029 | 0 | 33kV | Radial | None
Upper North | BAROOTA - BAROOTA TOWN TEE SD31100 | ESS | MVA | 2029 | 1.2855 | 33kV | Radial | None
Upper North | BAROOTA TOWN TEE - BAROOTA TOWN SD31100 | ESS | MVA | 2029 | 0.022834 | 33kV | Radial | None
Upper North | BAROOTA TOWN TEE - BAROOTA TEE SD31100 | ESS | MVA | 2029 | 1.2627 | 33kV | Radial | None
Upper North | BAROOTA TEE - NAPPERBY BUNGAMA SD31100 | ESS | MVA | 2029 | 0.34769 | 33kV | Radial | None
Upper North | BAROOTA TEE - MURRAYTOWN SD31100 | ESS | MVA | 2029 | 0.90262 | 33kV | Radial | None
Upper North | MURRAYTOWN - WIRRABARA FOREST TEE SD31200 | ESS | MVA | 2029 | 0.23128 | 33kV | Radial | None
Upper North | WIRRABARA FOREST TEE - WIRRABARA FOREST SD31200 | ESS | MVA | 2029 | 0.032361 | 33kV | Radial | None
Upper North | WIRRABARA FOREST TEE - GLADSTONE SD31200 | ESS | MVA | 2029 | 0.062856 | 33kV | Radial | None
Upper North | MURRAYTOWN - ORROROO SD31300 | ESS | MVA | 2029 | 0.42663 | 33kV | Radial | None
Upper North | MURRAYTOWN - WILMINGTON SD31400 | ESS | MVA | 2029 | 0.22744 | 33kV | Radial | None
Upper North | BUNGAMA - PORT PIRIE SOUTH SD32101 | ESS | MVA | 2029 | 0 | 33kV | Meshed | None
Upper North | PORT PIRIE SOUTH - PORT PIRIE SD32102 | ESS | MVA | 2029 | 0 | 33kV | Meshed | None
Upper North | BUNGAMA - PORT PIRIE SD32103 | ESS | MVA | 2029 | 0 | 33kV | Meshed | None
Upper North | BUNGAMA - HUGHES GAP SD32301 | ESS | MVA | 2029 | 9.9865 | 33kV | Radial | Reverse N
Upper North | HUGHES GAP - CRYSTAL BROOK TEE SD32302 | ESS | MVA | 2029 | 1.4216 | 33kV | Radial | None
Upper North | CRYSTAL BROOK TEE - GLADSTONE SD32302 | ESS | MVA | 2029 | 1.4216 | 33kV | Radial | None
Upper North | GLADSTONE - CALTOWIE TEE SD32200 | ESS | MVA | 2029 | 1.0053 | 33kV | Radial | None
Upper North | CALTOWIE TEE - CALTOWIE SD32200 | ESS | MVA | 2029 | 0.03244 | 33kV | Radial | None
Upper North | CALTOWIE TEE - PETERBOROUGH TEE SD32200 | ESS | MVA | 2029 | 0.95165 | 33kV | Radial | None
Upper North | PETERBOROUGH TEE - JAMESTOWN SD32200 | ESS | MVA | 2029 | 0.58445 | 33kV | Radial | None
Upper North | JAMESTOWN - TEROWIE TOWNSHIP SD32200 | ESS | MVA | 2029 | 0.11384 | 33kV | Radial | None
Upper North | PETERBOROUGH TEE - PETERBOROUGH SD32200 | ESS | MVA | 2029 | 0.3672 | 33kV | Radial | None
Upper North | BUNGAMA - PORT BROUGHTON TEE SD32400 | ESS | MVA | 2029 | 0.89799 | 33kV | Radial | Reverse N
Upper North | PORT BROUGHTON TEE - PORT BROUGHTON SD32400 | ESS | MVA | 2029 | 0.51795 | 33kV | Radial | None
Upper North | PORT BROUGHTON TEE - BRINKWORTH TIE SD32400 | ESS | MVA | 2029 | 0 | 33kV | Radial | None
Upper North | PORT BROUGHTON TEE - CRYSTAL BROOK TEE SD32400 | ESS | MVA | 2029 | 0.36783 | 33kV | Radial | None
Upper North | NEUROODLA - HAWKER SD59100 | ESS | MVA | 2029 | 0.085096 | 33kV | Radial | None
Yorke Peninsula | HUMMOCKS DISTRIBUTION - NINNES TEE SD34400 | ESS | MVA | 2029 | 0.41688 | 33kV | Radial | None
Yorke Peninsula | NINNES TEE - LOCHIEL SD34400 | ESS | MVA | 2029 | 0.26593 | 33kV | Radial | None
Yorke Peninsula | NINNES TEE - KAINTON TEE SD34400 | ESS | MVA | 2029 | 0.10805 | 33kV | Radial | None
Yorke Peninsula | KAINTON TEE - KAINTON SD34400 | ESS | MVA | 2029 | 0.017085 | 33kV | Radial | None
Yorke Peninsula | KAINTON TEE - PASKEVILLE SD34400 | ESS | MVA | 2029 | 0.090964 | 33kV | Radial | None
Yorke Peninsula | PASKEVILLE - KADINA EAST SD34405 | ESS | MVA | 2029 | 0.036771 | 33kV | Radial | None
Yorke Peninsula | HUMMOCKS DISTRIBUTION - PORT CLINTON SD34300 | ESS | MVA | 2029 | 0.18519 | 33kV | Radial | None
Yorke Peninsula | PORT CLINTON - ARDROSSAN SD34300 | ESS | MVA | 2029 | 0.069036 | 33kV | Radial | None
Yorke Peninsula | HUMMOCKS DISTRIBUTION - FEDERATION CORNER SD34201 | ESS | MVA | 2029 | 1.5552 | 33kV | Radial | None
Yorke Peninsula | FEDERATION CORNER - SWAMP ROAD SD34201 | ESS | MVA | 2029 | 1.5375 | 33kV | Radial | None
Yorke Peninsula | FEDERATION CORNER - PT WAKEFIELD TEE SD34201 | ESS | MVA | 2029 | 0.017735 | 33kV | Radial | None
Yorke Peninsula | PT WAKEFIELD TEE - SWAMP ROAD SD34201 | ESS | MVA | 2029 | 0 | 33kV | Radial | None
Yorke Peninsula | SWAMP ROAD - PT WAKEFIELD FAR NORTH EAST SD34201 | ESS | MVA | 2029 | 0 | 33kV | Radial | None
Yorke Peninsula | PT WAKEFIELD TEE - PT WAKEFIELD RURAL SD34201 | ESS | MVA | 2029 | 0.017735 | 33kV | Radial | None
Yorke Peninsula | PT WAKEFIELD RURAL - PT WAKEFIELD TOWN TEE SD34201 | ESS | MVA | 2029 | 0.012901 | 33kV | Radial | None
Yorke Peninsula | PT WAKEFIELD TOWN TEE - PT WAKEFIELD TOWN SD34201 | ESS | MVA | 2029 | 0 | 33kV | Radial | None
Yorke Peninsula | PT WAKEFIELD TOWN TEE - PROOF RANGE SD34201 | ESS | MVA | 2029 | 0.012901 | 33kV | Radial | None
Yorke Peninsula | HUMMOCKS DISTRIBUTION - BOWMANS TEE SD34102 | ESS | MVA | 2029 | 0.65406 | 33kV | Radial | None
Yorke Peninsula | BOWMANS TEE - PT WAKEFIELD RURAL SD34102 | ESS | MVA | 2029 | 0 | 33kV | Radial | None
Yorke Peninsula | BOWMANS TEE - SAINTS SD34102 | ESS | MVA | 2029 | 0.65406 | 33kV | Radial | None
Yorke Peninsula | SAINTS - BALAKLAVA SD34102 | ESS | MVA | 2029 | 0.54401 | 33kV | Radial | None
Yorke Peninsula | BALAKLAVA - BALAKLAVA RURAL SD34102 | ESS | MVA | 2029 | 0 | 33kV | Radial | None
Yorke Peninsula | BALAKLAVA - BALAKLAVA TOWNSHIP SD34102 | ESS | MVA | 2029 | 0 | 33kV | Radial | None
Yorke Peninsula | KADINA EAST DISTRIBUTION - KADINA SD51102 | ESS | MVA | 2029 | 6.0426 | 33kV | Radial | None
Yorke Peninsula | KADINA EAST DISTRIBUTION - MOONTA TEE SD51200 | ESS | MVA | 2029 | 6.0792 | 33kV | Radial | None
Yorke Peninsula | MOONTA TEE - KADINA SD51200 | ESS | MVA | 2029 | 0 | 33kV | Radial | None
Yorke Peninsula | MOONTA TEE - MOONTA SD51200 | ESS | MVA | 2029 | 6.0792 | 33kV | Radial | N
Yorke Peninsula | KADINA EAST DISTRIBUTION - WALLAROO TEE SD51300 | ESS | MVA | 2029 | 9.9627 | 33kV | Radial | None
Yorke Peninsula | WALLAROO TEE - KADINA SD51300 | ESS | MVA | 2029 | 0 | 33kV | Radial | None
Yorke Peninsula | WALLAROO TEE - WALLAROO SD51300 | ESS | MVA | 2029 | 1.2027 | 33kV | Radial | None
Yorke Peninsula | ARDROSSAN WEST DISTRIBUTION - MAITLAND SD35100 | ESS | MVA | 2029 | 0.59946 | 33kV | Radial | None
Yorke Peninsula | ARDROSSAN WEST DISTRIBUTION - ARDROSSAN SD35201 | ESS | MVA | 2029 | 0.31505 | 33kV | Radial | None
Yorke Peninsula | ARDROSSAN WEST DISTRIBUTION - ARDROSSAN BHP SD35200 | ESS | MVA | 2029 | 0.83588 | 33kV | Radial | None
Yorke Peninsula | ARDROSSAN - ARDROSSAN BHP SD35200 | ESS | MVA | 2029 | 0 | 33kV | Radial | None
Yorke Peninsula | ARDROSSAN BHP - PORT VINCENT SD35200 | ESS | MVA | 2029 | 0.83588 | 33kV | Radial | None
Yorke Peninsula | PORT VINCENT - MINLATON TEE SD35300 | ESS | MVA | 2029 | 0.39174 | 33kV | Radial | None
Yorke Peninsula | MINLATON TEE - CURRAMULKA TEE SD35300 | ESS | MVA | 2029 | 0.39174 | 33kV | Radial | None
Yorke Peninsula | CURRAMULKA TEE - CURRAMULKA SD35300 | ESS | MVA | 2029 | 0.058102 | 33kV | Radial | None
Yorke Peninsula | CURRAMULKA TEE - MINLATON SD35300 | ESS | MVA | 2029 | 0.33364 | 33kV | Radial | None
Yorke Peninsula | MINLATON TEE - PT VINCENT RURAL SD35300 | ESS | MVA | 2029 | 0 | 33kV | Radial | None
Yorke Peninsula | DALRYMPLE - STANSBURY TEE SD35400 | ESS | MVA | 2029 | 0.25389 | 33kV | Radial | None
Yorke Peninsula | STANSBURY TEE - PORT GILES TEE SD35400 | ESS | MVA | 2029 | 0.043651 | 33kV | Radial | None
Yorke Peninsula | PORT GILES TEE - PORT GILES SD35400 | ESS | MVA | 2029 | 0.043651 | 33kV | Radial | None
Yorke Peninsula | STANSBURY TEE - STANSBURY SD35400 | ESS | MVA | 2029 | 0.21024 | 33kV | Radial | None
Yorke Peninsula | STANSBURY - PT VINCENT RURAL SD35403 | ESS | MVA | 2029 | 0.010054 | 33kV | Radial | None
Yorke Peninsula | DALRYMPLE - WOOL BAY RURAL SD35500 | ESS | MVA | 2029 | 1.0089 | 33kV | Radial | None
Yorke Peninsula | WOOL BAY RURAL - WOOL BAY SD35500 | ESS | MVA | 2029 | 1.0089 | 33kV | Radial | None
Yorke Peninsula | WOOL BAY RURAL - PORT GILES TEE SD35500 | ESS | MVA | 2029 | 0 | 33kV | Radial | None
Yorke Peninsula | WOOL BAY - EDITHBURGH TEE SD35500 | ESS | MVA | 2029 | 1.0089 | 33kV | Radial | None
Yorke Peninsula | EDITHBURGH TEE - YORKETOWN SD35500 | ESS | MVA | 2029 | 0.75665 | 33kV | Radial | None
Yorke Peninsula | YORKETOWN - MARION BAY SD35500 | ESS | MVA | 2029 | 0.47973 | 33kV | Radial | None
Yorke Peninsula | EDITHBURGH TEE - EDITHBURGH SD35500 | ESS | MVA | 2029 | 0.25226 | 33kV | Radial | None
Metro West | ADELAIDE BRIGHTON CEMENT - PORT ADELAIDE SD1529 | Non-IES | MVA | 2025 |  | 66kV | Meshed | None
Metro South | ALDINGA - WILLUNGA SD1674 | Non-IES | MVA | 2025 |  | 66kV | Meshed | None
Metro North | ANGLE VALE - ANGLE VALE TEE SD1506A | Non-IES | MVA | 2025 |  | 66kV | Meshed | None
Metro North | ANGLE VALE TEE - EVANSTON SD1506B | Non-IES | MVA | 2025 |  | 66kV | Meshed | None
Metro North | ANGLE VALE TEE - VIRGINIA TEE SD2033 | Non-IES | MVA | 2025 |  | 66kV | Radial | None
Metro West | ATHOL PARK - ATHOL PARK TEE SD1677A | Non-IES | MVA | 2025 |  | 66kV | Radial | None
Metro West | BLACKPOOL - FULHAM GARDENS SD1639 | Non-IES | MVA | 2025 |  | 66kV | Meshed | None
Metro North | BOLIVAR - ST KILDA SD2034 | Non-IES | MVA | 2025 |  | 66kV | Radial | None
Metro East | CAMPBELLTOWN - MAGILL SD1661 | Non-IES | MVA | 2025 |  | 66kV | Meshed | None
Metro West | CHELTENHAM - CROYDON PARK TEE SD1655A | Non-IES | MVA | 2025 |  | 66kV | Meshed | None
Metro South | CITY WEST - KESWICK SD2013 | Non-IES | MVA | 2025 |  | 66kV | Meshed | None
Metro East | CITY WEST - WHITMORE SQUARE SD2016 | Non-IES | MVA | 2025 |  | 66kV | Meshed | None
Metro East | COROMANDEL PLACE - WHITMORE SQUARE SD1681 | Non-IES | MVA | 2025 |  | 66kV | Meshed | None
Metro East | CROYDON - HINDLEY STREET TEE SD1659B | Non-IES | MVA | 2025 |  | 66kV | Meshed | None
Metro West | CROYDON - KILKENNY SD1523 | Non-IES | MVA | 2025 |  | 66kV | Meshed | None
Metro West | CROYDON PARK - CROYDON PARK TEE SD1655B | Non-IES | MVA | 2025 |  | 66kV | Meshed | None
Metro West | CROYDON PARK TEE - CROYDON SD1655C | Non-IES | MVA | 2025 |  | 66kV | Meshed | None
Metro North | DIREK - PARALOWIE SD2004 | Non-IES | MVA | 2025 |  | 66kV | Meshed | None
Metro East | DRY CREEK - KILBURN SOUTH TEE SD1658A | Non-IES | MVA | 2025 |  | 66kV | Meshed | None
Metro East | EAST TERRACE - COROMANDEL PLACE SD1680 | Non-IES | MVA | 2025 |  | 66kV | Meshed | None
Metro East | EAST TERRACE - NORTH ADELAIDE SD1560 | Non-IES | MVA | 2025 |  | 66kV | Meshed | None
Metro North | EDINBURGH - SALISBURY SD1688 | Non-IES | MVA | 2025 |  | 66kV | Meshed | None
Metro North | ELIZABETH DOWNS - PENFIELD SD1508 | Non-IES | MVA | 2025 |  | 66kV | Meshed | None
Metro North | ELIZABETH DOWNS - SMITHFIELD WEST SD1686 | Non-IES | MVA | 2025 |  | 66kV | Meshed | N-1
Metro North | ELIZABETH HEIGHTS - ELIZABETH DOWNS SD1501 | Non-IES | MVA | 2025 |  | 66kV | Meshed | None
Metro North | ELIZABETH SOUTH - EDINBURGH SD1511 | Non-IES | MVA | 2025 |  | 66kV | Meshed | None
Metro West | FINDON - FINDON TEE SD1520A | Non-IES | MVA | 2025 |  | 66kV | Meshed | None
Metro West | FINDON TEE - FLINDERS PARK SD1520B | Non-IES | MVA | 2025 |  | 66kV | Meshed | None
Metro West | FLINDERS PARK - NEW RICHMOND SD1521 | Non-IES | MVA | 2025 |  | 66kV | Meshed | None
Metro West | FULHAM GARDENS - FINDON TEE SD1520C | Non-IES | MVA | 2025 |  | 66kV | Meshed | None
Metro West | FULHAM GARDENS - HENLEY SOUTH #1 SD1519 | Non-IES | MVA | 2025 |  | 66kV | Meshed | None
Metro West | FULHAM GARDENS - HENLEY SOUTH #2 SD1691 | Non-IES | MVA | 2025 |  | 66kV | Meshed | None
Metro South | GLENELG NORTH TEE - GLENELG NORTH SD1584A | Non-IES | MVA | 2025 |  | 66kV | Meshed | None
Metro South | GLENELG NORTH TEE - PLYMPTON SD1584B | Non-IES | MVA | 2025 |  | 66kV | Meshed | None
Metro East | GOLDEN GROVE - INGLE FARM SD1647 | Non-IES | MVA | 2025 |  | 66kV | Meshed | None
Metro South | HACKHAM - PORT NOARLUNGA SD1694A | Non-IES | MVA | 2025 |  | 66kV | Meshed | None
Metro South | HAPPY VALLEY - HV/SAW TEE SD1591A | Non-IES | MVA | 2025 |  | 66kV | Meshed | None
Metro South | HAPPY VALLEY - PANORAMA #1 SD1665 | Non-IES | MVA | 2025 |  | 66kV | Meshed | None
Metro South | HAPPY VALLEY - PANORAMA #2 SD1666 | Non-IES | MVA | 2025 |  | 66kV | Meshed | None
Metro South | HAPPY VALLEY - SEACOMBE #1 SD1566 | Non-IES | MVA | 2025 |  | 66kV | Meshed | None
Metro South | HAPPY VALLEY - SEACOMBE #2 SD1590 | Non-IES | MVA | 2025 |  | 66kV | Meshed | None
Metro East | HILLCREST - HOLDEN HILL SD1692 | Non-IES | MVA | 2025 |  | 66kV | Meshed | None
Metro East | HINDLEY STREET - WHITMORE SQUARE SD1664 | Non-IES | MVA | 2025 |  | 66kV | Meshed | None
Metro East | HINDLEY STREET TEE - HINDLEY STREET SD1659C | Non-IES | MVA | 2025 |  | 66kV | Meshed | None
Metro East | HOLDEN HILL - CAMPBELLTOWN SD1660 | Non-IES | MVA | 2025 |  | 66kV | Meshed | None
Metro East | HOLDEN HILL - HOPE VALLEY SD1554A | Non-IES | MVA | 2025 |  | 66kV | Meshed | None
Metro East | HOPE VALLEY - TEA TREE GULLY SD1554B | Non-IES | MVA | 2025 |  | 66kV | Meshed | None
Metro South | HV/SAW TEE - MORPHETT VALE EAST SD1591C | Non-IES | MVA | 2025 |  | 66kV | Meshed | None
Metro East | KENT TOWN - KENT TOWN TEE SD1690 | Non-IES | MVA | 2025 |  | 66kV | Meshed | None
Metro South | KESWICK - CLARENCE GARDENS SD1671 | Non-IES | MVA | 2025 |  | 66kV | Radial | None
Metro South | KESWICK - NEW RICHMOND TEE SD1670A | Non-IES | MVA | 2025 |  | 66kV | Meshed | N-1
Metro South | KESWICK - WHITMORE SQUARE TEE SD1669A | Non-IES | MVA | 2025 |  | 66kV | Meshed | None
Metro West | KILBURN - CAVAN SD2014 | Non-IES | MVA | 2025 |  | 66kV | Meshed | None
Metro West | KILBURN - CROYDON PARK SD1531 | Non-IES | MVA | 2025 |  | 66kV | Meshed | None
Metro East | KILBURN SOUTH TEE - KILBURN SOUTH SD1658B | Non-IES | MVA | 2025 |  | 66kV | Radial | None
Metro East | KILBURN SOUTH TEE - PROSPECT SD1658C | Non-IES | MVA | 2025 |  | 66kV | Meshed | None
Metro West | KILKENNY - WOODVILLE SD1675 | Non-IES | MVA | 2025 |  | 66kV | Meshed | None
Metro South | KINGSWOOD - NORTH UNLEY SD1574 | Non-IES | MVA | 2025 |  | 66kV | Meshed | None
Metro West | LARGS NORTH - ADELAIDE BRIGHTON CEMENT SD1654 | Non-IES | MVA | 2025 |  | 66kV | Meshed | None
Metro West | LEFEVRE - BLACKPOOL SD1693 | Non-IES | MVA | 2025 |  | 66kV | Meshed | None
Metro South | LINDEN PARK - LINDEN PARK TEE SD1662A | Non-IES | MVA | 2025 |  | 66kV | Meshed | None
Metro South | LOWER MITCHAM - KINGSWOOD SD1563 | Non-IES | MVA | 2025 |  | 66kV | Meshed | None
Metro East | MAGILL - BURNSIDE SD1556 | Non-IES | MVA | 2025 |  | 66kV | Radial | None
Metro East | MAGILL - KENT TOWN TEE SD1663A | Non-IES | MVA | 2025 |  | 66kV | Meshed | None
Metro East | MAGILL - NORWOOD SD1543 | Non-IES | MVA | 2025 |  | 66kV | Meshed | None
Metro South | MAGILL - URAIDLA TEE SD1662B | Non-IES | MVA | 2025 |  | 66kV | Meshed | None
Metro East | MAGILL - WOODFORDE 2 SD1678 | Non-IES | MVA | 2025 |  | 66kV | Radial | None
Metro East | MAGILL - WOODFORDE 3 SD1679 | Non-IES | MVA | 2025 |  | 66kV | Radial | None
Metro South | MCLAREN FLAT - WILLUNGA SD1594A | Non-IES | MVA | 2025 |  | 66kV | Meshed | N-1
Metro South | MORPHETT VALE EAST - CLARENDON SD1592 | Non-IES | MVA | 2025 |  | 66kV | Radial | None
Metro South | MORPHETT VALE EAST - HACKHAM SD1694B | Non-IES | MVA | 2025 |  | 66kV | Meshed | None
Metro South | MORPHETT VALE EAST - MCLAREN FLAT SD1594B | Non-IES | MVA | 2025 |  | 66kV | Meshed | N-1
Metro South | MORPHETT VALE EAST - PORT STANVAC #1 SD1593 | Non-IES | MVA | 2025 |  | 66kV | Meshed | None
Metro South | MORPHETT VALE EAST - PORT STANVAC #2 SD2010 | Non-IES | MVA | 2025 |  | 66kV | Meshed | None
Metro South | MORPHETTVILLE - ASCOT PARK SD1586 | Non-IES | MVA | 2025 |  | 66kV | Meshed | None
Metro South | MORPHETTVILLE - GLENELG NORTH TEE SD1584C | Non-IES | MVA | 2025 |  | 66kV | Meshed | None
Metro South | MORPHETTVILLE - OAKLANDS SD1585 | Non-IES | MVA | 2025 |  | 66kV | Meshed | None
Metro North | MUNNO PARA - ELIZABETH DOWNS SD2023 | Non-IES | MVA | 2025 |  | 66kV | Meshed | None
Metro North | MUNNO PARA - EVANSTON SD1652 | Non-IES | MVA | 2025 |  | 66kV | Meshed | N-1
Metro West | NEW OSBORNE - BLACKPOOL SD1518 | Non-IES | MVA | 2025 |  | 66kV | Meshed | None
Metro West | NEW OSBORNE - GLANVILLE SD1527 | Non-IES | MVA | 2025 |  | 66kV | Meshed | N-1
Metro West | NEW OSBORNE - LARGS NORTH SD1653 | Non-IES | MVA | 2025 |  | 66kV | Meshed | None
Metro West | NEW OSBORNE - SMORGON STEEL RECYCLING SD1532A | Non-IES | MVA | 2025 |  | 66kV | Meshed | None
Metro West | NEW RICHMOND - THEBARTON SD1516 | Non-IES | MVA | 2025 |  | 66kV | Meshed | None
Metro South | NEW RICHMOND TEE - NEW RICHMOND SD1670B | Non-IES | MVA | 2025 |  | 66kV | Meshed | None
Metro South | NEW RICHMOND TEE - PLYMPTON SD1670C | Non-IES | MVA | 2025 |  | 66kV | Meshed | None
Metro South | NOARLUNGA CENTRE - PORT NOARLUNGA SD1668 | Non-IES | MVA | 2025 |  | 66kV | Meshed | None
Metro East | NORTH ADELAIDE - HINDLEY STREET TEE SD1659A | Non-IES | MVA | 2025 |  | 66kV | Meshed | None
Metro South | NORTH UNLEY - WHITMORE SQUARE TEE SD1669B | Non-IES | MVA | 2025 |  | 66kV | Meshed | N-1
Metro East | NORTHFIELD - CLEARVIEW SD1549 | Non-IES | MVA | 2025 |  | 66kV | Radial | None
Metro East | NORTHFIELD - DRY CREEK SD1657 | Non-IES | MVA | 2025 |  | 66kV | Meshed | None
Metro East | NORTHFIELD - HARROW SD1535 | Non-IES | MVA | 2025 |  | 66kV | Radial | None
Metro East | NORTHFIELD - HILLCREST SD1534 | Non-IES | MVA | 2025 |  | 66kV | Meshed | None
Metro East | NORTHFIELD - HOLDEN HILL SD1539 | Non-IES | MVA | 2025 |  | 66kV | Meshed | None
Metro East | NORTHFIELD - INGLE FARM #1 SD1548 | Non-IES | MVA | 2025 |  | 66kV | Meshed | None
Metro East | NORTHFIELD - INGLE FARM #2 SD2019 | Non-IES | MVA | 2025 |  | 66kV | Meshed | None
Metro East | NORWOOD - EAST TERRACE SD1545 | Non-IES | MVA | 2025 |  | 66kV | Meshed | N-1
Metro East | NORWOOD - KENT TOWN SD1559 | Non-IES | MVA | 2025 |  | 66kV | Meshed | None
Metro East | NORWOOD - LINDEN PARK SD1544 | Non-IES | MVA | 2025 |  | 66kV | Meshed | None
Metro South | PANORAMA - ASCOT PARK SD1587 | Non-IES | MVA | 2025 |  | 66kV | Meshed | None
Metro South | PANORAMA - BLACKWOOD SD1572 | Non-IES | MVA | 2025 |  | 66kV | Radial | None
Metro South | PANORAMA - CUDMORE PARK SD1573 | Non-IES | MVA | 2025 |  | 66kV | Radial | None
Metro South | PANORAMA - LINDEN PARK TEE SD1662C | Non-IES | MVA | 2025 |  | 66kV | Meshed | None
Metro South | PANORAMA - LOWER MITCHAM SD1562 | Non-IES | MVA | 2025 |  | 66kV | Meshed | None
Metro South | PANORAMA - TONSLEY EAST SD2035 | Non-IES | MVA | 2025 |  | 66kV | Meshed | None
Metro North | PARA - ELIZABETH HEIGHTS SD1504 | Non-IES | MVA | 2025 |  | 66kV | Meshed | None
Metro North | PARA - ELIZABETH SOUTH SD1503 | Non-IES | MVA | 2025 |  | 66kV | Meshed | None
Metro North | PARAFIELD GARDENS - CAVAN SD1687 | Non-IES | MVA | 2025 |  | 66kV | Meshed | None
Metro North | PARAFIELD GARDENS - SALISBURY SD1502 | Non-IES | MVA | 2025 |  | 66kV | Meshed | None
Metro North | PARAFIELD GARDENS WEST - BOLIVAR SD1683 | Non-IES | MVA | 2025 |  | 66kV | Radial | None
Metro North | PARAFIELD GARDENS WEST - PARAFIELD GARDENS SD1682 | Non-IES | MVA | 2025 |  | 66kV | Meshed | N-1
Metro North | PARAFIELD GARDENS WEST - PARALOWIE SD1510 | Non-IES | MVA | 2025 |  | 66kV | Meshed | None
Metro North | PENFIELD - DIREK SD1685 | Non-IES | MVA | 2025 |  | 66kV | Meshed | None
Metro North | PENFIELD - ELIZABETH SOUTH SD1509 | Non-IES | MVA | 2025 |  | 66kV | Meshed | None
Metro South | PLYMPTON - GLENELG NORTH SD1583 | Non-IES | MVA | 2025 |  | 66kV | Meshed | None
Metro West | PORT ADELAIDE - CHELTENHAM SD1646 | Non-IES | MVA | 2025 |  | 66kV | Meshed | None
Metro West | PORT ADELAIDE NORTH - ATHOL PARK TEE SD1677B | Non-IES | MVA | 2025 |  | 66kV | Meshed | None
Metro South | PORT NOARLUNGA - SEAFORD SD1676A | Non-IES | MVA | 2025 |  | 66kV | Meshed | N-1
Metro South | PORT STANVAC - LONSDALE SD1673 | Non-IES | MVA | 2025 |  | 66kV | Meshed | None
Metro South | PORT STANVAC - NOARLUNGA CENTRE SD1667 | Non-IES | MVA | 2025 |  | 66kV | Meshed | None
Metro East | PROSPECT - CROYDON SD2024 | Non-IES | MVA | 2025 |  | 66kV | Meshed | None
Metro West | QUEENSTOWN - GLANVILLE SD1526 | Non-IES | MVA | 2025 |  | 66kV | Meshed | None
Metro South | SEACOMBE - OAKLANDS SD1565 | Non-IES | MVA | 2025 |  | 66kV | Meshed | None
Metro South | SEACOMBE - SHEIDOW PARK SD1672 | Non-IES | MVA | 2025 |  | 66kV | Meshed | None
Metro South | SEAFORD - ALDINGA SD1676B | Non-IES | MVA | 2025 |  | 66kV | Meshed | N-1
Metro South | SHEIDOW PARK - LONSDALE SD2009 | Non-IES | MVA | 2025 |  | 66kV | Meshed | None
Metro North | SMITHFIELD WEST - ANGLE VALE SD1650 | Non-IES | MVA | 2025 |  | 66kV | Meshed | None
Metro West | SMORGON STEEL RECYCLING - PORT ADELAIDE NORTH SD1532B | Non-IES | MVA | 2025 |  | 66kV | Meshed | None
Metro North | ST KILDA - VIRGINIA SD1684 | Non-IES | MVA | 2025 |  | 66kV | Radial | None
Metro East | TEA TREE GULLY - GOLDEN GROVE SD1638 | Non-IES | MVA | 2025 |  | 66kV | Meshed | None
Metro West | THEBARTON - CROYDON SD1522 | Non-IES | MVA | 2025 |  | 66kV | Meshed | None
Metro South | TONSLEY EAST - TONSLEY PARK SD1588 | Non-IES | MVA | 2025 |  | 66kV | Meshed | None
Metro South | TONSLEY PARK - SEACOMBE SD1564 | Non-IES | MVA | 2025 |  | 66kV | Meshed | None
Metro West | TORRENS ISLAND - ATHOL PARK TEE SD1677C | Non-IES | MVA | 2025 |  | 66kV | Meshed | None
Metro West | TORRENS ISLAND - KILBURN SD1656 | Non-IES | MVA | 2025 |  | 66kV | Meshed | None
Metro South | URAIDLA TEE - LINDEN PARK TEE SD1662D | Non-IES | MVA | 2025 |  | 66kV | Meshed | None
Metro North | VIRGINIA - VIRGINIA TEE SD2022A | Non-IES | MVA | 2025 |  | 66kV | Radial | None
Metro North | VIRGINIA TEE - TWO WELLS SD2022B | Non-IES | MVA | 2025 |  | 66kV | Radial | None
Metro East | WHITMORE SQUARE - KENT TOWN TEE SD1663B | Non-IES | MVA | 2025 |  | 66kV | Meshed | None
Metro East | WHITMORE SQUARE - WHITMORE SQUARE TEE SD1669C | Non-IES | MVA | 2025 |  | 66kV | Meshed | None
Metro West | WOODVILLE - FINDON SD1524 | Non-IES | MVA | 2025 |  | 66kV | Meshed | None
Metro West | WOODVILLE - QUEENSTOWN SD1525 | Non-IES | MVA | 2025 |  | 66kV | Meshed | None
Eastern Hills | MOUNT BARKER DISTRIBUTION - MOUNT BARKER SOUTH SD2012 | Non-IES | MVA | 2025 |  | 66kV | Meshed | None
Eastern Hills | MOUNT BARKER DISTRIBUTION - BALHANNAH SD1598 | Non-IES | MVA | 2025 | 0 | 66kV | Radial | None
Eastern Hills | BALHANNAH - URAIDLA SD1599 | Non-IES | MVA | 2025 | 0 | 66kV | Radial | None
Eastern Hills | URAIDLA - MAGILL (METRO SOUTH TIE) SD1662E | Non-IES | MVA | 2025 | 0 | 66kV | Radial | None
Eastern Hills | MOUNT BARKER DISTRIBUTION - HAHNDORF SD1596 | Non-IES | MVA | 2025 | 0 | 66kV | Radial | None
Eastern Hills | MOUNT BARKER SOUTH - MEADOWS SD1597 | Non-IES | MVA | 2025 | 0 | 66kV | Radial | None
Eastern Hills | MOUNT BARKER SOUTH - STRATHALBYN EAST TEE SD1601A | Non-IES | MVA | 2025 | 0.98 | 66kV | Radial | None
Eastern Hills | STRATHALBYN EAST TEE - STRATHALBYN SD1601B | Non-IES | MVA | 2025 | 0.98 | 66kV | Radial | None
Eastern Hills | STRATHALBYN - BELVIDERE SD1602 | Non-IES | MVA | 2025 | 0.98 | 66kV | Radial | None
Eastern Hills | BELVIDERE - MILANG SD1603 | Non-IES | MVA | 2025 | 0 | 66kV | Radial | None
Eastern Hills | BELVIDERE - LANGHORNE CREEK SD1604 | Non-IES | MVA | 2025 | 0.98 | 66kV | Radial | None
Eyre Peninsula | YADNARIE - CLEVE SD1609 | Non-IES | MVA | 2025 | 1.64 | 66kV | Radial | None
Eyre Peninsula | YADNARIE - RUDALL SD1610 | Non-IES | MVA | 2025 | 0 | 66kV | Radial | None
Eyre Peninsula | RUDALL - DARKE PEAK SD1611 | Non-IES | MVA | 2025 | 0 | 66kV | Radial | None
Eyre Peninsula | DARKE PEAK - CARALUE SD1612 | Non-IES | MVA | 2025 | 0 | 66kV | Radial | None
Eyre Peninsula | RUDALL - LOCK SD1613 | Non-IES | MVA | 2025 | 0 | 66kV | Radial | None
Eyre Peninsula | LOCK - POLDA SD1614 | Non-IES | MVA | 2025 | 0 | 66kV | Radial | None
Eyre Peninsula | WUDINNA - POLDA SD1615 | Non-IES | MVA | 2025 | 0 | 66kV | Radial | None
Eyre Peninsula | WUDINNA - MOORKITABIE SD1605 | Non-IES | MVA | 2025 | 0.4 | 66kV | Radial | None
Eyre Peninsula | MOORKITABIE - TARLTON SD1606 | Non-IES | MVA | 2025 | 0.4 | 66kV | Radial | None
Eyre Peninsula | TARLTON - STREAKY BAY SD1607 | Non-IES | MVA | 2025 | 0 | 66kV | Radial | None
Eyre Peninsula | TARLTON - CEDUNA SD1608 | Non-IES | MVA | 2025 | 0.4 | 66kV | Radial | None
Riverland | NORTH WEST BEND - MORGAN TEE SD1616 | Non-IES | MVA | 2025 | 0 | 66kV | Radial | None
Riverland | MORGAN TEE - CORDOLA SD1617 | Non-IES | MVA | 2025 | 0 | 66kV | Radial | None
Riverland | CORDOLA - ROONKA SD1618 | Non-IES | MVA | 2025 | 0 | 66kV | Radial | None
Riverland | ROONKA - PORTEE SD1619 | Non-IES | MVA | 2025 | 0 | 66kV | Radial | None
Riverland | PORTEE - SWAN REACH SD1620 | Non-IES | MVA | 2025 | 0 | 66kV | Radial | None
Riverland | NORTH WEST BEND - CADELL SD1622 | Non-IES | MVA | 2025 | 0 | 66kV | Radial | None
Riverland | CADELL - QUALCO SD1623 | Non-IES | MVA | 2025 | 0 | 66kV | Radial | None
Riverland | QUALCO - RAMCO SD1624 | Non-IES | MVA | 2025 | 0 | 66kV | Radial | None
Riverland | RAMCO - WAIKERIE SD1625 | Non-IES | MVA | 2025 | 0 | 66kV | Radial | None
Riverland | BERRI - GLOSSOP SD1626 | Non-IES | MVA | 2025 | 0 | 66kV | Radial | None
Riverland | GLOSSOP - LOVEDAY SD1627 | Non-IES | MVA | 2025 | 0 | 66kV | Radial | None
Riverland | LOVEDAY - WOOLPUNDA SD1628 | Non-IES | MVA | 2025 | 0 | 66kV | Radial | None
Riverland | WOOLPUNDA - WAIKERIE SD1629 | Non-IES | MVA | 2025 | 0 | 66kV | Radial | None
Riverland | BERRI - LOXTON SD1630 | Non-IES | MVA | 2025 | 0 | 66kV | Radial | None
Riverland | LOXTON - PYAP SD1631 | Non-IES | MVA | 2025 | 0 | 66kV | Radial | None
Riverland | BERRI - RENMARK SD1632 | Non-IES | MVA | 2025 | 0 | 66kV | Radial | None
Riverland | RENMARK - PARINGA SD1633 | Non-IES | MVA | 2025 | 0 | 66kV | Radial | None
Riverland | BERRI - LYRUP SD1634 | Non-IES | MVA | 2025 | 0 | 66kV | Radial | None
Metro South | WILLUNGA - MYPONGA SD1568 | Non-IES | MVA | 2025 | 34.5 | 66kV | Radial | None
Metro South | MYPONGA - YANKALILLA SD1569 | Non-IES | MVA | 2025 | 34.5 | 66kV | Radial | None
Metro South | YANKALILLA - CAPE JERVIS SD1689 | Non-IES | MVA | 2025 | 34.5 | 66kV | Radial | None
Metro South | WILLUNGA - SQUARE WATER HOLE SD1570 | Non-IES | MVA | 2025 | 0 | 66kV | Radial | None
Metro South | SQUARE WATER HOLE - VICTOR HARBOR SD1595 | Non-IES | MVA | 2025 | 0 | 66kV | Radial | None
Metro South | SQUARE WATER HOLE - GOOLWA SD1571 | Non-IES | MVA | 2025 | 0 | 66kV | Radial | None
Eastern Hills | BALHANNAH - WOODSIDE SD41100 | Non-IES | MVA | 2025 | 0 | 33kV | Radial | None
Eastern Hills | BALHANNAH - VERDUN TEE SD41200 | Non-IES | MVA | 2025 | 0 | 33kV | Radial | None
Eastern Hills | VERDUN TEE - ALDGATE TEE SD41200 | Non-IES | MVA | 2025 | 0 | 33kV | Radial | None
Eastern Hills | VERDUN TEE - MYLOR SD41200 | Non-IES | MVA | 2025 | 0 | 33kV | Radial | None
Eastern Hills | BALHANNAH - NAIRNE TEE SD41300 | Non-IES | MVA | 2025 | 0 | 33kV | Radial | None
Eastern Hills | NAIRNE TEE - NAIRNE SD41300 | Non-IES | MVA | 2025 | 0 | 33kV | Radial | None
Eastern Hills | NAIRNE TEE - BRUKUNGA SD41300 | Non-IES | MVA | 2025 | 0 | 33kV | Radial | None
Eastern Hills | URAIDLA - PICCADILLY TEE SD42100 | Non-IES | MVA | 2025 | 0 | 33kV | Radial | None
Eastern Hills | PICCADILLY TEE - PICCADILLY EOL SD42100 | Non-IES | MVA | 2025 | 0 | 33kV | Radial | None
Eastern Hills | PICCADILLY TEE - ALDGATE TEE SD42100 | Non-IES | MVA | 2025 | 0 | 33kV | Radial | None
Eastern Hills | ALDGATE TEE - ALDGATE SD42100 | Non-IES | MVA | 2025 | 0 | 33kV | Radial | None
Eastern Hills | ANGAS CREEK - BIRDWOOD TEE SD38100 | Non-IES | MVA | 2025 | 0 | 33kV | Radial | None
Eastern Hills | BIRDWOOD TEE - GUMERACHA RURAL SD38100 | Non-IES | MVA | 2025 | 0 | 33kV | Radial | None
Eastern Hills | BIRDWOOD TEE - BIRDWOOD SD38100 | Non-IES | MVA | 2025 | 0 | 33kV | Radial | None
Eastern Hills | BIRDWOOD - MOUNT PLEASANT TEE SD38100 | Non-IES | MVA | 2025 | 0 | 33kV | Radial | None
Eastern Hills | MOUNT PLEASANT TEE - PALMER RURAL SD38100 | Non-IES | MVA | 2025 | 0 | 33kV | Radial | None
Eastern Hills | MOUNT PLEASANT TEE - MOUNT PLEASANT SD38100 | Non-IES | MVA | 2025 | 0 | 33kV | Radial | None
Eastern Hills | ANGAS CREEK - ANGAS CREEK TEE SD38200 | Non-IES | MVA | 2025 | 0 | 33kV | Radial | None
Eastern Hills | ANGAS CREEK TEE - LOBETHAL SD38200 | Non-IES | MVA | 2025 | 0 | 33kV | Radial | None
Eastern Hills | LOBETHAL - WOODSIDE SD38200 | Non-IES | MVA | 2025 | 0 | 33kV | Radial | None
Eastern Hills | ANGAS CREEK TEE - GUMERACHA WEIR SD38200 | Non-IES | MVA | 2025 | 0 | 33kV | Radial | None
Eastern Hills | GUMERACHA WEIR - HOUGHTON SD38200 | Non-IES | MVA | 2025 | 0 | 33kV | Radial | None
Eastern Hills | GUMERACHA WEIR - KERSBROOK SD38200 | Non-IES | MVA | 2025 | 0 | 33kV | Radial | None
Eastern Hills | KERSBROOK - WILLIAMSTOWN SOUTH TEE SD38200 | Non-IES | MVA | 2025 | 0 | 33kV | Radial | None
Eastern Hills | GUMERACHA WEIR - GUMERACHA RURAL SD38200 | Non-IES | MVA | 2025 | 0 | 33kV | Radial | None
Eyre Peninsula | WHYALLA CENTRAL - WHYALLA CITY 1 SD56101 | Non-IES | MVA | 2025 | 0 | 33kV | Radial | None
Eyre Peninsula | WHYALLA CENTRAL - WHYALLA CITY 2 SD56102 | Non-IES | MVA | 2025 | 0 | 33kV | Radial | None
Eyre Peninsula | WHYALLA CENTRAL - WHYALLA STUART SD56201 | Non-IES | MVA | 2025 | 0 | 33kV | Radial | None
Eyre Peninsula | WHYALLA CENTRAL - WHYALLA NORTH TEE SD56301 | Non-IES | MVA | 2025 | 0 | 33kV | Radial | None
Eyre Peninsula | WHYALLA NORTH TEE - WHYALLA TERMINAL SD56301 | Non-IES | MVA | 2025 | 0 | 33kV | Radial | None
Eyre Peninsula | WHYALLA NORTH TEE - WHYALLA SOLAR SD56301 | Non-IES | MVA | 2025 | 0 | 33kV | Radial | None
Eyre Peninsula | WHYALLA SOLAR - WHYALLA NORTH SD56301 | Non-IES | MVA | 2025 | 0 | 33kV | Radial | None
Eyre Peninsula | PORT LINCOLN TERMINAL - PORT LINCOLN CITY TEE PL32 | Non-IES | MVA | 2025 | 0 | 33kV | Radial | None
Eyre Peninsula | PORT LINCOLN CITY TEE - PORT LINCOLN CITY PL32 | Non-IES | MVA | 2025 | 0 | 33kV | Radial | None
Eyre Peninsula | PORT LINCOLN CITY TEE - PORT LINCOLN MARINA TEE PL32 | Non-IES | MVA | 2025 | 0 | 33kV | Radial | None
Eyre Peninsula | PORT LINCOLN MARINA TEE - PORT LINCOLN DOCKS PL32 | Non-IES | MVA | 2025 | 0 | 33kV | Radial | None
Eyre Peninsula | PORT LINCOLN MARINA TEE - PORT LINCOLN MARINA PL32 | Non-IES | MVA | 2025 | 0 | 33kV | Radial | None
Eyre Peninsula | PORT LINCOLN TERMINAL - PORT LINCOLN CITY SD61101 | Non-IES | MVA | 2025 | 0 | 33kV | Radial | None
Eyre Peninsula | PORT LINCOLN TERMINAL - POONINDIE TEE PL34 | Non-IES | MVA | 2025 | 0 | 33kV | Radial | None
Eyre Peninsula | POONINDIE TEE - POONINDIE PL34 | Non-IES | MVA | 2025 | 0 | 33kV | Radial | None
Eyre Peninsula | POONINDIE - POINT BOSTON PL34 | Non-IES | MVA | 2025 | 0 | 33kV | Radial | None
Eyre Peninsula | POONINDIE TEE - TOD RIVER PL34 | Non-IES | MVA | 2025 | 0 | 33kV | Radial | None
Eyre Peninsula | TOD RIVER - CUMMINS CM36 | Non-IES | MVA | 2025 | 0 | 33kV | Radial | None
Eyre Peninsula | TOD RIVER - TUMBY BAY CM35 | Non-IES | MVA | 2025 | 0 | 33kV | Radial | None
Eyre Peninsula | PORT LINCOLN TERMINAL - ULEY SOUTH TEE PL33 | Non-IES | MVA | 2025 | 0 | 33kV | Radial | None
Eyre Peninsula | ULEY SOUTH TEE - ULEY SOUTH PL33 | Non-IES | MVA | 2025 | 0 | 33kV | Radial | None
Eyre Peninsula | ULEY SOUTH TEE - ULEY PL33 | Non-IES | MVA | 2025 | 0 | 33kV | Radial | None
Eyre Peninsula | ULEY - COFFIN BAY PL33 | Non-IES | MVA | 2025 | 0 | 33kV | Radial | None
Eyre Peninsula | CLEVE - COWELL SD53100 | Non-IES | MVA | 2025 | 0 | 33kV | Radial | None
Eyre Peninsula | CLEVE - BOOTHBY SD55100 | Non-IES | MVA | 2025 | 1.64 | 33kV | Radial | None
Eyre Peninsula | BOOTHBY - PUMPING STATION ROAD SD55100 | Non-IES | MVA | 2025 | 1.64 | 33kV | Radial | None
Eyre Peninsula | PUMPING STATION ROAD - ARNO BAY SD55100 | Non-IES | MVA | 2025 | 0 | 33kV | Radial | None
Mid North | BRINKWORTH - YACKA TEE SD33100 | Non-IES | MVA | 2025 | 0 | 33kV | Radial | None
Mid North | YACKA TEE - YACKA RURAL SD33100 | Non-IES | MVA | 2025 | 0 | 33kV | Radial | None
Mid North | YACKA TEE - SPALDING TEE SD33100 | Non-IES | MVA | 2025 | 0 | 33kV | Radial | None
Mid North | SPALDING TEE - GEORGETOWN SD33100 | Non-IES | MVA | 2025 | 0 | 33kV | Radial | None
Mid North | GEORGETOWN - GLADSTONE SD33100 | Non-IES | MVA | 2025 | 0 | 33kV | Radial | None
Mid North | SPALDING TEE - SPALDING SD33100 | Non-IES | MVA | 2025 | 0 | 33kV | Radial | None
Mid North | BRINKWORTH - MERRITON SD33300 | Non-IES | MVA | 2025 | 0 | 33kV | Radial | None
Mid North | BRINKWORTH - BRINKWORTH TEE SD33200 | Non-IES | MVA | 2025 | 0 | 33kV | Radial | None
Mid North | BRINKWORTH TEE - YACKA RURAL SD33200 | Non-IES | MVA | 2025 | 0 | 33kV | Radial | None
Mid North | BRINKWORTH TEE - BLYTH TOWNSHIP SD33200 | Non-IES | MVA | 2025 | 0 | 33kV | Radial | None
Mid North | BLYTH TOWNSHIP - CLARE NORTH TEE SD33200 | Non-IES | MVA | 2025 | 0 | 33kV | Radial | None
Mid North | BLYTH TOWNSHIP - BALAKLAVA TOWNSHIP SD33200 | Non-IES | MVA | 2025 | 0 | 33kV | Radial | None
Mid North | WATERLOO DISTRIBUTION - RIVERTON TEE SD36400 | Non-IES | MVA | 2025 | 0 | 33kV | Radial | N
Mid North | RIVERTON TEE - AUBURN TEE SD36400 | Non-IES | MVA | 2025 | 0 | 33kV | Radial | None
Mid North | AUBURN TEE - AUBURN SD36400 | Non-IES | MVA | 2025 | 0 | 33kV | Radial | None
Mid North | RIVERTON TEE - RIVERTON SD36400 | Non-IES | MVA | 2025 | 0 | 33kV | Radial | None
Mid North | WATERLOO DISTRIBUTION - WATERLOO RURAL SD36201 | Non-IES | MVA | 2025 | 0 | 33kV | Radial | None
Mid North | WATERLOO RURAL - ROBERTSTOWN SD36201 | Non-IES | MVA | 2025 | 0 | 33kV | Radial | None
Mid North | WATERLOO DISTRIBUTION - PORTERS LAGOON SD36101 | Non-IES | MVA | 2025 | 0 | 33kV | Radial | None
Mid North | PORTERS LAGOON - HANSON SD36101 | Non-IES | MVA | 2025 | 0 | 33kV | Radial | None
Mid North | WATERLOO DISTRIBUTION - WATERLOO TOWN SD36300 | Non-IES | MVA | 2025 | 0 | 33kV | Radial | None
Mid North | WATERLOO TOWN - EUDUNDA TEE SD36300 | Non-IES | MVA | 2025 | 0 | 33kV | Radial | None
Mid North | EUDUNDA TEE - EUDUNDA SD36300 | Non-IES | MVA | 2025 | 0 | 33kV | Radial | None
Mid North | EUDUNDA TEE - KAPUNDA RURAL SD36300 | Non-IES | MVA | 2025 | 0 | 33kV | Radial | None
Mid North | TEMPLERS - WASLEYS SD37402 | Non-IES | MVA | 2025 | 0 | 33kV | Radial | None
Mid North | WASLEYS - MALLALA SD37402 | Non-IES | MVA | 2025 | 0 | 33kV | Radial | None
Mid North | TEMPLERS - HAMLEY BRIDGE SD37101 | Non-IES | MVA | 2025 | 0 | 33kV | Radial | None
Mid North | HAMLEY BRIDGE - BALAKLAVA RURAL SD37102 | Non-IES | MVA | 2025 | 0 | 33kV | Radial | None
Mid North | TEMPLERS - FREELING NORTH TEE SD37200 | Non-IES | MVA | 2025 | 0 | 33kV | Radial | None
Mid North | FREELING NORTH TEE - KAPUNDA RURAL SD37200 | Non-IES | MVA | 2025 | 0 | 33kV | Radial | N
Mid North | TEMPLERS - DAVEYSTON TOWNSHIP SD37301 | Non-IES | MVA | 2025 | 0 | 33kV | Radial | None
Mid North | TEMPLERS - GAWLER BELT TEE SD37501 | Non-IES | MVA | 2025 | 0 | 33kV | Radial | None
Mid North | GAWLER BELT TEE - EVANSTON SD60101 | Non-IES | MVA | 2025 | 0 | 33kV | Radial | None
Mid North | DORRIEN - NURIOOTPA TEE SD52100 | Non-IES | MVA | 2025 | 0 | 33kV | Radial | N
Mid North | NURIOOTPA TEE - NURIOOTPA SD52100 | Non-IES | MVA | 2025 | 0 | 33kV | Radial | None
Mid North | NURIOOTPA TEE - STOCKWELL SD52100 | Non-IES | MVA | 2025 | 0 | 33kV | Radial | None
Mid North | DORRIEN - ANGASTON NO 1 SD52201 | Non-IES | MVA | 2025 | 0 | 33kV | Meshed | None
Mid North | DORRIEN - ANGASTON NO 2 SD52202 | Non-IES | MVA | 2025 | 0 | 33kV | Meshed | None
Mid North | DORRIEN - BAROSSA SOUTH SD52300 | Non-IES | MVA | 2025 | 0 | 33kV | Radial | None
Mid North | BAROSSA SOUTH TEE - LYNDOCH TEE SD52300 | Non-IES | MVA | 2025 | 0 | 33kV | Radial | None
Mid North | LYNDOCH TEE - LYNDOCH SD52300 | Non-IES | MVA | 2025 | 0 | 33kV | Radial | None
Mid North | LYNDOCH TEE - SANDY CREEK TEE SD52300 | Non-IES | MVA | 2025 | 0 | 33kV | Radial | None
Mid North | SANDY CREEK TEE - SANDY CREEK SD52300 | Non-IES | MVA | 2025 | 0 | 33kV | Radial | None
Mid North | SANDY CREEK TEE - EVANSTON TEE SD52300 | Non-IES | MVA | 2025 | 0 | 33kV | Radial | None
Mid North | LYNDOCH - WILLIAMSTOWN SD52300 | Non-IES | MVA | 2025 | 0 | 33kV | Radial | None
Mid North | WILLIAMSTOWN - WILLIAMSTOWN SOUTH TEE SD52300 | Non-IES | MVA | 2025 | 0 | 33kV | Radial | None
Mid North | WILLIAMSTOWN SOUTH TEE - WILLIAMSTOWN SOUTH SD52300 | Non-IES | MVA | 2025 | 0 | 33kV | Radial | None
Mid North | WILLIAMSTOWN SOUTH TEE - ANGAS CREEK TIE SD52300 | Non-IES | MVA | 2025 | 0 | 33kV | Radial | None
Mid North | CLARE NORTH - CLARE NO 1 SD57101 | Non-IES | MVA | 2025 | 0 | 33kV | Meshed | None
Mid North | CLARE NORTH - CLARE NORTH TEE SD57102 | Non-IES | MVA | 2025 | 0 | 33kV | Meshed | None
Mid North | CLARE NORTH TEE - CLARE NO 2 SD57102 | Non-IES | MVA | 2025 | 0 | 33kV | Meshed | None
Mid North | CLARE - FARRELL FLAT SD57100 | Non-IES | MVA | 2025 | 0 | 33kV | Radial | None
Mid North | FARRELL FLAT - WATERLOO TIE SD57100 | Non-IES | MVA | 2025 | 0 | 33kV | Radial | None
Mid North | FARRELL FLAT - BURRA SD57100 | Non-IES | MVA | 2025 | 0 | 33kV | Radial | None
Murraylands | MANNUM - PALMER TEE SD39200 | Non-IES | MVA | 2025 | 0 | 33kV | Radial | None
Murraylands | PALMER TEE - MANNUM ROAD RANDELL ROAD INT SD39200 | Non-IES | MVA | 2025 | 0 | 33kV | Radial | None
Murraylands | PALMER TEE - CAMBRAI TEE SD39200 | Non-IES | MVA | 2025 | 0 | 33kV | Radial | None
Murraylands | CAMBRAI TEE - CAMBRAI SD39200 | Non-IES | MVA | 2025 | 0 | 33kV | Radial | None
Murraylands | CAMBRAI TEE - PALMER RURAL SD39200 | Non-IES | MVA | 2025 | 0 | 33kV | Radial | None
Murraylands | MANNUM - TEAL FLAT TEE SD39100 | Non-IES | MVA | 2025 | 0 | 33kV | Radial | None
Murraylands | TEAL FLAT TEE - TEAL FLAT SD39100 | Non-IES | MVA | 2025 | 0 | 33kV | Radial | None
Murraylands | TEAL FLAT TEE - SWAN REACH SD39100 | Non-IES | MVA | 2025 | 0 | 33kV | Radial | None
Murraylands | MANNUM - CALOOTE TEE SD39300 | Non-IES | MVA | 2025 | 0 | 33kV | Radial | None
Murraylands | CALOOTE TEE - CALOOTE SD39300 | Non-IES | MVA | 2025 | 0 | 33kV | Radial | None
Murraylands | CALOOTE TEE - MOBILONG TIE SD39300 | Non-IES | MVA | 2025 | 0 | 33kV | Radial | None
Murraylands | MANNUM - MANNUM RURAL SD39300 | Non-IES | MVA | 2025 | 0 | 33kV | Radial | None
Murraylands | MANNUM RURAL - MANNUM TOWN TEE SD39300 | Non-IES | MVA | 2025 | 0 | 33kV | Radial | None
Murraylands | MANNUM TOWN TEE - MANNUM ROAD RANDELL ROAD INT SD39300 | Non-IES | MVA | 2025 | 0 | 33kV | Radial | None
Murraylands | MANNUM TOWN TEE - PELLARING FLAT TEE SD39300 | Non-IES | MVA | 2025 | 0 | 33kV | Radial | None
Murraylands | PELLARING FLAT TEE - MANNUM TOWN SD39300 | Non-IES | MVA | 2025 | 0 | 33kV | Radial | None
Murraylands | MOBILONG DISTRIBUTION - MOBILONG SD43100 | Non-IES | MVA | 2025 | 0 | 33kV | Radial | None
Murraylands | MOBILONG - MOBILONG TEE SD43100 | Non-IES | MVA | 2025 | 0 | 33kV | Radial | None
Murraylands | MOBILONG TEE - MYPOLONGA TIE SD43100 | Non-IES | MVA | 2025 | 0 | 33kV | Radial | None
Murraylands | MOBILONG TEE - MURRAY BRIDGE NORTH TEE SD43100 | Non-IES | MVA | 2025 | 0 | 33kV | Radial | None
Murraylands | MURRAY BRIDGE NORTH TEE - MURRAY BRIDGE NORTH SD43100 | Non-IES | MVA | 2025 | 0 | 33kV | Radial | None
Murraylands | MURRAY BRIDGE NORTH TEE - MURRAY BRIDGE SOUTH TEE SD43100 | Non-IES | MVA | 2025 | 0 | 33kV | Radial | None
Murraylands | MURRAY BRIDGE SOUTH TEE - MURRAY BRIDGE SOUTH SD43100 | Non-IES | MVA | 2025 | 0 | 33kV | Radial | None
Murraylands | MURRAY BRIDGE SOUTH TEE - MURRAY BRIDGE TOWNSHIP SD43100 | Non-IES | MVA | 2025 | 0 | 33kV | Radial | None
Murraylands | MOBILONG DISTRIBUTION - MOBILONG SD43200 | Non-IES | MVA | 2025 | 1.28 | 33kV | Radial | None
Murraylands | MOBILONG - MONARTO TEE SD43200 | Non-IES | MVA | 2025 | 1.28 | 33kV | Radial | None
Murraylands | MONARTO TEE - MURRAY BRIDGE NORTH SD43200 | Non-IES | MVA | 2025 | 1.28 | 33kV | Radial | None
Murraylands | MONARTO TEE - MONARTO SOUTH TEE SD43200 | Non-IES | MVA | 2025 | 0 | 33kV | Radial | None
Murraylands | MONARTO SOUTH TEE - MONARTO SOUTH SD43200 | Non-IES | MVA | 2025 | 0 | 33kV | Radial | None
Murraylands | MONARTO SOUTH TEE - MONARTO CENTRAL SD43200 | Non-IES | MVA | 2025 | 0 | 33kV | Radial | None
Murraylands | MOBILONG DISTRIBUTION - MOBILONG SD43300 | Non-IES | MVA | 2025 | 0 | 33kV | Radial | None
Murraylands | MOBILONG - PALLAMANA TEE SD43300 | Non-IES | MVA | 2025 | 0 | 33kV | Radial | None
Murraylands | PALLAMANA TEE - MYPOLONGA TEE SD43300 | Non-IES | MVA | 2025 | 0 | 33kV | Radial | None
Murraylands | MYPOLONGA TEE - MYPOLONGA SD43300 | Non-IES | MVA | 2025 | 0 | 33kV | Radial | None
Murraylands | MYPOLONGA - MYPOLONGA EOL SD43300 | Non-IES | MVA | 2025 | 0 | 33kV | Radial | None
Murraylands | MYPOLONGA TEE - CALOOTE TEE SD43300 | Non-IES | MVA | 2025 | 0 | 33kV | Radial | None
Murraylands | TAILEM BEND - PUMP STATION TEE SD40101 | Non-IES | MVA | 2025 | 0 | 33kV | Radial | None
Murraylands | PUMP STATION TEE - TAILEM BEND RURAL SD40101 | Non-IES | MVA | 2025 | 0 | 33kV | Radial | None
Murraylands | TAILEM BEND RURAL - TAILEM BEND EOL SD40101 | Non-IES | MVA | 2025 | 0 | 33kV | Radial | None
Murraylands | PUMP STATION TEE - TAILEM BEND TOWN TEE SD40101 | Non-IES | MVA | 2025 | 0 | 33kV | Radial | None
Murraylands | TAILEM BEND TOWN TEE - TAILEM BEND TOWN SD40101 | Non-IES | MVA | 2025 | 0 | 33kV | Radial | None
Murraylands | TAILEM BEND TOWN TEE - JERVOIS SD40101 | Non-IES | MVA | 2025 | 0 | 33kV | Radial | None
Murraylands | JERVOIS - JERVOIS FLAT 1 TEE SD40102 | Non-IES | MVA | 2025 | 0 | 33kV | Radial | None
Murraylands | JERVOIS FLAT 1 TEE - JERVOIS FLAT 2 TEE SD40102 | Non-IES | MVA | 2025 | 0 | 33kV | Radial | None
Murraylands | JERVOIS FLAT 2 TEE - WOODS POINT SD40102 | Non-IES | MVA | 2025 | 0 | 33kV | Radial | None
Murraylands | WOODS POINT - WHITE SANDS TEE SD40103 | Non-IES | MVA | 2025 | 0 | 33kV | Radial | None
Murraylands | WHITE SANDS TEE - WHITE SANDS SD40103 | Non-IES | MVA | 2025 | 0 | 33kV | Radial | None
Murraylands | WHITE SANDS TEE - MURRAY BRIDGE TOWNSHIP SD40103 | Non-IES | MVA | 2025 | 0 | 33kV | Radial | None
Murraylands | TAILEM BEND - SUBSTATION ROAD TEE SD40200 | Non-IES | MVA | 2025 | 0 | 33kV | Radial | None
Murraylands | SUBSTATION ROAD TEE - SUBSTATION ROAD SD40200 | Non-IES | MVA | 2025 | 0 | 33kV | Radial | None
Murraylands | SUBSTATION ROAD TEE - MALLEE HWY SD40200 | Non-IES | MVA | 2025 | 0 | 33kV | Radial | None
Murraylands | MALLEE HWY - MOORLANDS SWER SD40200 | Non-IES | MVA | 2025 | 0 | 33kV | Radial | None
Murraylands | MALLEE HWY - ELWOMPLE SD40200 | Non-IES | MVA | 2025 | 0 | 33kV | Radial | None
Murraylands | MOORLANDS SWER - COOMANDOOK SD40200 | Non-IES | MVA | 2025 | 0 | 33kV | Radial | None
Murraylands | COOMANDOOK - COONALPYN SD40200 | Non-IES | MVA | 2025 | 0 | 33kV | Radial | None
Murraylands | COONALPYN - BINNIES TEE SD40300 | Non-IES | MVA | 2025 | 0 | 33kV | Radial | N
Murraylands | BINNIES TEE - BINNIES SD40300 | Non-IES | MVA | 2025 | 0 | 33kV | Radial | None
Murraylands | BINNIES TEE - MENINGIE SD40300 | Non-IES | MVA | 2025 | 0 | 33kV | Radial | None
Murraylands | MENINGIE - CAMPBELL PARK TEE SD40400 | Non-IES | MVA | 2025 | 0 | 33kV | Radial | None
Murraylands | CAMPBELL PARK TEE - CAMPBELL PARK SD40400 | Non-IES | MVA | 2025 | 0 | 33kV | Radial | None
Murraylands | CAMPBELL PARK TEE - NARRUNG SD40400 | Non-IES | MVA | 2025 | 0 | 33kV | Radial | None
Murraylands | TAILEM BEND - SHERLOCK SD40501 | Non-IES | MVA | 2025 | 1 | 33kV | Radial | None
Murraylands | SHERLOCK - KAROONDA SD40502 | Non-IES | MVA | 2025 | 0 | 33kV | Radial | None
Murraylands | SHERLOCK - GERANIUM SD40600 | Non-IES | MVA | 2025 | 1 | 33kV | Radial | N
Murraylands | GERANIUM - LAMEROO SD40700 | Non-IES | MVA | 2025 | 1 | 33kV | Radial | N
Murraylands | LAMEROO - LAMEROO RURAL SD40800 | Non-IES | MVA | 2025 | 1 | 33kV | Radial | N
Murraylands | LAMEROO RURAL - PARILLA TEE SD40800 | Non-IES | MVA | 2025 | 1 | 33kV | Radial | N
Murraylands | PARILLA TEE - PARILLA SD40800 | Non-IES | MVA | 2025 | 1 | 33kV | Radial | None
Murraylands | PARILLA TEE - PINNAROO SD40800 | Non-IES | MVA | 2025 | 0 | 33kV | Radial | None
Riverland | PARINGA - MURTHO LX21 | Non-IES | MVA | 2025 | 0 | 33kV | Radial | N
Riverland | MURTHO - LINDSAY PT TEE LX21 | Non-IES | MVA | 2025 | 0 | 33kV | Radial | None
Riverland | LINDSAY PT TEE - BORDER CLIFFS LX21 | Non-IES | MVA | 2025 | 0 | 33kV | Radial | None
Riverland | LINDSAY PT TEE - VIC BORDER LX21 | Non-IES | MVA | 2025 | 0 | 33kV | Radial | None
Riverland | SWAN REACH - SWAN REACH FILTRATION TEE SD39400 | Non-IES | MVA | 2025 | 0 | 33kV | Radial | None
Riverland | SWAN REACH FILTRATION TEE - SWAN REACH TOWN SD39400 | Non-IES | MVA | 2025 | 0 | 33kV | Radial | None
South East | KEITH - COONALPYN SD45101 | Non-IES | MVA | 2025 | 0 | 33kV | Radial | None
South East | KEITH - PADTHAWAY SD45300 | Non-IES | MVA | 2025 | 0 | 33kV | Radial | None
South East | KEITH - WIRREGA SD45201 | Non-IES | MVA | 2025 | 5.68 | 33kV | Radial | N
South East | WIRREGA - BORDERTOWN SD45202 | Non-IES | MVA | 2025 | 5.68 | 33kV | Radial | N
South East | SNUGGERY RURAL - MILLICENT SD49100 | Non-IES | MVA | 2025 | 0 | 33kV | Radial | None
South East | MILLICENT - SOUTH END TEE SD49100 | Non-IES | MVA | 2025 | 0 | 33kV | Radial | None
South East | SOUTH END TEE - SOUTH END SD49100 | Non-IES | MVA | 2025 | 0 | 33kV | Radial | None
South East | SOUTH END TEE - HATHERLEIGH TOWNSHIP TEE SD49100 | Non-IES | MVA | 2025 | 0 | 33kV | Radial | None
South East | HATHERLEIGH TOWNSHIP TEE - HATHERLEIGH TOWNSHIP SD49100 | Non-IES | MVA | 2025 | 0 | 33kV | Radial | None
South East | HATHERLEIGH TOWNSHIP TEE - HATHERLEIGH SD49100 | Non-IES | MVA | 2025 | 0 | 33kV | Radial | None
South East | HATHERLEIGH - BEACHPORT TEE SD49200 | Non-IES | MVA | 2025 | 0 | 33kV | Radial | None
South East | BEACHPORT TEE - BEACHPORT SD49200 | Non-IES | MVA | 2025 | 0 | 33kV | Radial | None
South East | BEACHPORT TEE - ROBE SD49200 | Non-IES | MVA | 2025 | 0 | 33kV | Radial | N
South East | SNUGGERY RURAL - MOUNT BURR SD49500 | Non-IES | MVA | 2025 | 0 | 33kV | Radial | None
South East | MOUNT BURR - KALANGADOO TEE SD49500 | Non-IES | MVA | 2025 | 0 | 33kV | Radial | None
South East | KALANGADOO TEE - KALANGADOO SD49500 | Non-IES | MVA | 2025 | 0 | 33kV | Radial | None
South East | KALANGADOO TEE - KALANGADOO RURAL SD49500 | Non-IES | MVA | 2025 | 0 | 33kV | Radial | None
South East | BLANCHE - MOUNT GAMBIER WEST SD48101 | Non-IES | MVA | 2025 | 0 | 33kV | Radial | None
South East | BLUE LAKE TEE - MOUNT GAMBIER SD48104 | Non-IES | MVA | 2025 | 0 | 33kV | Radial | None
South East | BLANCHE - LAKESIDE TEE SD48100 | Non-IES | MVA | 2025 | 0 | 33kV | Radial | None
South East | LAKESIDE TEE - GLENCOE TEE SD48100 | Non-IES | MVA | 2025 | 0 | 33kV | Radial | None
South East | GLENCOE TEE - TANTANOOLA SD48100 | Non-IES | MVA | 2025 | 0 | 33kV | Radial | None
South East | GLENCOE TEE - MOUNT GAMBIER SD48100 | Non-IES | MVA | 2025 | 0 | 33kV | Radial | None
South East | BLANCHE - KONGORONG TEE SD48200 | Non-IES | MVA | 2025 | 0 | 33kV | Radial | None
South East | KONGORONG TEE - KONGORONG SD48200 | Non-IES | MVA | 2025 | 0 | 33kV | Radial | None
South East | KONGORONG TEE - MOUNT SCHANK SD48200 | Non-IES | MVA | 2025 | 0 | 33kV | Radial | None
South East | MOUNT SCHANK - ALLENDALE EAST SD48200 | Non-IES | MVA | 2025 | 0 | 33kV | Radial | None
South East | MOUNT GAMBIER - TARPEENA SOUTH TEE SD47101 | Non-IES | MVA | 2025 | 0 | 33kV | Radial | None
South East | TARPEENA SOUTH TEE - MOUNT GAMBIER SD47101 | Non-IES | MVA | 2025 | 0 | 33kV | Radial | None
South East | TARPEENA SOUTH TEE - TARPEENA SOUTH SD47101 | Non-IES | MVA | 2025 | 0 | 33kV | Radial | None
South East | KINCRAIG - LUCINDALE SD46201 | Non-IES | MVA | 2025 | 0 | 33kV | Radial | None
South East | LUCINDALE - KINGSTON SE SD46201 | Non-IES | MVA | 2025 | 0 | 33kV | Radial | None
South East | KINCRAIG - NARACOORTE SD46300 | Non-IES | MVA | 2025 | 0.531 | 33kV | Radial | None
South East | NARACOORTE - NARACOORTE EAST TEE SD46100 | Non-IES | MVA | 2025 | 0.531 | 33kV | Radial | None
South East | NARACOORTE EAST TEE - NARACOORTE EAST SD46100 | Non-IES | MVA | 2025 | 0.531 | 33kV | Radial | None
South East | NARACOORTE EAST TEE - PADTHAWAY SD46100 | Non-IES | MVA | 2025 | 0 | 33kV | Radial | None
South East | KINCRAIG - STRUAN RURAL SD46400 | Non-IES | MVA | 2025 | 0 | 33kV | Radial | None
South East | STRUAN RURAL - GLENROY RURAL SD46400 | Non-IES | MVA | 2025 | 0 | 33kV | Radial | None
South East | PENOLA WEST - PENOLA TEE SD58200 | Non-IES | MVA | 2025 | 0 | 33kV | Radial | None
South East | PENOLA TEE - GLENROY RURAL SD58200 | Non-IES | MVA | 2025 | 0 | 33kV | Radial | N
South East | PENOLA WEST - PENOLA TEE SD58101 | Non-IES | MVA | 2025 | 0 | 33kV | Radial | None
South East | PENOLA TEE - SAFRIES TEE SD58101 | Non-IES | MVA | 2025 | 0 | 33kV | Radial | None
South East | SAFRIES TEE - KALANGADOO NANGWARRY TEE SD58101 | Non-IES | MVA | 2025 | 0 | 33kV | Radial | None
South East | KALANGADOO NANGWARRY TEE - NANGWARRY TEE SD58101 | Non-IES | MVA | 2025 | 0 | 33kV | Radial | None
South East | NANGWARRY TEE - NANGWARRY SD58101 | Non-IES | MVA | 2025 | 0 | 33kV | Radial | None
South East | KALANGADOO NANGWARRY TEE - KALANGADOO RURAL SD58101 | Non-IES | MVA | 2025 | 0 | 33kV | Radial | None
South East | NANGWARRY TEE - MOUNT GAMBIER SD58101 | Non-IES | MVA | 2025 | 0 | 33kV | Radial | None
Metro South | WILLUNGA - MCLAREN VALE SD44400 | Non-IES | MVA | 2025 | 0 | 33kV | Radial | None
Metro South | YANKALILLA - HAY FLAT SD44200 | Non-IES | MVA | 2025 | 0 | 33kV | Radial | None
Metro South | HAY FLAT - RAPID BAY TEE SD44200 | Non-IES | MVA | 2025 | 0 | 33kV | Radial | None
Metro South | RAPID BAY TEE - RAPID BAY SD44200 | Non-IES | MVA | 2025 | 0 | 33kV | Radial | None
Metro South | RAPID BAY TEE - CAPE JERVIS SD44200 | Non-IES | MVA | 2025 | 0 | 33kV | Radial | None
Metro South | CAPE JERVIS - CUTTLEFISH BAY SD44301 | Non-IES | MVA | 2025 | 0 | 33kV | Radial | None
Metro South | FISHERY BEACH BACKUP - CUTTLEFISH BAY BACKUP SD44301 | Non-IES | MVA | 2025 | 0 | 33kV | Radial | None
Metro South | CUTTLEFISH BAY - PENNESHAW SD44301 | Non-IES | MVA | 2025 | 0 | 33kV | Radial | None
Metro South | PENNESHAW - AMERICAN RIVER SD44300 | Non-IES | MVA | 2025 | 0 | 33kV | Radial | None
Metro South | AMERICAN RIVER - KINGSCOTE TEE SD44300 | Non-IES | MVA | 2025 | 0 | 33kV | Radial | N
Metro South | KINGSCOTE TEE - MACGILLIVRAY SD44300 | Non-IES | MVA | 2025 | 0 | 33kV | Radial | None
Metro South | KINGSCOTE TEE - KINGSCOTE SD44300 | Non-IES | MVA | 2025 | 0 | 33kV | Radial | None
Upper North | DAVENPORT WEST - PORT AUGUSTA NO1 SD54101 | Non-IES | MVA | 2025 | 0 | 33kV | Meshed | None
Upper North | DAVENPORT WEST - PORT AUGUSTA TEE SD54102 | Non-IES | MVA | 2025 | 0 | 33kV | Meshed | None
Upper North | PORT AUGUSTA NO2 - PORT AUGUSTA TEE SD54102 | Non-IES | MVA | 2025 | 0 | 33kV | Meshed | None
Upper North | PORT AUGUSTA TEE - PORT AUGUSTA WEST TEE SD54102 | Non-IES | MVA | 2025 | 0 | 33kV | Radial | None
Upper North | PORT AUGUSTA WEST TEE - PORT AUGUSTA WEST SD54102 | Non-IES | MVA | 2025 | 0 | 33kV | Radial | None
Upper North | PORT AUGUSTA WEST TEE - PANDURRA TEE SD54102 | Non-IES | MVA | 2025 | 0 | 33kV | Radial | None
Upper North | PANDURRA TEE - BOOKALOO SD54102 | Non-IES | MVA | 2025 | 0 | 33kV | Radial | None
Upper North | PANDURRA TEE - PANDURRA SD54102 | Non-IES | MVA | 2025 | 0 | 33kV | Radial | None
Upper North | DAVENPORT WEST - AUGUSTA HWY SD54300 | Non-IES | MVA | 2025 | 0 | 33kV | Radial | None
Upper North | AUGUSTA HWY - STIRLING NORTH SD54300 | Non-IES | MVA | 2025 | 0 | 33kV | Radial | None
Upper North | STIRLING NORTH - QUORN SD54300 | Non-IES | MVA | 2025 | 0 | 33kV | Radial | None
Upper North | DAVENPORT WEST - PT PATERSON SD54400 | Non-IES | MVA | 2025 | 0 | 33kV | Radial | None
Upper North | BAROOTA - BAROOTA TOWN TEE SD31100 | Non-IES | MVA | 2025 | 0 | 33kV | Radial | None
Upper North | BAROOTA TOWN TEE - BAROOTA TOWN SD31100 | Non-IES | MVA | 2025 | 0 | 33kV | Radial | None
Upper North | BAROOTA TOWN TEE - BAROOTA TEE SD31100 | Non-IES | MVA | 2025 | 0 | 33kV | Radial | None
Upper North | BAROOTA TEE - NAPPERBY BUNGAMA SD31100 | Non-IES | MVA | 2025 | 0 | 33kV | Radial | None
Upper North | BAROOTA TEE - MURRAYTOWN SD31100 | Non-IES | MVA | 2025 | 0 | 33kV | Radial | None
Upper North | MURRAYTOWN - WIRRABARA FOREST TEE SD31200 | Non-IES | MVA | 2025 | 0 | 33kV | Radial | None
Upper North | WIRRABARA FOREST TEE - WIRRABARA FOREST SD31200 | Non-IES | MVA | 2025 | 0 | 33kV | Radial | None
Upper North | WIRRABARA FOREST TEE - GLADSTONE SD31200 | Non-IES | MVA | 2025 | 0 | 33kV | Radial | None
Upper North | MURRAYTOWN - ORROROO SD31300 | Non-IES | MVA | 2025 | 0 | 33kV | Radial | None
Upper North | MURRAYTOWN - WILMINGTON SD31400 | Non-IES | MVA | 2025 | 0 | 33kV | Radial | None
Upper North | BUNGAMA - PORT PIRIE SOUTH SD32101 | Non-IES | MVA | 2025 | 0 | 33kV | Meshed | None
Upper North | PORT PIRIE SOUTH - PORT PIRIE SD32102 | Non-IES | MVA | 2025 | 0 | 33kV | Meshed | None
Upper North | BUNGAMA - PORT PIRIE SD32103 | Non-IES | MVA | 2025 | 0 | 33kV | Meshed | None
Upper North | BUNGAMA - HUGHES GAP SD32301 | Non-IES | MVA | 2025 | 0 | 33kV | Radial | Reverse N
Upper North | HUGHES GAP - CRYSTAL BROOK TEE SD32302 | Non-IES | MVA | 2025 | 0 | 33kV | Radial | None
Upper North | CRYSTAL BROOK TEE - GLADSTONE SD32302 | Non-IES | MVA | 2025 | 0 | 33kV | Radial | None
Upper North | GLADSTONE - CALTOWIE TEE SD32200 | Non-IES | MVA | 2025 | 0 | 33kV | Radial | None
Upper North | CALTOWIE TEE - CALTOWIE SD32200 | Non-IES | MVA | 2025 | 0 | 33kV | Radial | None
Upper North | CALTOWIE TEE - PETERBOROUGH TEE SD32200 | Non-IES | MVA | 2025 | 0 | 33kV | Radial | None
Upper North | PETERBOROUGH TEE - JAMESTOWN SD32200 | Non-IES | MVA | 2025 | 0 | 33kV | Radial | None
Upper North | JAMESTOWN - TEROWIE TOWNSHIP SD32200 | Non-IES | MVA | 2025 | 0 | 33kV | Radial | None
Upper North | PETERBOROUGH TEE - PETERBOROUGH SD32200 | Non-IES | MVA | 2025 | 0 | 33kV | Radial | None
Upper North | BUNGAMA - PORT BROUGHTON TEE SD32400 | Non-IES | MVA | 2025 | 0 | 33kV | Radial | Reverse N
Upper North | PORT BROUGHTON TEE - PORT BROUGHTON SD32400 | Non-IES | MVA | 2025 | 0 | 33kV | Radial | None
Upper North | PORT BROUGHTON TEE - BRINKWORTH TIE SD32400 | Non-IES | MVA | 2025 | 0 | 33kV | Radial | None
Upper North | PORT BROUGHTON TEE - CRYSTAL BROOK TEE SD32400 | Non-IES | MVA | 2025 | 0 | 33kV | Radial | None
Upper North | NEUROODLA - HAWKER SD59100 | Non-IES | MVA | 2025 | 0 | 33kV | Radial | None
Yorke Peninsula | HUMMOCKS DISTRIBUTION - NINNES TEE SD34400 | Non-IES | MVA | 2025 | 0 | 33kV | Radial | None
Yorke Peninsula | NINNES TEE - LOCHIEL SD34400 | Non-IES | MVA | 2025 | 0 | 33kV | Radial | None
Yorke Peninsula | NINNES TEE - KAINTON TEE SD34400 | Non-IES | MVA | 2025 | 0 | 33kV | Radial | None
Yorke Peninsula | KAINTON TEE - KAINTON SD34400 | Non-IES | MVA | 2025 | 0 | 33kV | Radial | None
Yorke Peninsula | KAINTON TEE - PASKEVILLE SD34400 | Non-IES | MVA | 2025 | 0 | 33kV | Radial | None
Yorke Peninsula | PASKEVILLE - KADINA EAST SD34405 | Non-IES | MVA | 2025 | 0 | 33kV | Radial | None
Yorke Peninsula | HUMMOCKS DISTRIBUTION - PORT CLINTON SD34300 | Non-IES | MVA | 2025 | 0 | 33kV | Radial | None
Yorke Peninsula | PORT CLINTON - ARDROSSAN SD34300 | Non-IES | MVA | 2025 | 0 | 33kV | Radial | None
Yorke Peninsula | HUMMOCKS DISTRIBUTION - FEDERATION CORNER SD34201 | Non-IES | MVA | 2025 | 0 | 33kV | Radial | None
Yorke Peninsula | FEDERATION CORNER - SWAMP ROAD SD34201 | Non-IES | MVA | 2025 | 0 | 33kV | Radial | None
Yorke Peninsula | FEDERATION CORNER - PT WAKEFIELD TEE SD34201 | Non-IES | MVA | 2025 | 0 | 33kV | Radial | None
Yorke Peninsula | PT WAKEFIELD TEE - SWAMP ROAD SD34201 | Non-IES | MVA | 2025 | 0 | 33kV | Radial | None
Yorke Peninsula | SWAMP ROAD - PT WAKEFIELD FAR NORTH EAST SD34201 | Non-IES | MVA | 2025 | 0 | 33kV | Radial | None
Yorke Peninsula | PT WAKEFIELD TEE - PT WAKEFIELD RURAL SD34201 | Non-IES | MVA | 2025 | 0 | 33kV | Radial | None
Yorke Peninsula | PT WAKEFIELD RURAL - PT WAKEFIELD TOWN TEE SD34201 | Non-IES | MVA | 2025 | 0 | 33kV | Radial | None
Yorke Peninsula | PT WAKEFIELD TOWN TEE - PT WAKEFIELD TOWN SD34201 | Non-IES | MVA | 2025 | 0 | 33kV | Radial | None
Yorke Peninsula | PT WAKEFIELD TOWN TEE - PROOF RANGE SD34201 | Non-IES | MVA | 2025 | 0 | 33kV | Radial | None
Yorke Peninsula | HUMMOCKS DISTRIBUTION - BOWMANS TEE SD34102 | Non-IES | MVA | 2025 | 0 | 33kV | Radial | None
Yorke Peninsula | BOWMANS TEE - PT WAKEFIELD RURAL SD34102 | Non-IES | MVA | 2025 | 0 | 33kV | Radial | None
Yorke Peninsula | BOWMANS TEE - SAINTS SD34102 | Non-IES | MVA | 2025 | 0 | 33kV | Radial | None
Yorke Peninsula | SAINTS - BALAKLAVA SD34102 | Non-IES | MVA | 2025 | 0 | 33kV | Radial | None
Yorke Peninsula | BALAKLAVA - BALAKLAVA RURAL SD34102 | Non-IES | MVA | 2025 | 0 | 33kV | Radial | None
Yorke Peninsula | BALAKLAVA - BALAKLAVA TOWNSHIP SD34102 | Non-IES | MVA | 2025 | 0 | 33kV | Radial | None
Yorke Peninsula | KADINA EAST DISTRIBUTION - KADINA SD51102 | Non-IES | MVA | 2025 | 0 | 33kV | Radial | None
Yorke Peninsula | KADINA EAST DISTRIBUTION - MOONTA TEE SD51200 | Non-IES | MVA | 2025 | 0 | 33kV | Radial | None
Yorke Peninsula | MOONTA TEE - KADINA SD51200 | Non-IES | MVA | 2025 | 0 | 33kV | Radial | None
Yorke Peninsula | MOONTA TEE - MOONTA SD51200 | Non-IES | MVA | 2025 | 0 | 33kV | Radial | N
Yorke Peninsula | KADINA EAST DISTRIBUTION - WALLAROO TEE SD51300 | Non-IES | MVA | 2025 | 0 | 33kV | Radial | None
Yorke Peninsula | WALLAROO TEE - KADINA SD51300 | Non-IES | MVA | 2025 | 0 | 33kV | Radial | None
Yorke Peninsula | WALLAROO TEE - WALLAROO SD51300 | Non-IES | MVA | 2025 | 0 | 33kV | Radial | None
Yorke Peninsula | ARDROSSAN WEST DISTRIBUTION - MAITLAND SD35100 | Non-IES | MVA | 2025 | 0 | 33kV | Radial | None
Yorke Peninsula | ARDROSSAN WEST DISTRIBUTION - ARDROSSAN SD35201 | Non-IES | MVA | 2025 | 0 | 33kV | Radial | None
Yorke Peninsula | ARDROSSAN WEST DISTRIBUTION - ARDROSSAN BHP SD35200 | Non-IES | MVA | 2025 | 0 | 33kV | Radial | None
Yorke Peninsula | ARDROSSAN - ARDROSSAN BHP SD35200 | Non-IES | MVA | 2025 | 0 | 33kV | Radial | None
Yorke Peninsula | ARDROSSAN BHP - PORT VINCENT SD35200 | Non-IES | MVA | 2025 | 0 | 33kV | Radial | None
Yorke Peninsula | PORT VINCENT - MINLATON TEE SD35300 | Non-IES | MVA | 2025 | 0 | 33kV | Radial | None
Yorke Peninsula | MINLATON TEE - CURRAMULKA TEE SD35300 | Non-IES | MVA | 2025 | 0 | 33kV | Radial | None
Yorke Peninsula | CURRAMULKA TEE - CURRAMULKA SD35300 | Non-IES | MVA | 2025 | 0 | 33kV | Radial | None
Yorke Peninsula | CURRAMULKA TEE - MINLATON SD35300 | Non-IES | MVA | 2025 | 0 | 33kV | Radial | None
Yorke Peninsula | MINLATON TEE - PT VINCENT RURAL SD35300 | Non-IES | MVA | 2025 | 0 | 33kV | Radial | None
Yorke Peninsula | DALRYMPLE - STANSBURY TEE SD35400 | Non-IES | MVA | 2025 | 0 | 33kV | Radial | None
Yorke Peninsula | STANSBURY TEE - PORT GILES TEE SD35400 | Non-IES | MVA | 2025 | 0 | 33kV | Radial | None
Yorke Peninsula | PORT GILES TEE - PORT GILES SD35400 | Non-IES | MVA | 2025 | 0 | 33kV | Radial | None
Yorke Peninsula | STANSBURY TEE - STANSBURY SD35400 | Non-IES | MVA | 2025 | 0 | 33kV | Radial | None
Yorke Peninsula | STANSBURY - PT VINCENT RURAL SD35403 | Non-IES | MVA | 2025 | 0 | 33kV | Radial | None
Yorke Peninsula | DALRYMPLE - WOOL BAY RURAL SD35500 | Non-IES | MVA | 2025 | 0 | 33kV | Radial | None
Yorke Peninsula | WOOL BAY RURAL - WOOL BAY SD35500 | Non-IES | MVA | 2025 | 0 | 33kV | Radial | None
Yorke Peninsula | WOOL BAY RURAL - PORT GILES TEE SD35500 | Non-IES | MVA | 2025 | 0 | 33kV | Radial | None
Yorke Peninsula | WOOL BAY - EDITHBURGH TEE SD35500 | Non-IES | MVA | 2025 | 0 | 33kV | Radial | None
Yorke Peninsula | EDITHBURGH TEE - YORKETOWN SD35500 | Non-IES | MVA | 2025 | 0 | 33kV | Radial | None
Yorke Peninsula | YORKETOWN - MARION BAY SD35500 | Non-IES | MVA | 2025 | 0 | 33kV | Radial | None
Yorke Peninsula | EDITHBURGH TEE - EDITHBURGH SD35500 | Non-IES | MVA | 2025 | 0 | 33kV | Radial | None
Metro West | ADELAIDE BRIGHTON CEMENT - PORT ADELAIDE SD1529 | Non-IES | MVA | 2026 |  | 66kV | Meshed | None
Metro South | ALDINGA - WILLUNGA SD1674 | Non-IES | MVA | 2026 |  | 66kV | Meshed | None
Metro North | ANGLE VALE - ANGLE VALE TEE SD1506A | Non-IES | MVA | 2026 |  | 66kV | Meshed | None
Metro North | ANGLE VALE TEE - EVANSTON SD1506B | Non-IES | MVA | 2026 |  | 66kV | Meshed | None
Metro North | ANGLE VALE TEE - VIRGINIA TEE SD2033 | Non-IES | MVA | 2026 |  | 66kV | Radial | None
Metro West | ATHOL PARK - ATHOL PARK TEE SD1677A | Non-IES | MVA | 2026 |  | 66kV | Radial | None
Metro West | BLACKPOOL - FULHAM GARDENS SD1639 | Non-IES | MVA | 2026 |  | 66kV | Meshed | None
Metro North | BOLIVAR - ST KILDA SD2034 | Non-IES | MVA | 2026 |  | 66kV | Radial | None
Metro East | CAMPBELLTOWN - MAGILL SD1661 | Non-IES | MVA | 2026 |  | 66kV | Meshed | None
Metro West | CHELTENHAM - CROYDON PARK TEE SD1655A | Non-IES | MVA | 2026 |  | 66kV | Meshed | None
Metro South | CITY WEST - KESWICK SD2013 | Non-IES | MVA | 2026 |  | 66kV | Meshed | None
Metro East | CITY WEST - WHITMORE SQUARE SD2016 | Non-IES | MVA | 2026 |  | 66kV | Meshed | None
Metro East | COROMANDEL PLACE - WHITMORE SQUARE SD1681 | Non-IES | MVA | 2026 |  | 66kV | Meshed | None
Metro East | CROYDON - HINDLEY STREET TEE SD1659B | Non-IES | MVA | 2026 |  | 66kV | Meshed | None
Metro West | CROYDON - KILKENNY SD1523 | Non-IES | MVA | 2026 |  | 66kV | Meshed | None
Metro West | CROYDON PARK - CROYDON PARK TEE SD1655B | Non-IES | MVA | 2026 |  | 66kV | Meshed | None
Metro West | CROYDON PARK TEE - CROYDON SD1655C | Non-IES | MVA | 2026 |  | 66kV | Meshed | None
Metro North | DIREK - PARALOWIE SD2004 | Non-IES | MVA | 2026 |  | 66kV | Meshed | None
Metro East | DRY CREEK - KILBURN SOUTH TEE SD1658A | Non-IES | MVA | 2026 |  | 66kV | Meshed | None
Metro East | EAST TERRACE - COROMANDEL PLACE SD1680 | Non-IES | MVA | 2026 |  | 66kV | Meshed | None
Metro East | EAST TERRACE - NORTH ADELAIDE SD1560 | Non-IES | MVA | 2026 |  | 66kV | Meshed | None
Metro North | EDINBURGH - SALISBURY SD1688 | Non-IES | MVA | 2026 |  | 66kV | Meshed | None
Metro North | ELIZABETH DOWNS - PENFIELD SD1508 | Non-IES | MVA | 2026 |  | 66kV | Meshed | None
Metro North | ELIZABETH DOWNS - SMITHFIELD WEST SD1686 | Non-IES | MVA | 2026 |  | 66kV | Meshed | N-1
Metro North | ELIZABETH HEIGHTS - ELIZABETH DOWNS SD1501 | Non-IES | MVA | 2026 |  | 66kV | Meshed | None
Metro North | ELIZABETH SOUTH - EDINBURGH SD1511 | Non-IES | MVA | 2026 |  | 66kV | Meshed | None
Metro West | FINDON - FINDON TEE SD1520A | Non-IES | MVA | 2026 |  | 66kV | Meshed | None
Metro West | FINDON TEE - FLINDERS PARK SD1520B | Non-IES | MVA | 2026 |  | 66kV | Meshed | None
Metro West | FLINDERS PARK - NEW RICHMOND SD1521 | Non-IES | MVA | 2026 |  | 66kV | Meshed | None
Metro West | FULHAM GARDENS - FINDON TEE SD1520C | Non-IES | MVA | 2026 |  | 66kV | Meshed | None
Metro West | FULHAM GARDENS - HENLEY SOUTH #1 SD1519 | Non-IES | MVA | 2026 |  | 66kV | Meshed | None
Metro West | FULHAM GARDENS - HENLEY SOUTH #2 SD1691 | Non-IES | MVA | 2026 |  | 66kV | Meshed | None
Metro South | GLENELG NORTH TEE - GLENELG NORTH SD1584A | Non-IES | MVA | 2026 |  | 66kV | Meshed | None
Metro South | GLENELG NORTH TEE - PLYMPTON SD1584B | Non-IES | MVA | 2026 |  | 66kV | Meshed | None
Metro East | GOLDEN GROVE - INGLE FARM SD1647 | Non-IES | MVA | 2026 |  | 66kV | Meshed | None
Metro South | HACKHAM - PORT NOARLUNGA SD1694A | Non-IES | MVA | 2026 |  | 66kV | Meshed | None
Metro South | HAPPY VALLEY - HV/SAW TEE SD1591A | Non-IES | MVA | 2026 |  | 66kV | Meshed | None
Metro South | HAPPY VALLEY - PANORAMA #1 SD1665 | Non-IES | MVA | 2026 |  | 66kV | Meshed | None
Metro South | HAPPY VALLEY - PANORAMA #2 SD1666 | Non-IES | MVA | 2026 |  | 66kV | Meshed | None
Metro South | HAPPY VALLEY - SEACOMBE #1 SD1566 | Non-IES | MVA | 2026 |  | 66kV | Meshed | None
Metro South | HAPPY VALLEY - SEACOMBE #2 SD1590 | Non-IES | MVA | 2026 |  | 66kV | Meshed | None
Metro East | HILLCREST - HOLDEN HILL SD1692 | Non-IES | MVA | 2026 |  | 66kV | Meshed | None
Metro East | HINDLEY STREET - WHITMORE SQUARE SD1664 | Non-IES | MVA | 2026 |  | 66kV | Meshed | None
Metro East | HINDLEY STREET TEE - HINDLEY STREET SD1659C | Non-IES | MVA | 2026 |  | 66kV | Meshed | None
Metro East | HOLDEN HILL - CAMPBELLTOWN SD1660 | Non-IES | MVA | 2026 |  | 66kV | Meshed | None
Metro East | HOLDEN HILL - HOPE VALLEY SD1554A | Non-IES | MVA | 2026 |  | 66kV | Meshed | None
Metro East | HOPE VALLEY - TEA TREE GULLY SD1554B | Non-IES | MVA | 2026 |  | 66kV | Meshed | None
Metro South | HV/SAW TEE - MORPHETT VALE EAST SD1591C | Non-IES | MVA | 2026 |  | 66kV | Meshed | None
Metro East | KENT TOWN - KENT TOWN TEE SD1690 | Non-IES | MVA | 2026 |  | 66kV | Meshed | None
Metro South | KESWICK - CLARENCE GARDENS SD1671 | Non-IES | MVA | 2026 |  | 66kV | Radial | None
Metro South | KESWICK - NEW RICHMOND TEE SD1670A | Non-IES | MVA | 2026 |  | 66kV | Meshed | N-1
Metro South | KESWICK - WHITMORE SQUARE TEE SD1669A | Non-IES | MVA | 2026 |  | 66kV | Meshed | None
Metro West | KILBURN - CAVAN SD2014 | Non-IES | MVA | 2026 |  | 66kV | Meshed | None
Metro West | KILBURN - CROYDON PARK SD1531 | Non-IES | MVA | 2026 |  | 66kV | Meshed | None
Metro East | KILBURN SOUTH TEE - KILBURN SOUTH SD1658B | Non-IES | MVA | 2026 |  | 66kV | Radial | None
Metro East | KILBURN SOUTH TEE - PROSPECT SD1658C | Non-IES | MVA | 2026 |  | 66kV | Meshed | None
Metro West | KILKENNY - WOODVILLE SD1675 | Non-IES | MVA | 2026 |  | 66kV | Meshed | None
Metro South | KINGSWOOD - NORTH UNLEY SD1574 | Non-IES | MVA | 2026 |  | 66kV | Meshed | None
Metro West | LARGS NORTH - ADELAIDE BRIGHTON CEMENT SD1654 | Non-IES | MVA | 2026 |  | 66kV | Meshed | None
Metro West | LEFEVRE - BLACKPOOL SD1693 | Non-IES | MVA | 2026 |  | 66kV | Meshed | None
Metro South | LINDEN PARK - LINDEN PARK TEE SD1662A | Non-IES | MVA | 2026 |  | 66kV | Meshed | None
Metro South | LOWER MITCHAM - KINGSWOOD SD1563 | Non-IES | MVA | 2026 |  | 66kV | Meshed | None
Metro East | MAGILL - BURNSIDE SD1556 | Non-IES | MVA | 2026 |  | 66kV | Radial | None
Metro East | MAGILL - KENT TOWN TEE SD1663A | Non-IES | MVA | 2026 |  | 66kV | Meshed | None
Metro East | MAGILL - NORWOOD SD1543 | Non-IES | MVA | 2026 |  | 66kV | Meshed | None
Metro South | MAGILL - URAIDLA TEE SD1662B | Non-IES | MVA | 2026 |  | 66kV | Meshed | None
Metro East | MAGILL - WOODFORDE 2 SD1678 | Non-IES | MVA | 2026 |  | 66kV | Radial | None
Metro East | MAGILL - WOODFORDE 3 SD1679 | Non-IES | MVA | 2026 |  | 66kV | Radial | None
Metro South | MCLAREN FLAT - WILLUNGA SD1594A | Non-IES | MVA | 2026 |  | 66kV | Meshed | N-1
Metro South | MORPHETT VALE EAST - CLARENDON SD1592 | Non-IES | MVA | 2026 |  | 66kV | Radial | None
Metro South | MORPHETT VALE EAST - HACKHAM SD1694B | Non-IES | MVA | 2026 |  | 66kV | Meshed | None
Metro South | MORPHETT VALE EAST - MCLAREN FLAT SD1594B | Non-IES | MVA | 2026 |  | 66kV | Meshed | N-1
Metro South | MORPHETT VALE EAST - PORT STANVAC #1 SD1593 | Non-IES | MVA | 2026 |  | 66kV | Meshed | None
Metro South | MORPHETT VALE EAST - PORT STANVAC #2 SD2010 | Non-IES | MVA | 2026 |  | 66kV | Meshed | None
Metro South | MORPHETTVILLE - ASCOT PARK SD1586 | Non-IES | MVA | 2026 |  | 66kV | Meshed | None
Metro South | MORPHETTVILLE - GLENELG NORTH TEE SD1584C | Non-IES | MVA | 2026 |  | 66kV | Meshed | None
Metro South | MORPHETTVILLE - OAKLANDS SD1585 | Non-IES | MVA | 2026 |  | 66kV | Meshed | None
Metro North | MUNNO PARA - ELIZABETH DOWNS SD2023 | Non-IES | MVA | 2026 |  | 66kV | Meshed | None
Metro North | MUNNO PARA - EVANSTON SD1652 | Non-IES | MVA | 2026 |  | 66kV | Meshed | N-1
Metro West | NEW OSBORNE - BLACKPOOL SD1518 | Non-IES | MVA | 2026 |  | 66kV | Meshed | None
Metro West | NEW OSBORNE - GLANVILLE SD1527 | Non-IES | MVA | 2026 |  | 66kV | Meshed | N-1
Metro West | NEW OSBORNE - LARGS NORTH SD1653 | Non-IES | MVA | 2026 |  | 66kV | Meshed | None
Metro West | NEW OSBORNE - SMORGON STEEL RECYCLING SD1532A | Non-IES | MVA | 2026 |  | 66kV | Meshed | None
Metro West | NEW RICHMOND - THEBARTON SD1516 | Non-IES | MVA | 2026 |  | 66kV | Meshed | None
Metro South | NEW RICHMOND TEE - NEW RICHMOND SD1670B | Non-IES | MVA | 2026 |  | 66kV | Meshed | None
Metro South | NEW RICHMOND TEE - PLYMPTON SD1670C | Non-IES | MVA | 2026 |  | 66kV | Meshed | None
Metro South | NOARLUNGA CENTRE - PORT NOARLUNGA SD1668 | Non-IES | MVA | 2026 |  | 66kV | Meshed | None
Metro East | NORTH ADELAIDE - HINDLEY STREET TEE SD1659A | Non-IES | MVA | 2026 |  | 66kV | Meshed | None
Metro South | NORTH UNLEY - WHITMORE SQUARE TEE SD1669B | Non-IES | MVA | 2026 |  | 66kV | Meshed | N-1
Metro East | NORTHFIELD - CLEARVIEW SD1549 | Non-IES | MVA | 2026 |  | 66kV | Radial | None
Metro East | NORTHFIELD - DRY CREEK SD1657 | Non-IES | MVA | 2026 |  | 66kV | Meshed | None
Metro East | NORTHFIELD - HARROW SD1535 | Non-IES | MVA | 2026 |  | 66kV | Radial | None
Metro East | NORTHFIELD - HILLCREST SD1534 | Non-IES | MVA | 2026 |  | 66kV | Meshed | None
Metro East | NORTHFIELD - HOLDEN HILL SD1539 | Non-IES | MVA | 2026 |  | 66kV | Meshed | None
Metro East | NORTHFIELD - INGLE FARM #1 SD1548 | Non-IES | MVA | 2026 |  | 66kV | Meshed | None
Metro East | NORTHFIELD - INGLE FARM #2 SD2019 | Non-IES | MVA | 2026 |  | 66kV | Meshed | None
Metro East | NORWOOD - EAST TERRACE SD1545 | Non-IES | MVA | 2026 |  | 66kV | Meshed | N-1
Metro East | NORWOOD - KENT TOWN SD1559 | Non-IES | MVA | 2026 |  | 66kV | Meshed | None
Metro East | NORWOOD - LINDEN PARK SD1544 | Non-IES | MVA | 2026 |  | 66kV | Meshed | None
Metro South | PANORAMA - ASCOT PARK SD1587 | Non-IES | MVA | 2026 |  | 66kV | Meshed | None
Metro South | PANORAMA - BLACKWOOD SD1572 | Non-IES | MVA | 2026 |  | 66kV | Radial | None
Metro South | PANORAMA - CUDMORE PARK SD1573 | Non-IES | MVA | 2026 |  | 66kV | Radial | None
Metro South | PANORAMA - LINDEN PARK TEE SD1662C | Non-IES | MVA | 2026 |  | 66kV | Meshed | None
Metro South | PANORAMA - LOWER MITCHAM SD1562 | Non-IES | MVA | 2026 |  | 66kV | Meshed | None
Metro South | PANORAMA - TONSLEY EAST SD2035 | Non-IES | MVA | 2026 |  | 66kV | Meshed | None
Metro North | PARA - ELIZABETH HEIGHTS SD1504 | Non-IES | MVA | 2026 |  | 66kV | Meshed | None
Metro North | PARA - ELIZABETH SOUTH SD1503 | Non-IES | MVA | 2026 |  | 66kV | Meshed | None
Metro North | PARAFIELD GARDENS - CAVAN SD1687 | Non-IES | MVA | 2026 |  | 66kV | Meshed | None
Metro North | PARAFIELD GARDENS - SALISBURY SD1502 | Non-IES | MVA | 2026 |  | 66kV | Meshed | None
Metro North | PARAFIELD GARDENS WEST - BOLIVAR SD1683 | Non-IES | MVA | 2026 |  | 66kV | Radial | None
Metro North | PARAFIELD GARDENS WEST - PARAFIELD GARDENS SD1682 | Non-IES | MVA | 2026 |  | 66kV | Meshed | N-1
Metro North | PARAFIELD GARDENS WEST - PARALOWIE SD1510 | Non-IES | MVA | 2026 |  | 66kV | Meshed | None
Metro North | PENFIELD - DIREK SD1685 | Non-IES | MVA | 2026 |  | 66kV | Meshed | None
Metro North | PENFIELD - ELIZABETH SOUTH SD1509 | Non-IES | MVA | 2026 |  | 66kV | Meshed | None
Metro South | PLYMPTON - GLENELG NORTH SD1583 | Non-IES | MVA | 2026 |  | 66kV | Meshed | None
Metro West | PORT ADELAIDE - CHELTENHAM SD1646 | Non-IES | MVA | 2026 |  | 66kV | Meshed | None
Metro West | PORT ADELAIDE NORTH - ATHOL PARK TEE SD1677B | Non-IES | MVA | 2026 |  | 66kV | Meshed | None
Metro South | PORT NOARLUNGA - SEAFORD SD1676A | Non-IES | MVA | 2026 |  | 66kV | Meshed | N-1
Metro South | PORT STANVAC - LONSDALE SD1673 | Non-IES | MVA | 2026 |  | 66kV | Meshed | None
Metro South | PORT STANVAC - NOARLUNGA CENTRE SD1667 | Non-IES | MVA | 2026 |  | 66kV | Meshed | None
Metro East | PROSPECT - CROYDON SD2024 | Non-IES | MVA | 2026 |  | 66kV | Meshed | None
Metro West | QUEENSTOWN - GLANVILLE SD1526 | Non-IES | MVA | 2026 |  | 66kV | Meshed | None
Metro South | SEACOMBE - OAKLANDS SD1565 | Non-IES | MVA | 2026 |  | 66kV | Meshed | None
Metro South | SEACOMBE - SHEIDOW PARK SD1672 | Non-IES | MVA | 2026 |  | 66kV | Meshed | None
Metro South | SEAFORD - ALDINGA SD1676B | Non-IES | MVA | 2026 |  | 66kV | Meshed | N-1
Metro South | SHEIDOW PARK - LONSDALE SD2009 | Non-IES | MVA | 2026 |  | 66kV | Meshed | None
Metro North | SMITHFIELD WEST - ANGLE VALE SD1650 | Non-IES | MVA | 2026 |  | 66kV | Meshed | None
Metro West | SMORGON STEEL RECYCLING - PORT ADELAIDE NORTH SD1532B | Non-IES | MVA | 2026 |  | 66kV | Meshed | None
Metro North | ST KILDA - VIRGINIA SD1684 | Non-IES | MVA | 2026 |  | 66kV | Radial | None
Metro East | TEA TREE GULLY - GOLDEN GROVE SD1638 | Non-IES | MVA | 2026 |  | 66kV | Meshed | None
Metro West | THEBARTON - CROYDON SD1522 | Non-IES | MVA | 2026 |  | 66kV | Meshed | None
Metro South | TONSLEY EAST - TONSLEY PARK SD1588 | Non-IES | MVA | 2026 |  | 66kV | Meshed | None
Metro South | TONSLEY PARK - SEACOMBE SD1564 | Non-IES | MVA | 2026 |  | 66kV | Meshed | None
Metro West | TORRENS ISLAND - ATHOL PARK TEE SD1677C | Non-IES | MVA | 2026 |  | 66kV | Meshed | None
Metro West | TORRENS ISLAND - KILBURN SD1656 | Non-IES | MVA | 2026 |  | 66kV | Meshed | None
Metro South | URAIDLA TEE - LINDEN PARK TEE SD1662D | Non-IES | MVA | 2026 |  | 66kV | Meshed | None
Metro North | VIRGINIA - VIRGINIA TEE SD2022A | Non-IES | MVA | 2026 |  | 66kV | Radial | None
Metro North | VIRGINIA TEE - TWO WELLS SD2022B | Non-IES | MVA | 2026 |  | 66kV | Radial | None
Metro East | WHITMORE SQUARE - KENT TOWN TEE SD1663B | Non-IES | MVA | 2026 |  | 66kV | Meshed | None
Metro East | WHITMORE SQUARE - WHITMORE SQUARE TEE SD1669C | Non-IES | MVA | 2026 |  | 66kV | Meshed | None
Metro West | WOODVILLE - FINDON SD1524 | Non-IES | MVA | 2026 |  | 66kV | Meshed | None
Metro West | WOODVILLE - QUEENSTOWN SD1525 | Non-IES | MVA | 2026 |  | 66kV | Meshed | None
Eastern Hills | MOUNT BARKER DISTRIBUTION - MOUNT BARKER SOUTH SD2012 | Non-IES | MVA | 2026 |  | 66kV | Meshed | None
Eastern Hills | MOUNT BARKER DISTRIBUTION - BALHANNAH SD1598 | Non-IES | MVA | 2026 | 0 | 66kV | Radial | None
Eastern Hills | BALHANNAH - URAIDLA SD1599 | Non-IES | MVA | 2026 | 0 | 66kV | Radial | None
Eastern Hills | URAIDLA - MAGILL (METRO SOUTH TIE) SD1662E | Non-IES | MVA | 2026 | 0 | 66kV | Radial | None
Eastern Hills | MOUNT BARKER DISTRIBUTION - HAHNDORF SD1596 | Non-IES | MVA | 2026 | 0 | 66kV | Radial | None
Eastern Hills | MOUNT BARKER SOUTH - MEADOWS SD1597 | Non-IES | MVA | 2026 | 0 | 66kV | Radial | None
Eastern Hills | MOUNT BARKER SOUTH - STRATHALBYN EAST TEE SD1601A | Non-IES | MVA | 2026 | 0.98 | 66kV | Radial | None
Eastern Hills | STRATHALBYN EAST TEE - STRATHALBYN SD1601B | Non-IES | MVA | 2026 | 0.98 | 66kV | Radial | None
Eastern Hills | STRATHALBYN - BELVIDERE SD1602 | Non-IES | MVA | 2026 | 0.98 | 66kV | Radial | None
Eastern Hills | BELVIDERE - MILANG SD1603 | Non-IES | MVA | 2026 | 0 | 66kV | Radial | None
Eastern Hills | BELVIDERE - LANGHORNE CREEK SD1604 | Non-IES | MVA | 2026 | 0.98 | 66kV | Radial | None
Eyre Peninsula | YADNARIE - CLEVE SD1609 | Non-IES | MVA | 2026 | 1.64 | 66kV | Radial | None
Eyre Peninsula | YADNARIE - RUDALL SD1610 | Non-IES | MVA | 2026 | 0 | 66kV | Radial | None
Eyre Peninsula | RUDALL - DARKE PEAK SD1611 | Non-IES | MVA | 2026 | 0 | 66kV | Radial | None
Eyre Peninsula | DARKE PEAK - CARALUE SD1612 | Non-IES | MVA | 2026 | 0 | 66kV | Radial | None
Eyre Peninsula | RUDALL - LOCK SD1613 | Non-IES | MVA | 2026 | 0 | 66kV | Radial | None
Eyre Peninsula | LOCK - POLDA SD1614 | Non-IES | MVA | 2026 | 0 | 66kV | Radial | None
Eyre Peninsula | WUDINNA - POLDA SD1615 | Non-IES | MVA | 2026 | 0 | 66kV | Radial | None
Eyre Peninsula | WUDINNA - MOORKITABIE SD1605 | Non-IES | MVA | 2026 | 0.4 | 66kV | Radial | None
Eyre Peninsula | MOORKITABIE - TARLTON SD1606 | Non-IES | MVA | 2026 | 0.4 | 66kV | Radial | None
Eyre Peninsula | TARLTON - STREAKY BAY SD1607 | Non-IES | MVA | 2026 | 0 | 66kV | Radial | None
Eyre Peninsula | TARLTON - CEDUNA SD1608 | Non-IES | MVA | 2026 | 0.4 | 66kV | Radial | None
Riverland | NORTH WEST BEND - MORGAN TEE SD1616 | Non-IES | MVA | 2026 | 0 | 66kV | Radial | None
Riverland | MORGAN TEE - CORDOLA SD1617 | Non-IES | MVA | 2026 | 0 | 66kV | Radial | None
Riverland | CORDOLA - ROONKA SD1618 | Non-IES | MVA | 2026 | 0 | 66kV | Radial | None
Riverland | ROONKA - PORTEE SD1619 | Non-IES | MVA | 2026 | 0 | 66kV | Radial | None
Riverland | PORTEE - SWAN REACH SD1620 | Non-IES | MVA | 2026 | 0 | 66kV | Radial | None
Riverland | NORTH WEST BEND - CADELL SD1622 | Non-IES | MVA | 2026 | 0 | 66kV | Radial | None
Riverland | CADELL - QUALCO SD1623 | Non-IES | MVA | 2026 | 0 | 66kV | Radial | None
Riverland | QUALCO - RAMCO SD1624 | Non-IES | MVA | 2026 | 0 | 66kV | Radial | None
Riverland | RAMCO - WAIKERIE SD1625 | Non-IES | MVA | 2026 | 0 | 66kV | Radial | None
Riverland | BERRI - GLOSSOP SD1626 | Non-IES | MVA | 2026 | 0 | 66kV | Radial | None
Riverland | GLOSSOP - LOVEDAY SD1627 | Non-IES | MVA | 2026 | 0 | 66kV | Radial | None
Riverland | LOVEDAY - WOOLPUNDA SD1628 | Non-IES | MVA | 2026 | 0 | 66kV | Radial | None
Riverland | WOOLPUNDA - WAIKERIE SD1629 | Non-IES | MVA | 2026 | 0 | 66kV | Radial | None
Riverland | BERRI - LOXTON SD1630 | Non-IES | MVA | 2026 | 0 | 66kV | Radial | None
Riverland | LOXTON - PYAP SD1631 | Non-IES | MVA | 2026 | 0 | 66kV | Radial | None
Riverland | BERRI - RENMARK SD1632 | Non-IES | MVA | 2026 | 0 | 66kV | Radial | None
Riverland | RENMARK - PARINGA SD1633 | Non-IES | MVA | 2026 | 0 | 66kV | Radial | None
Riverland | BERRI - LYRUP SD1634 | Non-IES | MVA | 2026 | 0 | 66kV | Radial | None
Metro South | WILLUNGA - MYPONGA SD1568 | Non-IES | MVA | 2026 | 34.5 | 66kV | Radial | None
Metro South | MYPONGA - YANKALILLA SD1569 | Non-IES | MVA | 2026 | 34.5 | 66kV | Radial | None
Metro South | YANKALILLA - CAPE JERVIS SD1689 | Non-IES | MVA | 2026 | 34.5 | 66kV | Radial | None
Metro South | WILLUNGA - SQUARE WATER HOLE SD1570 | Non-IES | MVA | 2026 | 0 | 66kV | Radial | None
Metro South | SQUARE WATER HOLE - VICTOR HARBOR SD1595 | Non-IES | MVA | 2026 | 0 | 66kV | Radial | None
Metro South | SQUARE WATER HOLE - GOOLWA SD1571 | Non-IES | MVA | 2026 | 0 | 66kV | Radial | None
Eastern Hills | BALHANNAH - WOODSIDE SD41100 | Non-IES | MVA | 2026 | 0 | 33kV | Radial | None
Eastern Hills | BALHANNAH - VERDUN TEE SD41200 | Non-IES | MVA | 2026 | 0 | 33kV | Radial | None
Eastern Hills | VERDUN TEE - ALDGATE TEE SD41200 | Non-IES | MVA | 2026 | 0 | 33kV | Radial | None
Eastern Hills | VERDUN TEE - MYLOR SD41200 | Non-IES | MVA | 2026 | 0 | 33kV | Radial | None
Eastern Hills | BALHANNAH - NAIRNE TEE SD41300 | Non-IES | MVA | 2026 | 0 | 33kV | Radial | None
Eastern Hills | NAIRNE TEE - NAIRNE SD41300 | Non-IES | MVA | 2026 | 0 | 33kV | Radial | None
Eastern Hills | NAIRNE TEE - BRUKUNGA SD41300 | Non-IES | MVA | 2026 | 0 | 33kV | Radial | None
Eastern Hills | URAIDLA - PICCADILLY TEE SD42100 | Non-IES | MVA | 2026 | 0 | 33kV | Radial | None
Eastern Hills | PICCADILLY TEE - PICCADILLY EOL SD42100 | Non-IES | MVA | 2026 | 0 | 33kV | Radial | None
Eastern Hills | PICCADILLY TEE - ALDGATE TEE SD42100 | Non-IES | MVA | 2026 | 0 | 33kV | Radial | None
Eastern Hills | ALDGATE TEE - ALDGATE SD42100 | Non-IES | MVA | 2026 | 0 | 33kV | Radial | None
Eastern Hills | ANGAS CREEK - BIRDWOOD TEE SD38100 | Non-IES | MVA | 2026 | 0 | 33kV | Radial | None
Eastern Hills | BIRDWOOD TEE - GUMERACHA RURAL SD38100 | Non-IES | MVA | 2026 | 0 | 33kV | Radial | None
Eastern Hills | BIRDWOOD TEE - BIRDWOOD SD38100 | Non-IES | MVA | 2026 | 0 | 33kV | Radial | None
Eastern Hills | BIRDWOOD - MOUNT PLEASANT TEE SD38100 | Non-IES | MVA | 2026 | 0 | 33kV | Radial | None
Eastern Hills | MOUNT PLEASANT TEE - PALMER RURAL SD38100 | Non-IES | MVA | 2026 | 0 | 33kV | Radial | None
Eastern Hills | MOUNT PLEASANT TEE - MOUNT PLEASANT SD38100 | Non-IES | MVA | 2026 | 0 | 33kV | Radial | None
Eastern Hills | ANGAS CREEK - ANGAS CREEK TEE SD38200 | Non-IES | MVA | 2026 | 0 | 33kV | Radial | None
Eastern Hills | ANGAS CREEK TEE - LOBETHAL SD38200 | Non-IES | MVA | 2026 | 0 | 33kV | Radial | None
Eastern Hills | LOBETHAL - WOODSIDE SD38200 | Non-IES | MVA | 2026 | 0 | 33kV | Radial | None
Eastern Hills | ANGAS CREEK TEE - GUMERACHA WEIR SD38200 | Non-IES | MVA | 2026 | 0 | 33kV | Radial | None
Eastern Hills | GUMERACHA WEIR - HOUGHTON SD38200 | Non-IES | MVA | 2026 | 0 | 33kV | Radial | None
Eastern Hills | GUMERACHA WEIR - KERSBROOK SD38200 | Non-IES | MVA | 2026 | 0 | 33kV | Radial | None
Eastern Hills | KERSBROOK - WILLIAMSTOWN SOUTH TEE SD38200 | Non-IES | MVA | 2026 | 0 | 33kV | Radial | None
Eastern Hills | GUMERACHA WEIR - GUMERACHA RURAL SD38200 | Non-IES | MVA | 2026 | 0 | 33kV | Radial | None
Eyre Peninsula | WHYALLA CENTRAL - WHYALLA CITY 1 SD56101 | Non-IES | MVA | 2026 | 0 | 33kV | Radial | None
Eyre Peninsula | WHYALLA CENTRAL - WHYALLA CITY 2 SD56102 | Non-IES | MVA | 2026 | 0 | 33kV | Radial | None
Eyre Peninsula | WHYALLA CENTRAL - WHYALLA STUART SD56201 | Non-IES | MVA | 2026 | 0 | 33kV | Radial | None
Eyre Peninsula | WHYALLA CENTRAL - WHYALLA NORTH TEE SD56301 | Non-IES | MVA | 2026 | 0 | 33kV | Radial | None
Eyre Peninsula | WHYALLA NORTH TEE - WHYALLA TERMINAL SD56301 | Non-IES | MVA | 2026 | 0 | 33kV | Radial | None
Eyre Peninsula | WHYALLA NORTH TEE - WHYALLA SOLAR SD56301 | Non-IES | MVA | 2026 | 0 | 33kV | Radial | None
Eyre Peninsula | WHYALLA SOLAR - WHYALLA NORTH SD56301 | Non-IES | MVA | 2026 | 0 | 33kV | Radial | None
Eyre Peninsula | PORT LINCOLN TERMINAL - PORT LINCOLN CITY TEE PL32 | Non-IES | MVA | 2026 | 0 | 33kV | Radial | None
Eyre Peninsula | PORT LINCOLN CITY TEE - PORT LINCOLN CITY PL32 | Non-IES | MVA | 2026 | 0 | 33kV | Radial | None
Eyre Peninsula | PORT LINCOLN CITY TEE - PORT LINCOLN MARINA TEE PL32 | Non-IES | MVA | 2026 | 0 | 33kV | Radial | None
Eyre Peninsula | PORT LINCOLN MARINA TEE - PORT LINCOLN DOCKS PL32 | Non-IES | MVA | 2026 | 0 | 33kV | Radial | None
Eyre Peninsula | PORT LINCOLN MARINA TEE - PORT LINCOLN MARINA PL32 | Non-IES | MVA | 2026 | 0 | 33kV | Radial | None
Eyre Peninsula | PORT LINCOLN TERMINAL - PORT LINCOLN CITY SD61101 | Non-IES | MVA | 2026 | 0 | 33kV | Radial | None
Eyre Peninsula | PORT LINCOLN TERMINAL - POONINDIE TEE PL34 | Non-IES | MVA | 2026 | 0 | 33kV | Radial | None
Eyre Peninsula | POONINDIE TEE - POONINDIE PL34 | Non-IES | MVA | 2026 | 0 | 33kV | Radial | None
Eyre Peninsula | POONINDIE - POINT BOSTON PL34 | Non-IES | MVA | 2026 | 0 | 33kV | Radial | None
Eyre Peninsula | POONINDIE TEE - TOD RIVER PL34 | Non-IES | MVA | 2026 | 0 | 33kV | Radial | None
Eyre Peninsula | TOD RIVER - CUMMINS CM36 | Non-IES | MVA | 2026 | 0 | 33kV | Radial | None
Eyre Peninsula | TOD RIVER - TUMBY BAY CM35 | Non-IES | MVA | 2026 | 0 | 33kV | Radial | None
Eyre Peninsula | PORT LINCOLN TERMINAL - ULEY SOUTH TEE PL33 | Non-IES | MVA | 2026 | 0 | 33kV | Radial | None
Eyre Peninsula | ULEY SOUTH TEE - ULEY SOUTH PL33 | Non-IES | MVA | 2026 | 0 | 33kV | Radial | None
Eyre Peninsula | ULEY SOUTH TEE - ULEY PL33 | Non-IES | MVA | 2026 | 0 | 33kV | Radial | None
Eyre Peninsula | ULEY - COFFIN BAY PL33 | Non-IES | MVA | 2026 | 0 | 33kV | Radial | None
Eyre Peninsula | CLEVE - COWELL SD53100 | Non-IES | MVA | 2026 | 0 | 33kV | Radial | None
Eyre Peninsula | CLEVE - BOOTHBY SD55100 | Non-IES | MVA | 2026 | 1.64 | 33kV | Radial | None
Eyre Peninsula | BOOTHBY - PUMPING STATION ROAD SD55100 | Non-IES | MVA | 2026 | 1.64 | 33kV | Radial | None
Eyre Peninsula | PUMPING STATION ROAD - ARNO BAY SD55100 | Non-IES | MVA | 2026 | 0 | 33kV | Radial | None
Mid North | BRINKWORTH - YACKA TEE SD33100 | Non-IES | MVA | 2026 | 0 | 33kV | Radial | None
Mid North | YACKA TEE - YACKA RURAL SD33100 | Non-IES | MVA | 2026 | 0 | 33kV | Radial | None
Mid North | YACKA TEE - SPALDING TEE SD33100 | Non-IES | MVA | 2026 | 0 | 33kV | Radial | None
Mid North | SPALDING TEE - GEORGETOWN SD33100 | Non-IES | MVA | 2026 | 0 | 33kV | Radial | None
Mid North | GEORGETOWN - GLADSTONE SD33100 | Non-IES | MVA | 2026 | 0 | 33kV | Radial | None
Mid North | SPALDING TEE - SPALDING SD33100 | Non-IES | MVA | 2026 | 0 | 33kV | Radial | None
Mid North | BRINKWORTH - MERRITON SD33300 | Non-IES | MVA | 2026 | 0 | 33kV | Radial | None
Mid North | BRINKWORTH - BRINKWORTH TEE SD33200 | Non-IES | MVA | 2026 | 0 | 33kV | Radial | None
Mid North | BRINKWORTH TEE - YACKA RURAL SD33200 | Non-IES | MVA | 2026 | 0 | 33kV | Radial | None
Mid North | BRINKWORTH TEE - BLYTH TOWNSHIP SD33200 | Non-IES | MVA | 2026 | 0 | 33kV | Radial | None
Mid North | BLYTH TOWNSHIP - CLARE NORTH TEE SD33200 | Non-IES | MVA | 2026 | 0 | 33kV | Radial | None
Mid North | BLYTH TOWNSHIP - BALAKLAVA TOWNSHIP SD33200 | Non-IES | MVA | 2026 | 0 | 33kV | Radial | None
Mid North | WATERLOO DISTRIBUTION - RIVERTON TEE SD36400 | Non-IES | MVA | 2026 | 0 | 33kV | Radial | N
Mid North | RIVERTON TEE - AUBURN TEE SD36400 | Non-IES | MVA | 2026 | 0 | 33kV | Radial | None
Mid North | AUBURN TEE - AUBURN SD36400 | Non-IES | MVA | 2026 | 0 | 33kV | Radial | None
Mid North | RIVERTON TEE - RIVERTON SD36400 | Non-IES | MVA | 2026 | 0 | 33kV | Radial | None
Mid North | WATERLOO DISTRIBUTION - WATERLOO RURAL SD36201 | Non-IES | MVA | 2026 | 0 | 33kV | Radial | None
Mid North | WATERLOO RURAL - ROBERTSTOWN SD36201 | Non-IES | MVA | 2026 | 0 | 33kV | Radial | None
Mid North | WATERLOO DISTRIBUTION - PORTERS LAGOON SD36101 | Non-IES | MVA | 2026 | 0 | 33kV | Radial | None
Mid North | PORTERS LAGOON - HANSON SD36101 | Non-IES | MVA | 2026 | 0 | 33kV | Radial | None
Mid North | WATERLOO DISTRIBUTION - WATERLOO TOWN SD36300 | Non-IES | MVA | 2026 | 0 | 33kV | Radial | None
Mid North | WATERLOO TOWN - EUDUNDA TEE SD36300 | Non-IES | MVA | 2026 | 0 | 33kV | Radial | None
Mid North | EUDUNDA TEE - EUDUNDA SD36300 | Non-IES | MVA | 2026 | 0 | 33kV | Radial | None
Mid North | EUDUNDA TEE - KAPUNDA RURAL SD36300 | Non-IES | MVA | 2026 | 0 | 33kV | Radial | None
Mid North | TEMPLERS - WASLEYS SD37402 | Non-IES | MVA | 2026 | 0 | 33kV | Radial | None
Mid North | WASLEYS - MALLALA SD37402 | Non-IES | MVA | 2026 | 0 | 33kV | Radial | None
Mid North | TEMPLERS - HAMLEY BRIDGE SD37101 | Non-IES | MVA | 2026 | 0 | 33kV | Radial | None
Mid North | HAMLEY BRIDGE - BALAKLAVA RURAL SD37102 | Non-IES | MVA | 2026 | 0 | 33kV | Radial | None
Mid North | TEMPLERS - FREELING NORTH TEE SD37200 | Non-IES | MVA | 2026 | 0 | 33kV | Radial | None
Mid North | FREELING NORTH TEE - KAPUNDA RURAL SD37200 | Non-IES | MVA | 2026 | 0 | 33kV | Radial | N
Mid North | TEMPLERS - DAVEYSTON TOWNSHIP SD37301 | Non-IES | MVA | 2026 | 0 | 33kV | Radial | None
Mid North | TEMPLERS - GAWLER BELT TEE SD37501 | Non-IES | MVA | 2026 | 0 | 33kV | Radial | None
Mid North | GAWLER BELT TEE - EVANSTON SD60101 | Non-IES | MVA | 2026 | 0 | 33kV | Radial | None
Mid North | DORRIEN - NURIOOTPA TEE SD52100 | Non-IES | MVA | 2026 | 0 | 33kV | Radial | N
Mid North | NURIOOTPA TEE - NURIOOTPA SD52100 | Non-IES | MVA | 2026 | 0 | 33kV | Radial | None
Mid North | NURIOOTPA TEE - STOCKWELL SD52100 | Non-IES | MVA | 2026 | 0 | 33kV | Radial | None
Mid North | DORRIEN - ANGASTON NO 1 SD52201 | Non-IES | MVA | 2026 | 0 | 33kV | Meshed | None
Mid North | DORRIEN - ANGASTON NO 2 SD52202 | Non-IES | MVA | 2026 | 0 | 33kV | Meshed | None
Mid North | DORRIEN - BAROSSA SOUTH SD52300 | Non-IES | MVA | 2026 | 0 | 33kV | Radial | None
Mid North | BAROSSA SOUTH TEE - LYNDOCH TEE SD52300 | Non-IES | MVA | 2026 | 0 | 33kV | Radial | None
Mid North | LYNDOCH TEE - LYNDOCH SD52300 | Non-IES | MVA | 2026 | 0 | 33kV | Radial | None
Mid North | LYNDOCH TEE - SANDY CREEK TEE SD52300 | Non-IES | MVA | 2026 | 0 | 33kV | Radial | None
Mid North | SANDY CREEK TEE - SANDY CREEK SD52300 | Non-IES | MVA | 2026 | 0 | 33kV | Radial | None
Mid North | SANDY CREEK TEE - EVANSTON TEE SD52300 | Non-IES | MVA | 2026 | 0 | 33kV | Radial | None
Mid North | LYNDOCH - WILLIAMSTOWN SD52300 | Non-IES | MVA | 2026 | 0 | 33kV | Radial | None
Mid North | WILLIAMSTOWN - WILLIAMSTOWN SOUTH TEE SD52300 | Non-IES | MVA | 2026 | 0 | 33kV | Radial | None
Mid North | WILLIAMSTOWN SOUTH TEE - WILLIAMSTOWN SOUTH SD52300 | Non-IES | MVA | 2026 | 0 | 33kV | Radial | None
Mid North | WILLIAMSTOWN SOUTH TEE - ANGAS CREEK TIE SD52300 | Non-IES | MVA | 2026 | 0 | 33kV | Radial | None
Mid North | CLARE NORTH - CLARE NO 1 SD57101 | Non-IES | MVA | 2026 | 0 | 33kV | Meshed | None
Mid North | CLARE NORTH - CLARE NORTH TEE SD57102 | Non-IES | MVA | 2026 | 0 | 33kV | Meshed | None
Mid North | CLARE NORTH TEE - CLARE NO 2 SD57102 | Non-IES | MVA | 2026 | 0 | 33kV | Meshed | None
Mid North | CLARE - FARRELL FLAT SD57100 | Non-IES | MVA | 2026 | 0 | 33kV | Radial | None
Mid North | FARRELL FLAT - WATERLOO TIE SD57100 | Non-IES | MVA | 2026 | 0 | 33kV | Radial | None
Mid North | FARRELL FLAT - BURRA SD57100 | Non-IES | MVA | 2026 | 0 | 33kV | Radial | None
Murraylands | MANNUM - PALMER TEE SD39200 | Non-IES | MVA | 2026 | 0 | 33kV | Radial | None
Murraylands | PALMER TEE - MANNUM ROAD RANDELL ROAD INT SD39200 | Non-IES | MVA | 2026 | 0 | 33kV | Radial | None
Murraylands | PALMER TEE - CAMBRAI TEE SD39200 | Non-IES | MVA | 2026 | 0 | 33kV | Radial | None
Murraylands | CAMBRAI TEE - CAMBRAI SD39200 | Non-IES | MVA | 2026 | 0 | 33kV | Radial | None
Murraylands | CAMBRAI TEE - PALMER RURAL SD39200 | Non-IES | MVA | 2026 | 0 | 33kV | Radial | None
Murraylands | MANNUM - TEAL FLAT TEE SD39100 | Non-IES | MVA | 2026 | 0 | 33kV | Radial | None
Murraylands | TEAL FLAT TEE - TEAL FLAT SD39100 | Non-IES | MVA | 2026 | 0 | 33kV | Radial | None
Murraylands | TEAL FLAT TEE - SWAN REACH SD39100 | Non-IES | MVA | 2026 | 0 | 33kV | Radial | None
Murraylands | MANNUM - CALOOTE TEE SD39300 | Non-IES | MVA | 2026 | 0 | 33kV | Radial | None
Murraylands | CALOOTE TEE - CALOOTE SD39300 | Non-IES | MVA | 2026 | 0 | 33kV | Radial | None
Murraylands | CALOOTE TEE - MOBILONG TIE SD39300 | Non-IES | MVA | 2026 | 0 | 33kV | Radial | None
Murraylands | MANNUM - MANNUM RURAL SD39300 | Non-IES | MVA | 2026 | 0 | 33kV | Radial | None
Murraylands | MANNUM RURAL - MANNUM TOWN TEE SD39300 | Non-IES | MVA | 2026 | 0 | 33kV | Radial | None
Murraylands | MANNUM TOWN TEE - MANNUM ROAD RANDELL ROAD INT SD39300 | Non-IES | MVA | 2026 | 0 | 33kV | Radial | None
Murraylands | MANNUM TOWN TEE - PELLARING FLAT TEE SD39300 | Non-IES | MVA | 2026 | 0 | 33kV | Radial | None
Murraylands | PELLARING FLAT TEE - MANNUM TOWN SD39300 | Non-IES | MVA | 2026 | 0 | 33kV | Radial | None
Murraylands | MOBILONG DISTRIBUTION - MOBILONG SD43100 | Non-IES | MVA | 2026 | 0 | 33kV | Radial | None
Murraylands | MOBILONG - MOBILONG TEE SD43100 | Non-IES | MVA | 2026 | 0 | 33kV | Radial | None
Murraylands | MOBILONG TEE - MYPOLONGA TIE SD43100 | Non-IES | MVA | 2026 | 0 | 33kV | Radial | None
Murraylands | MOBILONG TEE - MURRAY BRIDGE NORTH TEE SD43100 | Non-IES | MVA | 2026 | 0 | 33kV | Radial | None
Murraylands | MURRAY BRIDGE NORTH TEE - MURRAY BRIDGE NORTH SD43100 | Non-IES | MVA | 2026 | 0 | 33kV | Radial | None
Murraylands | MURRAY BRIDGE NORTH TEE - MURRAY BRIDGE SOUTH TEE SD43100 | Non-IES | MVA | 2026 | 0 | 33kV | Radial | None
Murraylands | MURRAY BRIDGE SOUTH TEE - MURRAY BRIDGE SOUTH SD43100 | Non-IES | MVA | 2026 | 0 | 33kV | Radial | None
Murraylands | MURRAY BRIDGE SOUTH TEE - MURRAY BRIDGE TOWNSHIP SD43100 | Non-IES | MVA | 2026 | 0 | 33kV | Radial | None
Murraylands | MOBILONG DISTRIBUTION - MOBILONG SD43200 | Non-IES | MVA | 2026 | 1.28 | 33kV | Radial | None
Murraylands | MOBILONG - MONARTO TEE SD43200 | Non-IES | MVA | 2026 | 1.28 | 33kV | Radial | None
Murraylands | MONARTO TEE - MURRAY BRIDGE NORTH SD43200 | Non-IES | MVA | 2026 | 1.28 | 33kV | Radial | None
Murraylands | MONARTO TEE - MONARTO SOUTH TEE SD43200 | Non-IES | MVA | 2026 | 0 | 33kV | Radial | None
Murraylands | MONARTO SOUTH TEE - MONARTO SOUTH SD43200 | Non-IES | MVA | 2026 | 0 | 33kV | Radial | None
Murraylands | MONARTO SOUTH TEE - MONARTO CENTRAL SD43200 | Non-IES | MVA | 2026 | 0 | 33kV | Radial | None
Murraylands | MOBILONG DISTRIBUTION - MOBILONG SD43300 | Non-IES | MVA | 2026 | 0 | 33kV | Radial | None
Murraylands | MOBILONG - PALLAMANA TEE SD43300 | Non-IES | MVA | 2026 | 0 | 33kV | Radial | None
Murraylands | PALLAMANA TEE - MYPOLONGA TEE SD43300 | Non-IES | MVA | 2026 | 0 | 33kV | Radial | None
Murraylands | MYPOLONGA TEE - MYPOLONGA SD43300 | Non-IES | MVA | 2026 | 0 | 33kV | Radial | None
Murraylands | MYPOLONGA - MYPOLONGA EOL SD43300 | Non-IES | MVA | 2026 | 0 | 33kV | Radial | None
Murraylands | MYPOLONGA TEE - CALOOTE TEE SD43300 | Non-IES | MVA | 2026 | 0 | 33kV | Radial | None
Murraylands | TAILEM BEND - PUMP STATION TEE SD40101 | Non-IES | MVA | 2026 | 0 | 33kV | Radial | None
Murraylands | PUMP STATION TEE - TAILEM BEND RURAL SD40101 | Non-IES | MVA | 2026 | 0 | 33kV | Radial | None
Murraylands | TAILEM BEND RURAL - TAILEM BEND EOL SD40101 | Non-IES | MVA | 2026 | 0 | 33kV | Radial | None
Murraylands | PUMP STATION TEE - TAILEM BEND TOWN TEE SD40101 | Non-IES | MVA | 2026 | 0 | 33kV | Radial | None
Murraylands | TAILEM BEND TOWN TEE - TAILEM BEND TOWN SD40101 | Non-IES | MVA | 2026 | 0 | 33kV | Radial | None
Murraylands | TAILEM BEND TOWN TEE - JERVOIS SD40101 | Non-IES | MVA | 2026 | 0 | 33kV | Radial | None
Murraylands | JERVOIS - JERVOIS FLAT 1 TEE SD40102 | Non-IES | MVA | 2026 | 0 | 33kV | Radial | None
Murraylands | JERVOIS FLAT 1 TEE - JERVOIS FLAT 2 TEE SD40102 | Non-IES | MVA | 2026 | 0 | 33kV | Radial | None
Murraylands | JERVOIS FLAT 2 TEE - WOODS POINT SD40102 | Non-IES | MVA | 2026 | 0 | 33kV | Radial | None
Murraylands | WOODS POINT - WHITE SANDS TEE SD40103 | Non-IES | MVA | 2026 | 0 | 33kV | Radial | None
Murraylands | WHITE SANDS TEE - WHITE SANDS SD40103 | Non-IES | MVA | 2026 | 0 | 33kV | Radial | None
Murraylands | WHITE SANDS TEE - MURRAY BRIDGE TOWNSHIP SD40103 | Non-IES | MVA | 2026 | 0 | 33kV | Radial | None
Murraylands | TAILEM BEND - SUBSTATION ROAD TEE SD40200 | Non-IES | MVA | 2026 | 0 | 33kV | Radial | None
Murraylands | SUBSTATION ROAD TEE - SUBSTATION ROAD SD40200 | Non-IES | MVA | 2026 | 0 | 33kV | Radial | None
Murraylands | SUBSTATION ROAD TEE - MALLEE HWY SD40200 | Non-IES | MVA | 2026 | 0 | 33kV | Radial | None
Murraylands | MALLEE HWY - MOORLANDS SWER SD40200 | Non-IES | MVA | 2026 | 0 | 33kV | Radial | None
Murraylands | MALLEE HWY - ELWOMPLE SD40200 | Non-IES | MVA | 2026 | 0 | 33kV | Radial | None
Murraylands | MOORLANDS SWER - COOMANDOOK SD40200 | Non-IES | MVA | 2026 | 0 | 33kV | Radial | None
Murraylands | COOMANDOOK - COONALPYN SD40200 | Non-IES | MVA | 2026 | 0 | 33kV | Radial | None
Murraylands | COONALPYN - BINNIES TEE SD40300 | Non-IES | MVA | 2026 | 0 | 33kV | Radial | N
Murraylands | BINNIES TEE - BINNIES SD40300 | Non-IES | MVA | 2026 | 0 | 33kV | Radial | None
Murraylands | BINNIES TEE - MENINGIE SD40300 | Non-IES | MVA | 2026 | 0 | 33kV | Radial | None
Murraylands | MENINGIE - CAMPBELL PARK TEE SD40400 | Non-IES | MVA | 2026 | 0 | 33kV | Radial | None
Murraylands | CAMPBELL PARK TEE - CAMPBELL PARK SD40400 | Non-IES | MVA | 2026 | 0 | 33kV | Radial | None
Murraylands | CAMPBELL PARK TEE - NARRUNG SD40400 | Non-IES | MVA | 2026 | 0 | 33kV | Radial | None
Murraylands | TAILEM BEND - SHERLOCK SD40501 | Non-IES | MVA | 2026 | 1 | 33kV | Radial | None
Murraylands | SHERLOCK - KAROONDA SD40502 | Non-IES | MVA | 2026 | 0 | 33kV | Radial | None
Murraylands | SHERLOCK - GERANIUM SD40600 | Non-IES | MVA | 2026 | 1 | 33kV | Radial | N
Murraylands | GERANIUM - LAMEROO SD40700 | Non-IES | MVA | 2026 | 1 | 33kV | Radial | N
Murraylands | LAMEROO - LAMEROO RURAL SD40800 | Non-IES | MVA | 2026 | 1 | 33kV | Radial | N
Murraylands | LAMEROO RURAL - PARILLA TEE SD40800 | Non-IES | MVA | 2026 | 1 | 33kV | Radial | N
Murraylands | PARILLA TEE - PARILLA SD40800 | Non-IES | MVA | 2026 | 1 | 33kV | Radial | None
Murraylands | PARILLA TEE - PINNAROO SD40800 | Non-IES | MVA | 2026 | 0 | 33kV | Radial | None
Riverland | PARINGA - MURTHO LX21 | Non-IES | MVA | 2026 | 0 | 33kV | Radial | N
Riverland | MURTHO - LINDSAY PT TEE LX21 | Non-IES | MVA | 2026 | 0 | 33kV | Radial | None
Riverland | LINDSAY PT TEE - BORDER CLIFFS LX21 | Non-IES | MVA | 2026 | 0 | 33kV | Radial | None
Riverland | LINDSAY PT TEE - VIC BORDER LX21 | Non-IES | MVA | 2026 | 0 | 33kV | Radial | None
Riverland | SWAN REACH - SWAN REACH FILTRATION TEE SD39400 | Non-IES | MVA | 2026 | 0 | 33kV | Radial | None
Riverland | SWAN REACH FILTRATION TEE - SWAN REACH TOWN SD39400 | Non-IES | MVA | 2026 | 0 | 33kV | Radial | None
South East | KEITH - COONALPYN SD45101 | Non-IES | MVA | 2026 | 0 | 33kV | Radial | None
South East | KEITH - PADTHAWAY SD45300 | Non-IES | MVA | 2026 | 0 | 33kV | Radial | None
South East | KEITH - WIRREGA SD45201 | Non-IES | MVA | 2026 | 5.68 | 33kV | Radial | N
South East | WIRREGA - BORDERTOWN SD45202 | Non-IES | MVA | 2026 | 5.68 | 33kV | Radial | N
South East | SNUGGERY RURAL - MILLICENT SD49100 | Non-IES | MVA | 2026 | 0 | 33kV | Radial | None
South East | MILLICENT - SOUTH END TEE SD49100 | Non-IES | MVA | 2026 | 0 | 33kV | Radial | None
South East | SOUTH END TEE - SOUTH END SD49100 | Non-IES | MVA | 2026 | 0 | 33kV | Radial | None
South East | SOUTH END TEE - HATHERLEIGH TOWNSHIP TEE SD49100 | Non-IES | MVA | 2026 | 0 | 33kV | Radial | None
South East | HATHERLEIGH TOWNSHIP TEE - HATHERLEIGH TOWNSHIP SD49100 | Non-IES | MVA | 2026 | 0 | 33kV | Radial | None
South East | HATHERLEIGH TOWNSHIP TEE - HATHERLEIGH SD49100 | Non-IES | MVA | 2026 | 0 | 33kV | Radial | None
South East | HATHERLEIGH - BEACHPORT TEE SD49200 | Non-IES | MVA | 2026 | 0 | 33kV | Radial | None
South East | BEACHPORT TEE - BEACHPORT SD49200 | Non-IES | MVA | 2026 | 0 | 33kV | Radial | None
South East | BEACHPORT TEE - ROBE SD49200 | Non-IES | MVA | 2026 | 0 | 33kV | Radial | N
South East | SNUGGERY RURAL - MOUNT BURR SD49500 | Non-IES | MVA | 2026 | 0 | 33kV | Radial | None
South East | MOUNT BURR - KALANGADOO TEE SD49500 | Non-IES | MVA | 2026 | 0 | 33kV | Radial | None
South East | KALANGADOO TEE - KALANGADOO SD49500 | Non-IES | MVA | 2026 | 0 | 33kV | Radial | None
South East | KALANGADOO TEE - KALANGADOO RURAL SD49500 | Non-IES | MVA | 2026 | 0 | 33kV | Radial | None
South East | BLANCHE - MOUNT GAMBIER WEST SD48101 | Non-IES | MVA | 2026 | 0 | 33kV | Radial | None
South East | BLUE LAKE TEE - MOUNT GAMBIER SD48104 | Non-IES | MVA | 2026 | 0 | 33kV | Radial | None
South East | BLANCHE - LAKESIDE TEE SD48100 | Non-IES | MVA | 2026 | 0 | 33kV | Radial | None
South East | LAKESIDE TEE - GLENCOE TEE SD48100 | Non-IES | MVA | 2026 | 0 | 33kV | Radial | None
South East | GLENCOE TEE - TANTANOOLA SD48100 | Non-IES | MVA | 2026 | 0 | 33kV | Radial | None
South East | GLENCOE TEE - MOUNT GAMBIER SD48100 | Non-IES | MVA | 2026 | 0 | 33kV | Radial | None
South East | BLANCHE - KONGORONG TEE SD48200 | Non-IES | MVA | 2026 | 0 | 33kV | Radial | None
South East | KONGORONG TEE - KONGORONG SD48200 | Non-IES | MVA | 2026 | 0 | 33kV | Radial | None
South East | KONGORONG TEE - MOUNT SCHANK SD48200 | Non-IES | MVA | 2026 | 0 | 33kV | Radial | None
South East | MOUNT SCHANK - ALLENDALE EAST SD48200 | Non-IES | MVA | 2026 | 0 | 33kV | Radial | None
South East | MOUNT GAMBIER - TARPEENA SOUTH TEE SD47101 | Non-IES | MVA | 2026 | 0 | 33kV | Radial | None
South East | TARPEENA SOUTH TEE - MOUNT GAMBIER SD47101 | Non-IES | MVA | 2026 | 0 | 33kV | Radial | None
South East | TARPEENA SOUTH TEE - TARPEENA SOUTH SD47101 | Non-IES | MVA | 2026 | 0 | 33kV | Radial | None
South East | KINCRAIG - LUCINDALE SD46201 | Non-IES | MVA | 2026 | 0 | 33kV | Radial | None
South East | LUCINDALE - KINGSTON SE SD46201 | Non-IES | MVA | 2026 | 0 | 33kV | Radial | None
South East | KINCRAIG - NARACOORTE SD46300 | Non-IES | MVA | 2026 | 0.531 | 33kV | Radial | None
South East | NARACOORTE - NARACOORTE EAST TEE SD46100 | Non-IES | MVA | 2026 | 0.531 | 33kV | Radial | None
South East | NARACOORTE EAST TEE - NARACOORTE EAST SD46100 | Non-IES | MVA | 2026 | 0.531 | 33kV | Radial | None
South East | NARACOORTE EAST TEE - PADTHAWAY SD46100 | Non-IES | MVA | 2026 | 0 | 33kV | Radial | None
South East | KINCRAIG - STRUAN RURAL SD46400 | Non-IES | MVA | 2026 | 0 | 33kV | Radial | None
South East | STRUAN RURAL - GLENROY RURAL SD46400 | Non-IES | MVA | 2026 | 0 | 33kV | Radial | None
South East | PENOLA WEST - PENOLA TEE SD58200 | Non-IES | MVA | 2026 | 0 | 33kV | Radial | None
South East | PENOLA TEE - GLENROY RURAL SD58200 | Non-IES | MVA | 2026 | 0 | 33kV | Radial | N
South East | PENOLA WEST - PENOLA TEE SD58101 | Non-IES | MVA | 2026 | 0 | 33kV | Radial | None
South East | PENOLA TEE - SAFRIES TEE SD58101 | Non-IES | MVA | 2026 | 0 | 33kV | Radial | None
South East | SAFRIES TEE - KALANGADOO NANGWARRY TEE SD58101 | Non-IES | MVA | 2026 | 0 | 33kV | Radial | None
South East | KALANGADOO NANGWARRY TEE - NANGWARRY TEE SD58101 | Non-IES | MVA | 2026 | 0 | 33kV | Radial | None
South East | NANGWARRY TEE - NANGWARRY SD58101 | Non-IES | MVA | 2026 | 0 | 33kV | Radial | None
South East | KALANGADOO NANGWARRY TEE - KALANGADOO RURAL SD58101 | Non-IES | MVA | 2026 | 0 | 33kV | Radial | None
South East | NANGWARRY TEE - MOUNT GAMBIER SD58101 | Non-IES | MVA | 2026 | 0 | 33kV | Radial | None
Metro South | WILLUNGA - MCLAREN VALE SD44400 | Non-IES | MVA | 2026 | 0 | 33kV | Radial | None
Metro South | YANKALILLA - HAY FLAT SD44200 | Non-IES | MVA | 2026 | 0 | 33kV | Radial | None
Metro South | HAY FLAT - RAPID BAY TEE SD44200 | Non-IES | MVA | 2026 | 0 | 33kV | Radial | None
Metro South | RAPID BAY TEE - RAPID BAY SD44200 | Non-IES | MVA | 2026 | 0 | 33kV | Radial | None
Metro South | RAPID BAY TEE - CAPE JERVIS SD44200 | Non-IES | MVA | 2026 | 0 | 33kV | Radial | None
Metro South | CAPE JERVIS - CUTTLEFISH BAY SD44301 | Non-IES | MVA | 2026 | 0 | 33kV | Radial | None
Metro South | FISHERY BEACH BACKUP - CUTTLEFISH BAY BACKUP SD44301 | Non-IES | MVA | 2026 | 0 | 33kV | Radial | None
Metro South | CUTTLEFISH BAY - PENNESHAW SD44301 | Non-IES | MVA | 2026 | 0 | 33kV | Radial | None
Metro South | PENNESHAW - AMERICAN RIVER SD44300 | Non-IES | MVA | 2026 | 0 | 33kV | Radial | None
Metro South | AMERICAN RIVER - KINGSCOTE TEE SD44300 | Non-IES | MVA | 2026 | 0 | 33kV | Radial | N
Metro South | KINGSCOTE TEE - MACGILLIVRAY SD44300 | Non-IES | MVA | 2026 | 0 | 33kV | Radial | None
Metro South | KINGSCOTE TEE - KINGSCOTE SD44300 | Non-IES | MVA | 2026 | 0 | 33kV | Radial | None
Upper North | DAVENPORT WEST - PORT AUGUSTA NO1 SD54101 | Non-IES | MVA | 2026 | 0 | 33kV | Meshed | None
Upper North | DAVENPORT WEST - PORT AUGUSTA TEE SD54102 | Non-IES | MVA | 2026 | 0 | 33kV | Meshed | None
Upper North | PORT AUGUSTA NO2 - PORT AUGUSTA TEE SD54102 | Non-IES | MVA | 2026 | 0 | 33kV | Meshed | None
Upper North | PORT AUGUSTA TEE - PORT AUGUSTA WEST TEE SD54102 | Non-IES | MVA | 2026 | 0 | 33kV | Radial | None
Upper North | PORT AUGUSTA WEST TEE - PORT AUGUSTA WEST SD54102 | Non-IES | MVA | 2026 | 0 | 33kV | Radial | None
Upper North | PORT AUGUSTA WEST TEE - PANDURRA TEE SD54102 | Non-IES | MVA | 2026 | 0 | 33kV | Radial | None
Upper North | PANDURRA TEE - BOOKALOO SD54102 | Non-IES | MVA | 2026 | 0 | 33kV | Radial | None
Upper North | PANDURRA TEE - PANDURRA SD54102 | Non-IES | MVA | 2026 | 0 | 33kV | Radial | None
Upper North | DAVENPORT WEST - AUGUSTA HWY SD54300 | Non-IES | MVA | 2026 | 0 | 33kV | Radial | None
Upper North | AUGUSTA HWY - STIRLING NORTH SD54300 | Non-IES | MVA | 2026 | 0 | 33kV | Radial | None
Upper North | STIRLING NORTH - QUORN SD54300 | Non-IES | MVA | 2026 | 0 | 33kV | Radial | None
Upper North | DAVENPORT WEST - PT PATERSON SD54400 | Non-IES | MVA | 2026 | 0 | 33kV | Radial | None
Upper North | BAROOTA - BAROOTA TOWN TEE SD31100 | Non-IES | MVA | 2026 | 0 | 33kV | Radial | None
Upper North | BAROOTA TOWN TEE - BAROOTA TOWN SD31100 | Non-IES | MVA | 2026 | 0 | 33kV | Radial | None
Upper North | BAROOTA TOWN TEE - BAROOTA TEE SD31100 | Non-IES | MVA | 2026 | 0 | 33kV | Radial | None
Upper North | BAROOTA TEE - NAPPERBY BUNGAMA SD31100 | Non-IES | MVA | 2026 | 0 | 33kV | Radial | None
Upper North | BAROOTA TEE - MURRAYTOWN SD31100 | Non-IES | MVA | 2026 | 0 | 33kV | Radial | None
Upper North | MURRAYTOWN - WIRRABARA FOREST TEE SD31200 | Non-IES | MVA | 2026 | 0 | 33kV | Radial | None
Upper North | WIRRABARA FOREST TEE - WIRRABARA FOREST SD31200 | Non-IES | MVA | 2026 | 0 | 33kV | Radial | None
Upper North | WIRRABARA FOREST TEE - GLADSTONE SD31200 | Non-IES | MVA | 2026 | 0 | 33kV | Radial | None
Upper North | MURRAYTOWN - ORROROO SD31300 | Non-IES | MVA | 2026 | 0 | 33kV | Radial | None
Upper North | MURRAYTOWN - WILMINGTON SD31400 | Non-IES | MVA | 2026 | 0 | 33kV | Radial | None
Upper North | BUNGAMA - PORT PIRIE SOUTH SD32101 | Non-IES | MVA | 2026 | 0 | 33kV | Meshed | None
Upper North | PORT PIRIE SOUTH - PORT PIRIE SD32102 | Non-IES | MVA | 2026 | 0 | 33kV | Meshed | None
Upper North | BUNGAMA - PORT PIRIE SD32103 | Non-IES | MVA | 2026 | 0 | 33kV | Meshed | None
Upper North | BUNGAMA - HUGHES GAP SD32301 | Non-IES | MVA | 2026 | 0 | 33kV | Radial | Reverse N
Upper North | HUGHES GAP - CRYSTAL BROOK TEE SD32302 | Non-IES | MVA | 2026 | 0 | 33kV | Radial | None
Upper North | CRYSTAL BROOK TEE - GLADSTONE SD32302 | Non-IES | MVA | 2026 | 0 | 33kV | Radial | None
Upper North | GLADSTONE - CALTOWIE TEE SD32200 | Non-IES | MVA | 2026 | 0 | 33kV | Radial | None
Upper North | CALTOWIE TEE - CALTOWIE SD32200 | Non-IES | MVA | 2026 | 0 | 33kV | Radial | None
Upper North | CALTOWIE TEE - PETERBOROUGH TEE SD32200 | Non-IES | MVA | 2026 | 0 | 33kV | Radial | None
Upper North | PETERBOROUGH TEE - JAMESTOWN SD32200 | Non-IES | MVA | 2026 | 0 | 33kV | Radial | None
Upper North | JAMESTOWN - TEROWIE TOWNSHIP SD32200 | Non-IES | MVA | 2026 | 0 | 33kV | Radial | None
Upper North | PETERBOROUGH TEE - PETERBOROUGH SD32200 | Non-IES | MVA | 2026 | 0 | 33kV | Radial | None
Upper North | BUNGAMA - PORT BROUGHTON TEE SD32400 | Non-IES | MVA | 2026 | 0 | 33kV | Radial | Reverse N
Upper North | PORT BROUGHTON TEE - PORT BROUGHTON SD32400 | Non-IES | MVA | 2026 | 0 | 33kV | Radial | None
Upper North | PORT BROUGHTON TEE - BRINKWORTH TIE SD32400 | Non-IES | MVA | 2026 | 0 | 33kV | Radial | None
Upper North | PORT BROUGHTON TEE - CRYSTAL BROOK TEE SD32400 | Non-IES | MVA | 2026 | 0 | 33kV | Radial | None
Upper North | NEUROODLA - HAWKER SD59100 | Non-IES | MVA | 2026 | 0 | 33kV | Radial | None
Yorke Peninsula | HUMMOCKS DISTRIBUTION - NINNES TEE SD34400 | Non-IES | MVA | 2026 | 0 | 33kV | Radial | None
Yorke Peninsula | NINNES TEE - LOCHIEL SD34400 | Non-IES | MVA | 2026 | 0 | 33kV | Radial | None
Yorke Peninsula | NINNES TEE - KAINTON TEE SD34400 | Non-IES | MVA | 2026 | 0 | 33kV | Radial | None
Yorke Peninsula | KAINTON TEE - KAINTON SD34400 | Non-IES | MVA | 2026 | 0 | 33kV | Radial | None
Yorke Peninsula | KAINTON TEE - PASKEVILLE SD34400 | Non-IES | MVA | 2026 | 0 | 33kV | Radial | None
Yorke Peninsula | PASKEVILLE - KADINA EAST SD34405 | Non-IES | MVA | 2026 | 0 | 33kV | Radial | None
Yorke Peninsula | HUMMOCKS DISTRIBUTION - PORT CLINTON SD34300 | Non-IES | MVA | 2026 | 0 | 33kV | Radial | None
Yorke Peninsula | PORT CLINTON - ARDROSSAN SD34300 | Non-IES | MVA | 2026 | 0 | 33kV | Radial | None
Yorke Peninsula | HUMMOCKS DISTRIBUTION - FEDERATION CORNER SD34201 | Non-IES | MVA | 2026 | 0 | 33kV | Radial | None
Yorke Peninsula | FEDERATION CORNER - SWAMP ROAD SD34201 | Non-IES | MVA | 2026 | 0 | 33kV | Radial | None
Yorke Peninsula | FEDERATION CORNER - PT WAKEFIELD TEE SD34201 | Non-IES | MVA | 2026 | 0 | 33kV | Radial | None
Yorke Peninsula | PT WAKEFIELD TEE - SWAMP ROAD SD34201 | Non-IES | MVA | 2026 | 0 | 33kV | Radial | None
Yorke Peninsula | SWAMP ROAD - PT WAKEFIELD FAR NORTH EAST SD34201 | Non-IES | MVA | 2026 | 0 | 33kV | Radial | None
Yorke Peninsula | PT WAKEFIELD TEE - PT WAKEFIELD RURAL SD34201 | Non-IES | MVA | 2026 | 0 | 33kV | Radial | None
Yorke Peninsula | PT WAKEFIELD RURAL - PT WAKEFIELD TOWN TEE SD34201 | Non-IES | MVA | 2026 | 0 | 33kV | Radial | None
Yorke Peninsula | PT WAKEFIELD TOWN TEE - PT WAKEFIELD TOWN SD34201 | Non-IES | MVA | 2026 | 0 | 33kV | Radial | None
Yorke Peninsula | PT WAKEFIELD TOWN TEE - PROOF RANGE SD34201 | Non-IES | MVA | 2026 | 0 | 33kV | Radial | None
Yorke Peninsula | HUMMOCKS DISTRIBUTION - BOWMANS TEE SD34102 | Non-IES | MVA | 2026 | 0 | 33kV | Radial | None
Yorke Peninsula | BOWMANS TEE - PT WAKEFIELD RURAL SD34102 | Non-IES | MVA | 2026 | 0 | 33kV | Radial | None
Yorke Peninsula | BOWMANS TEE - SAINTS SD34102 | Non-IES | MVA | 2026 | 0 | 33kV | Radial | None
Yorke Peninsula | SAINTS - BALAKLAVA SD34102 | Non-IES | MVA | 2026 | 0 | 33kV | Radial | None
Yorke Peninsula | BALAKLAVA - BALAKLAVA RURAL SD34102 | Non-IES | MVA | 2026 | 0 | 33kV | Radial | None
Yorke Peninsula | BALAKLAVA - BALAKLAVA TOWNSHIP SD34102 | Non-IES | MVA | 2026 | 0 | 33kV | Radial | None
Yorke Peninsula | KADINA EAST DISTRIBUTION - KADINA SD51102 | Non-IES | MVA | 2026 | 0 | 33kV | Radial | None
Yorke Peninsula | KADINA EAST DISTRIBUTION - MOONTA TEE SD51200 | Non-IES | MVA | 2026 | 0 | 33kV | Radial | None
Yorke Peninsula | MOONTA TEE - KADINA SD51200 | Non-IES | MVA | 2026 | 0 | 33kV | Radial | None
Yorke Peninsula | MOONTA TEE - MOONTA SD51200 | Non-IES | MVA | 2026 | 0 | 33kV | Radial | N
Yorke Peninsula | KADINA EAST DISTRIBUTION - WALLAROO TEE SD51300 | Non-IES | MVA | 2026 | 0 | 33kV | Radial | None
Yorke Peninsula | WALLAROO TEE - KADINA SD51300 | Non-IES | MVA | 2026 | 0 | 33kV | Radial | None
Yorke Peninsula | WALLAROO TEE - WALLAROO SD51300 | Non-IES | MVA | 2026 | 0 | 33kV | Radial | None
Yorke Peninsula | ARDROSSAN WEST DISTRIBUTION - MAITLAND SD35100 | Non-IES | MVA | 2026 | 0 | 33kV | Radial | None
Yorke Peninsula | ARDROSSAN WEST DISTRIBUTION - ARDROSSAN SD35201 | Non-IES | MVA | 2026 | 0 | 33kV | Radial | None
Yorke Peninsula | ARDROSSAN WEST DISTRIBUTION - ARDROSSAN BHP SD35200 | Non-IES | MVA | 2026 | 0 | 33kV | Radial | None
Yorke Peninsula | ARDROSSAN - ARDROSSAN BHP SD35200 | Non-IES | MVA | 2026 | 0 | 33kV | Radial | None
Yorke Peninsula | ARDROSSAN BHP - PORT VINCENT SD35200 | Non-IES | MVA | 2026 | 0 | 33kV | Radial | None
Yorke Peninsula | PORT VINCENT - MINLATON TEE SD35300 | Non-IES | MVA | 2026 | 0 | 33kV | Radial | None
Yorke Peninsula | MINLATON TEE - CURRAMULKA TEE SD35300 | Non-IES | MVA | 2026 | 0 | 33kV | Radial | None
Yorke Peninsula | CURRAMULKA TEE - CURRAMULKA SD35300 | Non-IES | MVA | 2026 | 0 | 33kV | Radial | None
Yorke Peninsula | CURRAMULKA TEE - MINLATON SD35300 | Non-IES | MVA | 2026 | 0 | 33kV | Radial | None
Yorke Peninsula | MINLATON TEE - PT VINCENT RURAL SD35300 | Non-IES | MVA | 2026 | 0 | 33kV | Radial | None
Yorke Peninsula | DALRYMPLE - STANSBURY TEE SD35400 | Non-IES | MVA | 2026 | 0 | 33kV | Radial | None
Yorke Peninsula | STANSBURY TEE - PORT GILES TEE SD35400 | Non-IES | MVA | 2026 | 0 | 33kV | Radial | None
Yorke Peninsula | PORT GILES TEE - PORT GILES SD35400 | Non-IES | MVA | 2026 | 0 | 33kV | Radial | None
Yorke Peninsula | STANSBURY TEE - STANSBURY SD35400 | Non-IES | MVA | 2026 | 0 | 33kV | Radial | None
Yorke Peninsula | STANSBURY - PT VINCENT RURAL SD35403 | Non-IES | MVA | 2026 | 0 | 33kV | Radial | None
Yorke Peninsula | DALRYMPLE - WOOL BAY RURAL SD35500 | Non-IES | MVA | 2026 | 0 | 33kV | Radial | None
Yorke Peninsula | WOOL BAY RURAL - WOOL BAY SD35500 | Non-IES | MVA | 2026 | 0 | 33kV | Radial | None
Yorke Peninsula | WOOL BAY RURAL - PORT GILES TEE SD35500 | Non-IES | MVA | 2026 | 0 | 33kV | Radial | None
Yorke Peninsula | WOOL BAY - EDITHBURGH TEE SD35500 | Non-IES | MVA | 2026 | 0 | 33kV | Radial | None
Yorke Peninsula | EDITHBURGH TEE - YORKETOWN SD35500 | Non-IES | MVA | 2026 | 0 | 33kV | Radial | None
Yorke Peninsula | YORKETOWN - MARION BAY SD35500 | Non-IES | MVA | 2026 | 0 | 33kV | Radial | None
Yorke Peninsula | EDITHBURGH TEE - EDITHBURGH SD35500 | Non-IES | MVA | 2026 | 0 | 33kV | Radial | None
Metro West | ADELAIDE BRIGHTON CEMENT - PORT ADELAIDE SD1529 | Non-IES | MVA | 2027 |  | 66kV | Meshed | None
Metro South | ALDINGA - WILLUNGA SD1674 | Non-IES | MVA | 2027 |  | 66kV | Meshed | None
Metro North | ANGLE VALE - ANGLE VALE TEE SD1506A | Non-IES | MVA | 2027 |  | 66kV | Meshed | None
Metro North | ANGLE VALE TEE - EVANSTON SD1506B | Non-IES | MVA | 2027 |  | 66kV | Meshed | None
Metro North | ANGLE VALE TEE - VIRGINIA TEE SD2033 | Non-IES | MVA | 2027 |  | 66kV | Radial | None
Metro West | ATHOL PARK - ATHOL PARK TEE SD1677A | Non-IES | MVA | 2027 |  | 66kV | Radial | None
Metro West | BLACKPOOL - FULHAM GARDENS SD1639 | Non-IES | MVA | 2027 |  | 66kV | Meshed | None
Metro North | BOLIVAR - ST KILDA SD2034 | Non-IES | MVA | 2027 |  | 66kV | Radial | None
Metro East | CAMPBELLTOWN - MAGILL SD1661 | Non-IES | MVA | 2027 |  | 66kV | Meshed | None
Metro West | CHELTENHAM - CROYDON PARK TEE SD1655A | Non-IES | MVA | 2027 |  | 66kV | Meshed | None
Metro South | CITY WEST - KESWICK SD2013 | Non-IES | MVA | 2027 |  | 66kV | Meshed | None
Metro East | CITY WEST - WHITMORE SQUARE SD2016 | Non-IES | MVA | 2027 |  | 66kV | Meshed | None
Metro East | COROMANDEL PLACE - WHITMORE SQUARE SD1681 | Non-IES | MVA | 2027 |  | 66kV | Meshed | None
Metro East | CROYDON - HINDLEY STREET TEE SD1659B | Non-IES | MVA | 2027 |  | 66kV | Meshed | None
Metro West | CROYDON - KILKENNY SD1523 | Non-IES | MVA | 2027 |  | 66kV | Meshed | None
Metro West | CROYDON PARK - CROYDON PARK TEE SD1655B | Non-IES | MVA | 2027 |  | 66kV | Meshed | None
Metro West | CROYDON PARK TEE - CROYDON SD1655C | Non-IES | MVA | 2027 |  | 66kV | Meshed | None
Metro North | DIREK - PARALOWIE SD2004 | Non-IES | MVA | 2027 |  | 66kV | Meshed | None
Metro East | DRY CREEK - KILBURN SOUTH TEE SD1658A | Non-IES | MVA | 2027 |  | 66kV | Meshed | None
Metro East | EAST TERRACE - COROMANDEL PLACE SD1680 | Non-IES | MVA | 2027 |  | 66kV | Meshed | None
Metro East | EAST TERRACE - NORTH ADELAIDE SD1560 | Non-IES | MVA | 2027 |  | 66kV | Meshed | None
Metro North | EDINBURGH - SALISBURY SD1688 | Non-IES | MVA | 2027 |  | 66kV | Meshed | None
Metro North | ELIZABETH DOWNS - PENFIELD SD1508 | Non-IES | MVA | 2027 |  | 66kV | Meshed | None
Metro North | ELIZABETH DOWNS - SMITHFIELD WEST SD1686 | Non-IES | MVA | 2027 |  | 66kV | Meshed | N-1
Metro North | ELIZABETH HEIGHTS - ELIZABETH DOWNS SD1501 | Non-IES | MVA | 2027 |  | 66kV | Meshed | None
Metro North | ELIZABETH SOUTH - EDINBURGH SD1511 | Non-IES | MVA | 2027 |  | 66kV | Meshed | None
Metro West | FINDON - FINDON TEE SD1520A | Non-IES | MVA | 2027 |  | 66kV | Meshed | None
Metro West | FINDON TEE - FLINDERS PARK SD1520B | Non-IES | MVA | 2027 |  | 66kV | Meshed | None
Metro West | FLINDERS PARK - NEW RICHMOND SD1521 | Non-IES | MVA | 2027 |  | 66kV | Meshed | None
Metro West | FULHAM GARDENS - FINDON TEE SD1520C | Non-IES | MVA | 2027 |  | 66kV | Meshed | None
Metro West | FULHAM GARDENS - HENLEY SOUTH #1 SD1519 | Non-IES | MVA | 2027 |  | 66kV | Meshed | None
Metro West | FULHAM GARDENS - HENLEY SOUTH #2 SD1691 | Non-IES | MVA | 2027 |  | 66kV | Meshed | None
Metro South | GLENELG NORTH TEE - GLENELG NORTH SD1584A | Non-IES | MVA | 2027 |  | 66kV | Meshed | None
Metro South | GLENELG NORTH TEE - PLYMPTON SD1584B | Non-IES | MVA | 2027 |  | 66kV | Meshed | None
Metro East | GOLDEN GROVE - INGLE FARM SD1647 | Non-IES | MVA | 2027 |  | 66kV | Meshed | None
Metro South | HACKHAM - PORT NOARLUNGA SD1694A | Non-IES | MVA | 2027 |  | 66kV | Meshed | None
Metro South | HAPPY VALLEY - HV/SAW TEE SD1591A | Non-IES | MVA | 2027 |  | 66kV | Meshed | None
Metro South | HAPPY VALLEY - PANORAMA #1 SD1665 | Non-IES | MVA | 2027 |  | 66kV | Meshed | None
Metro South | HAPPY VALLEY - PANORAMA #2 SD1666 | Non-IES | MVA | 2027 |  | 66kV | Meshed | None
Metro South | HAPPY VALLEY - SEACOMBE #1 SD1566 | Non-IES | MVA | 2027 |  | 66kV | Meshed | None
Metro South | HAPPY VALLEY - SEACOMBE #2 SD1590 | Non-IES | MVA | 2027 |  | 66kV | Meshed | None
Metro East | HILLCREST - HOLDEN HILL SD1692 | Non-IES | MVA | 2027 |  | 66kV | Meshed | None
Metro East | HINDLEY STREET - WHITMORE SQUARE SD1664 | Non-IES | MVA | 2027 |  | 66kV | Meshed | None
Metro East | HINDLEY STREET TEE - HINDLEY STREET SD1659C | Non-IES | MVA | 2027 |  | 66kV | Meshed | None
Metro East | HOLDEN HILL - CAMPBELLTOWN SD1660 | Non-IES | MVA | 2027 |  | 66kV | Meshed | None
Metro East | HOLDEN HILL - HOPE VALLEY SD1554A | Non-IES | MVA | 2027 |  | 66kV | Meshed | None
Metro East | HOPE VALLEY - TEA TREE GULLY SD1554B | Non-IES | MVA | 2027 |  | 66kV | Meshed | None
Metro South | HV/SAW TEE - MORPHETT VALE EAST SD1591C | Non-IES | MVA | 2027 |  | 66kV | Meshed | None
Metro East | KENT TOWN - KENT TOWN TEE SD1690 | Non-IES | MVA | 2027 |  | 66kV | Meshed | None
Metro South | KESWICK - CLARENCE GARDENS SD1671 | Non-IES | MVA | 2027 |  | 66kV | Radial | None
Metro South | KESWICK - NEW RICHMOND TEE SD1670A | Non-IES | MVA | 2027 |  | 66kV | Meshed | N-1
Metro South | KESWICK - WHITMORE SQUARE TEE SD1669A | Non-IES | MVA | 2027 |  | 66kV | Meshed | None
Metro West | KILBURN - CAVAN SD2014 | Non-IES | MVA | 2027 |  | 66kV | Meshed | None
Metro West | KILBURN - CROYDON PARK SD1531 | Non-IES | MVA | 2027 |  | 66kV | Meshed | None
Metro East | KILBURN SOUTH TEE - KILBURN SOUTH SD1658B | Non-IES | MVA | 2027 |  | 66kV | Radial | None
Metro East | KILBURN SOUTH TEE - PROSPECT SD1658C | Non-IES | MVA | 2027 |  | 66kV | Meshed | None
Metro West | KILKENNY - WOODVILLE SD1675 | Non-IES | MVA | 2027 |  | 66kV | Meshed | None
Metro South | KINGSWOOD - NORTH UNLEY SD1574 | Non-IES | MVA | 2027 |  | 66kV | Meshed | None
Metro West | LARGS NORTH - ADELAIDE BRIGHTON CEMENT SD1654 | Non-IES | MVA | 2027 |  | 66kV | Meshed | None
Metro West | LEFEVRE - BLACKPOOL SD1693 | Non-IES | MVA | 2027 |  | 66kV | Meshed | None
Metro South | LINDEN PARK - LINDEN PARK TEE SD1662A | Non-IES | MVA | 2027 |  | 66kV | Meshed | None
Metro South | LOWER MITCHAM - KINGSWOOD SD1563 | Non-IES | MVA | 2027 |  | 66kV | Meshed | None
Metro East | MAGILL - BURNSIDE SD1556 | Non-IES | MVA | 2027 |  | 66kV | Radial | None
Metro East | MAGILL - KENT TOWN TEE SD1663A | Non-IES | MVA | 2027 |  | 66kV | Meshed | None
Metro East | MAGILL - NORWOOD SD1543 | Non-IES | MVA | 2027 |  | 66kV | Meshed | None
Metro South | MAGILL - URAIDLA TEE SD1662B | Non-IES | MVA | 2027 |  | 66kV | Meshed | None
Metro East | MAGILL - WOODFORDE 2 SD1678 | Non-IES | MVA | 2027 |  | 66kV | Radial | None
Metro East | MAGILL - WOODFORDE 3 SD1679 | Non-IES | MVA | 2027 |  | 66kV | Radial | None
Metro South | MCLAREN FLAT - WILLUNGA SD1594A | Non-IES | MVA | 2027 |  | 66kV | Meshed | N-1
Metro South | MORPHETT VALE EAST - CLARENDON SD1592 | Non-IES | MVA | 2027 |  | 66kV | Radial | None
Metro South | MORPHETT VALE EAST - HACKHAM SD1694B | Non-IES | MVA | 2027 |  | 66kV | Meshed | None
Metro South | MORPHETT VALE EAST - MCLAREN FLAT SD1594B | Non-IES | MVA | 2027 |  | 66kV | Meshed | N-1
Metro South | MORPHETT VALE EAST - PORT STANVAC #1 SD1593 | Non-IES | MVA | 2027 |  | 66kV | Meshed | None
Metro South | MORPHETT VALE EAST - PORT STANVAC #2 SD2010 | Non-IES | MVA | 2027 |  | 66kV | Meshed | None
Metro South | MORPHETTVILLE - ASCOT PARK SD1586 | Non-IES | MVA | 2027 |  | 66kV | Meshed | None
Metro South | MORPHETTVILLE - GLENELG NORTH TEE SD1584C | Non-IES | MVA | 2027 |  | 66kV | Meshed | None
Metro South | MORPHETTVILLE - OAKLANDS SD1585 | Non-IES | MVA | 2027 |  | 66kV | Meshed | None
Metro North | MUNNO PARA - ELIZABETH DOWNS SD2023 | Non-IES | MVA | 2027 |  | 66kV | Meshed | None
Metro North | MUNNO PARA - EVANSTON SD1652 | Non-IES | MVA | 2027 |  | 66kV | Meshed | N-1
Metro West | NEW OSBORNE - BLACKPOOL SD1518 | Non-IES | MVA | 2027 |  | 66kV | Meshed | None
Metro West | NEW OSBORNE - GLANVILLE SD1527 | Non-IES | MVA | 2027 |  | 66kV | Meshed | N-1
Metro West | NEW OSBORNE - LARGS NORTH SD1653 | Non-IES | MVA | 2027 |  | 66kV | Meshed | None
Metro West | NEW OSBORNE - SMORGON STEEL RECYCLING SD1532A | Non-IES | MVA | 2027 |  | 66kV | Meshed | None
Metro West | NEW RICHMOND - THEBARTON SD1516 | Non-IES | MVA | 2027 |  | 66kV | Meshed | None
Metro South | NEW RICHMOND TEE - NEW RICHMOND SD1670B | Non-IES | MVA | 2027 |  | 66kV | Meshed | None
Metro South | NEW RICHMOND TEE - PLYMPTON SD1670C | Non-IES | MVA | 2027 |  | 66kV | Meshed | None
Metro South | NOARLUNGA CENTRE - PORT NOARLUNGA SD1668 | Non-IES | MVA | 2027 |  | 66kV | Meshed | None
Metro East | NORTH ADELAIDE - HINDLEY STREET TEE SD1659A | Non-IES | MVA | 2027 |  | 66kV | Meshed | None
Metro South | NORTH UNLEY - WHITMORE SQUARE TEE SD1669B | Non-IES | MVA | 2027 |  | 66kV | Meshed | N-1
Metro East | NORTHFIELD - CLEARVIEW SD1549 | Non-IES | MVA | 2027 |  | 66kV | Radial | None
Metro East | NORTHFIELD - DRY CREEK SD1657 | Non-IES | MVA | 2027 |  | 66kV | Meshed | None
Metro East | NORTHFIELD - HARROW SD1535 | Non-IES | MVA | 2027 |  | 66kV | Radial | None
Metro East | NORTHFIELD - HILLCREST SD1534 | Non-IES | MVA | 2027 |  | 66kV | Meshed | None
Metro East | NORTHFIELD - HOLDEN HILL SD1539 | Non-IES | MVA | 2027 |  | 66kV | Meshed | None
Metro East | NORTHFIELD - INGLE FARM #1 SD1548 | Non-IES | MVA | 2027 |  | 66kV | Meshed | None
Metro East | NORTHFIELD - INGLE FARM #2 SD2019 | Non-IES | MVA | 2027 |  | 66kV | Meshed | None
Metro East | NORWOOD - EAST TERRACE SD1545 | Non-IES | MVA | 2027 |  | 66kV | Meshed | N-1
Metro East | NORWOOD - KENT TOWN SD1559 | Non-IES | MVA | 2027 |  | 66kV | Meshed | None
Metro East | NORWOOD - LINDEN PARK SD1544 | Non-IES | MVA | 2027 |  | 66kV | Meshed | None
Metro South | PANORAMA - ASCOT PARK SD1587 | Non-IES | MVA | 2027 |  | 66kV | Meshed | None
Metro South | PANORAMA - BLACKWOOD SD1572 | Non-IES | MVA | 2027 |  | 66kV | Radial | None
Metro South | PANORAMA - CUDMORE PARK SD1573 | Non-IES | MVA | 2027 |  | 66kV | Radial | None
Metro South | PANORAMA - LINDEN PARK TEE SD1662C | Non-IES | MVA | 2027 |  | 66kV | Meshed | None
Metro South | PANORAMA - LOWER MITCHAM SD1562 | Non-IES | MVA | 2027 |  | 66kV | Meshed | None
Metro South | PANORAMA - TONSLEY EAST SD2035 | Non-IES | MVA | 2027 |  | 66kV | Meshed | None
Metro North | PARA - ELIZABETH HEIGHTS SD1504 | Non-IES | MVA | 2027 |  | 66kV | Meshed | None
Metro North | PARA - ELIZABETH SOUTH SD1503 | Non-IES | MVA | 2027 |  | 66kV | Meshed | None
Metro North | PARAFIELD GARDENS - CAVAN SD1687 | Non-IES | MVA | 2027 |  | 66kV | Meshed | None
Metro North | PARAFIELD GARDENS - SALISBURY SD1502 | Non-IES | MVA | 2027 |  | 66kV | Meshed | None
Metro North | PARAFIELD GARDENS WEST - BOLIVAR SD1683 | Non-IES | MVA | 2027 |  | 66kV | Radial | None
Metro North | PARAFIELD GARDENS WEST - PARAFIELD GARDENS SD1682 | Non-IES | MVA | 2027 |  | 66kV | Meshed | N-1
Metro North | PARAFIELD GARDENS WEST - PARALOWIE SD1510 | Non-IES | MVA | 2027 |  | 66kV | Meshed | None
Metro North | PENFIELD - DIREK SD1685 | Non-IES | MVA | 2027 |  | 66kV | Meshed | None
Metro North | PENFIELD - ELIZABETH SOUTH SD1509 | Non-IES | MVA | 2027 |  | 66kV | Meshed | None
Metro South | PLYMPTON - GLENELG NORTH SD1583 | Non-IES | MVA | 2027 |  | 66kV | Meshed | None
Metro West | PORT ADELAIDE - CHELTENHAM SD1646 | Non-IES | MVA | 2027 |  | 66kV | Meshed | None
Metro West | PORT ADELAIDE NORTH - ATHOL PARK TEE SD1677B | Non-IES | MVA | 2027 |  | 66kV | Meshed | None
Metro South | PORT NOARLUNGA - SEAFORD SD1676A | Non-IES | MVA | 2027 |  | 66kV | Meshed | N-1
Metro South | PORT STANVAC - LONSDALE SD1673 | Non-IES | MVA | 2027 |  | 66kV | Meshed | None
Metro South | PORT STANVAC - NOARLUNGA CENTRE SD1667 | Non-IES | MVA | 2027 |  | 66kV | Meshed | None
Metro East | PROSPECT - CROYDON SD2024 | Non-IES | MVA | 2027 |  | 66kV | Meshed | None
Metro West | QUEENSTOWN - GLANVILLE SD1526 | Non-IES | MVA | 2027 |  | 66kV | Meshed | None
Metro South | SEACOMBE - OAKLANDS SD1565 | Non-IES | MVA | 2027 |  | 66kV | Meshed | None
Metro South | SEACOMBE - SHEIDOW PARK SD1672 | Non-IES | MVA | 2027 |  | 66kV | Meshed | None
Metro South | SEAFORD - ALDINGA SD1676B | Non-IES | MVA | 2027 |  | 66kV | Meshed | N-1
Metro South | SHEIDOW PARK - LONSDALE SD2009 | Non-IES | MVA | 2027 |  | 66kV | Meshed | None
Metro North | SMITHFIELD WEST - ANGLE VALE SD1650 | Non-IES | MVA | 2027 |  | 66kV | Meshed | None
Metro West | SMORGON STEEL RECYCLING - PORT ADELAIDE NORTH SD1532B | Non-IES | MVA | 2027 |  | 66kV | Meshed | None
Metro North | ST KILDA - VIRGINIA SD1684 | Non-IES | MVA | 2027 |  | 66kV | Radial | None
Metro East | TEA TREE GULLY - GOLDEN GROVE SD1638 | Non-IES | MVA | 2027 |  | 66kV | Meshed | None
Metro West | THEBARTON - CROYDON SD1522 | Non-IES | MVA | 2027 |  | 66kV | Meshed | None
Metro South | TONSLEY EAST - TONSLEY PARK SD1588 | Non-IES | MVA | 2027 |  | 66kV | Meshed | None
Metro South | TONSLEY PARK - SEACOMBE SD1564 | Non-IES | MVA | 2027 |  | 66kV | Meshed | None
Metro West | TORRENS ISLAND - ATHOL PARK TEE SD1677C | Non-IES | MVA | 2027 |  | 66kV | Meshed | None
Metro West | TORRENS ISLAND - KILBURN SD1656 | Non-IES | MVA | 2027 |  | 66kV | Meshed | None
Metro South | URAIDLA TEE - LINDEN PARK TEE SD1662D | Non-IES | MVA | 2027 |  | 66kV | Meshed | None
Metro North | VIRGINIA - VIRGINIA TEE SD2022A | Non-IES | MVA | 2027 |  | 66kV | Radial | None
Metro North | VIRGINIA TEE - TWO WELLS SD2022B | Non-IES | MVA | 2027 |  | 66kV | Radial | None
Metro East | WHITMORE SQUARE - KENT TOWN TEE SD1663B | Non-IES | MVA | 2027 |  | 66kV | Meshed | None
Metro East | WHITMORE SQUARE - WHITMORE SQUARE TEE SD1669C | Non-IES | MVA | 2027 |  | 66kV | Meshed | None
Metro West | WOODVILLE - FINDON SD1524 | Non-IES | MVA | 2027 |  | 66kV | Meshed | None
Metro West | WOODVILLE - QUEENSTOWN SD1525 | Non-IES | MVA | 2027 |  | 66kV | Meshed | None
Eastern Hills | MOUNT BARKER DISTRIBUTION - MOUNT BARKER SOUTH SD2012 | Non-IES | MVA | 2027 |  | 66kV | Meshed | None
Eastern Hills | MOUNT BARKER DISTRIBUTION - BALHANNAH SD1598 | Non-IES | MVA | 2027 | 0 | 66kV | Radial | None
Eastern Hills | BALHANNAH - URAIDLA SD1599 | Non-IES | MVA | 2027 | 0 | 66kV | Radial | None
Eastern Hills | URAIDLA - MAGILL (METRO SOUTH TIE) SD1662E | Non-IES | MVA | 2027 | 0 | 66kV | Radial | None
Eastern Hills | MOUNT BARKER DISTRIBUTION - HAHNDORF SD1596 | Non-IES | MVA | 2027 | 0 | 66kV | Radial | None
Eastern Hills | MOUNT BARKER SOUTH - MEADOWS SD1597 | Non-IES | MVA | 2027 | 0 | 66kV | Radial | None
Eastern Hills | MOUNT BARKER SOUTH - STRATHALBYN EAST TEE SD1601A | Non-IES | MVA | 2027 | 0.98 | 66kV | Radial | None
Eastern Hills | STRATHALBYN EAST TEE - STRATHALBYN SD1601B | Non-IES | MVA | 2027 | 0.98 | 66kV | Radial | None
Eastern Hills | STRATHALBYN - BELVIDERE SD1602 | Non-IES | MVA | 2027 | 0.98 | 66kV | Radial | None
Eastern Hills | BELVIDERE - MILANG SD1603 | Non-IES | MVA | 2027 | 0 | 66kV | Radial | None
Eastern Hills | BELVIDERE - LANGHORNE CREEK SD1604 | Non-IES | MVA | 2027 | 0.98 | 66kV | Radial | None
Eyre Peninsula | YADNARIE - CLEVE SD1609 | Non-IES | MVA | 2027 | 1.64 | 66kV | Radial | None
Eyre Peninsula | YADNARIE - RUDALL SD1610 | Non-IES | MVA | 2027 | 0 | 66kV | Radial | None
Eyre Peninsula | RUDALL - DARKE PEAK SD1611 | Non-IES | MVA | 2027 | 0 | 66kV | Radial | None
Eyre Peninsula | DARKE PEAK - CARALUE SD1612 | Non-IES | MVA | 2027 | 0 | 66kV | Radial | None
Eyre Peninsula | RUDALL - LOCK SD1613 | Non-IES | MVA | 2027 | 0 | 66kV | Radial | None
Eyre Peninsula | LOCK - POLDA SD1614 | Non-IES | MVA | 2027 | 0 | 66kV | Radial | None
Eyre Peninsula | WUDINNA - POLDA SD1615 | Non-IES | MVA | 2027 | 0 | 66kV | Radial | None
Eyre Peninsula | WUDINNA - MOORKITABIE SD1605 | Non-IES | MVA | 2027 | 0.4 | 66kV | Radial | None
Eyre Peninsula | MOORKITABIE - TARLTON SD1606 | Non-IES | MVA | 2027 | 0.4 | 66kV | Radial | None
Eyre Peninsula | TARLTON - STREAKY BAY SD1607 | Non-IES | MVA | 2027 | 0 | 66kV | Radial | None
Eyre Peninsula | TARLTON - CEDUNA SD1608 | Non-IES | MVA | 2027 | 0.4 | 66kV | Radial | None
Riverland | NORTH WEST BEND - MORGAN TEE SD1616 | Non-IES | MVA | 2027 | 0 | 66kV | Radial | None
Riverland | MORGAN TEE - CORDOLA SD1617 | Non-IES | MVA | 2027 | 0 | 66kV | Radial | None
Riverland | CORDOLA - ROONKA SD1618 | Non-IES | MVA | 2027 | 0 | 66kV | Radial | None
Riverland | ROONKA - PORTEE SD1619 | Non-IES | MVA | 2027 | 0 | 66kV | Radial | None
Riverland | PORTEE - SWAN REACH SD1620 | Non-IES | MVA | 2027 | 0 | 66kV | Radial | None
Riverland | NORTH WEST BEND - CADELL SD1622 | Non-IES | MVA | 2027 | 0 | 66kV | Radial | None
Riverland | CADELL - QUALCO SD1623 | Non-IES | MVA | 2027 | 0 | 66kV | Radial | None
Riverland | QUALCO - RAMCO SD1624 | Non-IES | MVA | 2027 | 0 | 66kV | Radial | None
Riverland | RAMCO - WAIKERIE SD1625 | Non-IES | MVA | 2027 | 0 | 66kV | Radial | None
Riverland | BERRI - GLOSSOP SD1626 | Non-IES | MVA | 2027 | 0 | 66kV | Radial | None
Riverland | GLOSSOP - LOVEDAY SD1627 | Non-IES | MVA | 2027 | 0 | 66kV | Radial | None
Riverland | LOVEDAY - WOOLPUNDA SD1628 | Non-IES | MVA | 2027 | 0 | 66kV | Radial | None
Riverland | WOOLPUNDA - WAIKERIE SD1629 | Non-IES | MVA | 2027 | 0 | 66kV | Radial | None
Riverland | BERRI - LOXTON SD1630 | Non-IES | MVA | 2027 | 0 | 66kV | Radial | None
Riverland | LOXTON - PYAP SD1631 | Non-IES | MVA | 2027 | 0 | 66kV | Radial | None
Riverland | BERRI - RENMARK SD1632 | Non-IES | MVA | 2027 | 0 | 66kV | Radial | None
Riverland | RENMARK - PARINGA SD1633 | Non-IES | MVA | 2027 | 0 | 66kV | Radial | None
Riverland | BERRI - LYRUP SD1634 | Non-IES | MVA | 2027 | 0 | 66kV | Radial | None
Metro South | WILLUNGA - MYPONGA SD1568 | Non-IES | MVA | 2027 | 34.5 | 66kV | Radial | None
Metro South | MYPONGA - YANKALILLA SD1569 | Non-IES | MVA | 2027 | 34.5 | 66kV | Radial | None
Metro South | YANKALILLA - CAPE JERVIS SD1689 | Non-IES | MVA | 2027 | 34.5 | 66kV | Radial | None
Metro South | WILLUNGA - SQUARE WATER HOLE SD1570 | Non-IES | MVA | 2027 | 0 | 66kV | Radial | None
Metro South | SQUARE WATER HOLE - VICTOR HARBOR SD1595 | Non-IES | MVA | 2027 | 0 | 66kV | Radial | None
Metro South | SQUARE WATER HOLE - GOOLWA SD1571 | Non-IES | MVA | 2027 | 0 | 66kV | Radial | None
Eastern Hills | BALHANNAH - WOODSIDE SD41100 | Non-IES | MVA | 2027 | 0 | 33kV | Radial | None
Eastern Hills | BALHANNAH - VERDUN TEE SD41200 | Non-IES | MVA | 2027 | 0 | 33kV | Radial | None
Eastern Hills | VERDUN TEE - ALDGATE TEE SD41200 | Non-IES | MVA | 2027 | 0 | 33kV | Radial | None
Eastern Hills | VERDUN TEE - MYLOR SD41200 | Non-IES | MVA | 2027 | 0 | 33kV | Radial | None
Eastern Hills | BALHANNAH - NAIRNE TEE SD41300 | Non-IES | MVA | 2027 | 0 | 33kV | Radial | None
Eastern Hills | NAIRNE TEE - NAIRNE SD41300 | Non-IES | MVA | 2027 | 0 | 33kV | Radial | None
Eastern Hills | NAIRNE TEE - BRUKUNGA SD41300 | Non-IES | MVA | 2027 | 0 | 33kV | Radial | None
Eastern Hills | URAIDLA - PICCADILLY TEE SD42100 | Non-IES | MVA | 2027 | 0 | 33kV | Radial | None
Eastern Hills | PICCADILLY TEE - PICCADILLY EOL SD42100 | Non-IES | MVA | 2027 | 0 | 33kV | Radial | None
Eastern Hills | PICCADILLY TEE - ALDGATE TEE SD42100 | Non-IES | MVA | 2027 | 0 | 33kV | Radial | None
Eastern Hills | ALDGATE TEE - ALDGATE SD42100 | Non-IES | MVA | 2027 | 0 | 33kV | Radial | None
Eastern Hills | ANGAS CREEK - BIRDWOOD TEE SD38100 | Non-IES | MVA | 2027 | 0 | 33kV | Radial | None
Eastern Hills | BIRDWOOD TEE - GUMERACHA RURAL SD38100 | Non-IES | MVA | 2027 | 0 | 33kV | Radial | None
Eastern Hills | BIRDWOOD TEE - BIRDWOOD SD38100 | Non-IES | MVA | 2027 | 0 | 33kV | Radial | None
Eastern Hills | BIRDWOOD - MOUNT PLEASANT TEE SD38100 | Non-IES | MVA | 2027 | 0 | 33kV | Radial | None
Eastern Hills | MOUNT PLEASANT TEE - PALMER RURAL SD38100 | Non-IES | MVA | 2027 | 0 | 33kV | Radial | None
Eastern Hills | MOUNT PLEASANT TEE - MOUNT PLEASANT SD38100 | Non-IES | MVA | 2027 | 0 | 33kV | Radial | None
Eastern Hills | ANGAS CREEK - ANGAS CREEK TEE SD38200 | Non-IES | MVA | 2027 | 0 | 33kV | Radial | None
Eastern Hills | ANGAS CREEK TEE - LOBETHAL SD38200 | Non-IES | MVA | 2027 | 0 | 33kV | Radial | None
Eastern Hills | LOBETHAL - WOODSIDE SD38200 | Non-IES | MVA | 2027 | 0 | 33kV | Radial | None
Eastern Hills | ANGAS CREEK TEE - GUMERACHA WEIR SD38200 | Non-IES | MVA | 2027 | 0 | 33kV | Radial | None
Eastern Hills | GUMERACHA WEIR - HOUGHTON SD38200 | Non-IES | MVA | 2027 | 0 | 33kV | Radial | None
Eastern Hills | GUMERACHA WEIR - KERSBROOK SD38200 | Non-IES | MVA | 2027 | 0 | 33kV | Radial | None
Eastern Hills | KERSBROOK - WILLIAMSTOWN SOUTH TEE SD38200 | Non-IES | MVA | 2027 | 0 | 33kV | Radial | None
Eastern Hills | GUMERACHA WEIR - GUMERACHA RURAL SD38200 | Non-IES | MVA | 2027 | 0 | 33kV | Radial | None
Eyre Peninsula | WHYALLA CENTRAL - WHYALLA CITY 1 SD56101 | Non-IES | MVA | 2027 | 0 | 33kV | Radial | None
Eyre Peninsula | WHYALLA CENTRAL - WHYALLA CITY 2 SD56102 | Non-IES | MVA | 2027 | 0 | 33kV | Radial | None
Eyre Peninsula | WHYALLA CENTRAL - WHYALLA STUART SD56201 | Non-IES | MVA | 2027 | 0 | 33kV | Radial | None
Eyre Peninsula | WHYALLA CENTRAL - WHYALLA NORTH TEE SD56301 | Non-IES | MVA | 2027 | 0 | 33kV | Radial | None
Eyre Peninsula | WHYALLA NORTH TEE - WHYALLA TERMINAL SD56301 | Non-IES | MVA | 2027 | 0 | 33kV | Radial | None
Eyre Peninsula | WHYALLA NORTH TEE - WHYALLA SOLAR SD56301 | Non-IES | MVA | 2027 | 0 | 33kV | Radial | None
Eyre Peninsula | WHYALLA SOLAR - WHYALLA NORTH SD56301 | Non-IES | MVA | 2027 | 0 | 33kV | Radial | None
Eyre Peninsula | PORT LINCOLN TERMINAL - PORT LINCOLN CITY TEE PL32 | Non-IES | MVA | 2027 | 0 | 33kV | Radial | None
Eyre Peninsula | PORT LINCOLN CITY TEE - PORT LINCOLN CITY PL32 | Non-IES | MVA | 2027 | 0 | 33kV | Radial | None
Eyre Peninsula | PORT LINCOLN CITY TEE - PORT LINCOLN MARINA TEE PL32 | Non-IES | MVA | 2027 | 0 | 33kV | Radial | None
Eyre Peninsula | PORT LINCOLN MARINA TEE - PORT LINCOLN DOCKS PL32 | Non-IES | MVA | 2027 | 0 | 33kV | Radial | None
Eyre Peninsula | PORT LINCOLN MARINA TEE - PORT LINCOLN MARINA PL32 | Non-IES | MVA | 2027 | 0 | 33kV | Radial | None
Eyre Peninsula | PORT LINCOLN TERMINAL - PORT LINCOLN CITY SD61101 | Non-IES | MVA | 2027 | 0 | 33kV | Radial | None
Eyre Peninsula | PORT LINCOLN TERMINAL - POONINDIE TEE PL34 | Non-IES | MVA | 2027 | 0 | 33kV | Radial | None
Eyre Peninsula | POONINDIE TEE - POONINDIE PL34 | Non-IES | MVA | 2027 | 0 | 33kV | Radial | None
Eyre Peninsula | POONINDIE - POINT BOSTON PL34 | Non-IES | MVA | 2027 | 0 | 33kV | Radial | None
Eyre Peninsula | POONINDIE TEE - TOD RIVER PL34 | Non-IES | MVA | 2027 | 0 | 33kV | Radial | None
Eyre Peninsula | TOD RIVER - CUMMINS CM36 | Non-IES | MVA | 2027 | 0 | 33kV | Radial | None
Eyre Peninsula | TOD RIVER - TUMBY BAY CM35 | Non-IES | MVA | 2027 | 0 | 33kV | Radial | None
Eyre Peninsula | PORT LINCOLN TERMINAL - ULEY SOUTH TEE PL33 | Non-IES | MVA | 2027 | 0 | 33kV | Radial | None
Eyre Peninsula | ULEY SOUTH TEE - ULEY SOUTH PL33 | Non-IES | MVA | 2027 | 0 | 33kV | Radial | None
Eyre Peninsula | ULEY SOUTH TEE - ULEY PL33 | Non-IES | MVA | 2027 | 0 | 33kV | Radial | None
Eyre Peninsula | ULEY - COFFIN BAY PL33 | Non-IES | MVA | 2027 | 0 | 33kV | Radial | None
Eyre Peninsula | CLEVE - COWELL SD53100 | Non-IES | MVA | 2027 | 0 | 33kV | Radial | None
Eyre Peninsula | CLEVE - BOOTHBY SD55100 | Non-IES | MVA | 2027 | 1.64 | 33kV | Radial | None
Eyre Peninsula | BOOTHBY - PUMPING STATION ROAD SD55100 | Non-IES | MVA | 2027 | 1.64 | 33kV | Radial | None
Eyre Peninsula | PUMPING STATION ROAD - ARNO BAY SD55100 | Non-IES | MVA | 2027 | 0 | 33kV | Radial | None
Mid North | BRINKWORTH - YACKA TEE SD33100 | Non-IES | MVA | 2027 | 0 | 33kV | Radial | None
Mid North | YACKA TEE - YACKA RURAL SD33100 | Non-IES | MVA | 2027 | 0 | 33kV | Radial | None
Mid North | YACKA TEE - SPALDING TEE SD33100 | Non-IES | MVA | 2027 | 0 | 33kV | Radial | None
Mid North | SPALDING TEE - GEORGETOWN SD33100 | Non-IES | MVA | 2027 | 0 | 33kV | Radial | None
Mid North | GEORGETOWN - GLADSTONE SD33100 | Non-IES | MVA | 2027 | 0 | 33kV | Radial | None
Mid North | SPALDING TEE - SPALDING SD33100 | Non-IES | MVA | 2027 | 0 | 33kV | Radial | None
Mid North | BRINKWORTH - MERRITON SD33300 | Non-IES | MVA | 2027 | 0 | 33kV | Radial | None
Mid North | BRINKWORTH - BRINKWORTH TEE SD33200 | Non-IES | MVA | 2027 | 0 | 33kV | Radial | None
Mid North | BRINKWORTH TEE - YACKA RURAL SD33200 | Non-IES | MVA | 2027 | 0 | 33kV | Radial | None
Mid North | BRINKWORTH TEE - BLYTH TOWNSHIP SD33200 | Non-IES | MVA | 2027 | 0 | 33kV | Radial | None
Mid North | BLYTH TOWNSHIP - CLARE NORTH TEE SD33200 | Non-IES | MVA | 2027 | 0 | 33kV | Radial | None
Mid North | BLYTH TOWNSHIP - BALAKLAVA TOWNSHIP SD33200 | Non-IES | MVA | 2027 | 0 | 33kV | Radial | None
Mid North | WATERLOO DISTRIBUTION - RIVERTON TEE SD36400 | Non-IES | MVA | 2027 | 0 | 33kV | Radial | N
Mid North | RIVERTON TEE - AUBURN TEE SD36400 | Non-IES | MVA | 2027 | 0 | 33kV | Radial | None
Mid North | AUBURN TEE - AUBURN SD36400 | Non-IES | MVA | 2027 | 0 | 33kV | Radial | None
Mid North | RIVERTON TEE - RIVERTON SD36400 | Non-IES | MVA | 2027 | 0 | 33kV | Radial | None
Mid North | WATERLOO DISTRIBUTION - WATERLOO RURAL SD36201 | Non-IES | MVA | 2027 | 0 | 33kV | Radial | None
Mid North | WATERLOO RURAL - ROBERTSTOWN SD36201 | Non-IES | MVA | 2027 | 0 | 33kV | Radial | None
Mid North | WATERLOO DISTRIBUTION - PORTERS LAGOON SD36101 | Non-IES | MVA | 2027 | 0 | 33kV | Radial | None
Mid North | PORTERS LAGOON - HANSON SD36101 | Non-IES | MVA | 2027 | 0 | 33kV | Radial | None
Mid North | WATERLOO DISTRIBUTION - WATERLOO TOWN SD36300 | Non-IES | MVA | 2027 | 0 | 33kV | Radial | None
Mid North | WATERLOO TOWN - EUDUNDA TEE SD36300 | Non-IES | MVA | 2027 | 0 | 33kV | Radial | None
Mid North | EUDUNDA TEE - EUDUNDA SD36300 | Non-IES | MVA | 2027 | 0 | 33kV | Radial | None
Mid North | EUDUNDA TEE - KAPUNDA RURAL SD36300 | Non-IES | MVA | 2027 | 0 | 33kV | Radial | None
Mid North | TEMPLERS - WASLEYS SD37402 | Non-IES | MVA | 2027 | 0 | 33kV | Radial | None
Mid North | WASLEYS - MALLALA SD37402 | Non-IES | MVA | 2027 | 0 | 33kV | Radial | None
Mid North | TEMPLERS - HAMLEY BRIDGE SD37101 | Non-IES | MVA | 2027 | 0 | 33kV | Radial | None
Mid North | HAMLEY BRIDGE - BALAKLAVA RURAL SD37102 | Non-IES | MVA | 2027 | 0 | 33kV | Radial | None
Mid North | TEMPLERS - FREELING NORTH TEE SD37200 | Non-IES | MVA | 2027 | 0 | 33kV | Radial | None
Mid North | FREELING NORTH TEE - KAPUNDA RURAL SD37200 | Non-IES | MVA | 2027 | 0 | 33kV | Radial | N
Mid North | TEMPLERS - DAVEYSTON TOWNSHIP SD37301 | Non-IES | MVA | 2027 | 0 | 33kV | Radial | None
Mid North | TEMPLERS - GAWLER BELT TEE SD37501 | Non-IES | MVA | 2027 | 0 | 33kV | Radial | None
Mid North | GAWLER BELT TEE - EVANSTON SD60101 | Non-IES | MVA | 2027 | 0 | 33kV | Radial | None
Mid North | DORRIEN - NURIOOTPA TEE SD52100 | Non-IES | MVA | 2027 | 0 | 33kV | Radial | N
Mid North | NURIOOTPA TEE - NURIOOTPA SD52100 | Non-IES | MVA | 2027 | 0 | 33kV | Radial | None
Mid North | NURIOOTPA TEE - STOCKWELL SD52100 | Non-IES | MVA | 2027 | 0 | 33kV | Radial | None
Mid North | DORRIEN - ANGASTON NO 1 SD52201 | Non-IES | MVA | 2027 | 0 | 33kV | Meshed | None
Mid North | DORRIEN - ANGASTON NO 2 SD52202 | Non-IES | MVA | 2027 | 0 | 33kV | Meshed | None
Mid North | DORRIEN - BAROSSA SOUTH SD52300 | Non-IES | MVA | 2027 | 0 | 33kV | Radial | None
Mid North | BAROSSA SOUTH TEE - LYNDOCH TEE SD52300 | Non-IES | MVA | 2027 | 0 | 33kV | Radial | None
Mid North | LYNDOCH TEE - LYNDOCH SD52300 | Non-IES | MVA | 2027 | 0 | 33kV | Radial | None
Mid North | LYNDOCH TEE - SANDY CREEK TEE SD52300 | Non-IES | MVA | 2027 | 0 | 33kV | Radial | None
Mid North | SANDY CREEK TEE - SANDY CREEK SD52300 | Non-IES | MVA | 2027 | 0 | 33kV | Radial | None
Mid North | SANDY CREEK TEE - EVANSTON TEE SD52300 | Non-IES | MVA | 2027 | 0 | 33kV | Radial | None
Mid North | LYNDOCH - WILLIAMSTOWN SD52300 | Non-IES | MVA | 2027 | 0 | 33kV | Radial | None
Mid North | WILLIAMSTOWN - WILLIAMSTOWN SOUTH TEE SD52300 | Non-IES | MVA | 2027 | 0 | 33kV | Radial | None
Mid North | WILLIAMSTOWN SOUTH TEE - WILLIAMSTOWN SOUTH SD52300 | Non-IES | MVA | 2027 | 0 | 33kV | Radial | None
Mid North | WILLIAMSTOWN SOUTH TEE - ANGAS CREEK TIE SD52300 | Non-IES | MVA | 2027 | 0 | 33kV | Radial | None
Mid North | CLARE NORTH - CLARE NO 1 SD57101 | Non-IES | MVA | 2027 | 0 | 33kV | Meshed | None
Mid North | CLARE NORTH - CLARE NORTH TEE SD57102 | Non-IES | MVA | 2027 | 0 | 33kV | Meshed | None
Mid North | CLARE NORTH TEE - CLARE NO 2 SD57102 | Non-IES | MVA | 2027 | 0 | 33kV | Meshed | None
Mid North | CLARE - FARRELL FLAT SD57100 | Non-IES | MVA | 2027 | 0 | 33kV | Radial | None
Mid North | FARRELL FLAT - WATERLOO TIE SD57100 | Non-IES | MVA | 2027 | 0 | 33kV | Radial | None
Mid North | FARRELL FLAT - BURRA SD57100 | Non-IES | MVA | 2027 | 0 | 33kV | Radial | None
Murraylands | MANNUM - PALMER TEE SD39200 | Non-IES | MVA | 2027 | 0 | 33kV | Radial | None
Murraylands | PALMER TEE - MANNUM ROAD RANDELL ROAD INT SD39200 | Non-IES | MVA | 2027 | 0 | 33kV | Radial | None
Murraylands | PALMER TEE - CAMBRAI TEE SD39200 | Non-IES | MVA | 2027 | 0 | 33kV | Radial | None
Murraylands | CAMBRAI TEE - CAMBRAI SD39200 | Non-IES | MVA | 2027 | 0 | 33kV | Radial | None
Murraylands | CAMBRAI TEE - PALMER RURAL SD39200 | Non-IES | MVA | 2027 | 0 | 33kV | Radial | None
Murraylands | MANNUM - TEAL FLAT TEE SD39100 | Non-IES | MVA | 2027 | 0 | 33kV | Radial | None
Murraylands | TEAL FLAT TEE - TEAL FLAT SD39100 | Non-IES | MVA | 2027 | 0 | 33kV | Radial | None
Murraylands | TEAL FLAT TEE - SWAN REACH SD39100 | Non-IES | MVA | 2027 | 0 | 33kV | Radial | None
Murraylands | MANNUM - CALOOTE TEE SD39300 | Non-IES | MVA | 2027 | 0 | 33kV | Radial | None
Murraylands | CALOOTE TEE - CALOOTE SD39300 | Non-IES | MVA | 2027 | 0 | 33kV | Radial | None
Murraylands | CALOOTE TEE - MOBILONG TIE SD39300 | Non-IES | MVA | 2027 | 0 | 33kV | Radial | None
Murraylands | MANNUM - MANNUM RURAL SD39300 | Non-IES | MVA | 2027 | 0 | 33kV | Radial | None
Murraylands | MANNUM RURAL - MANNUM TOWN TEE SD39300 | Non-IES | MVA | 2027 | 0 | 33kV | Radial | None
Murraylands | MANNUM TOWN TEE - MANNUM ROAD RANDELL ROAD INT SD39300 | Non-IES | MVA | 2027 | 0 | 33kV | Radial | None
Murraylands | MANNUM TOWN TEE - PELLARING FLAT TEE SD39300 | Non-IES | MVA | 2027 | 0 | 33kV | Radial | None
Murraylands | PELLARING FLAT TEE - MANNUM TOWN SD39300 | Non-IES | MVA | 2027 | 0 | 33kV | Radial | None
Murraylands | MOBILONG DISTRIBUTION - MOBILONG SD43100 | Non-IES | MVA | 2027 | 0 | 33kV | Radial | None
Murraylands | MOBILONG - MOBILONG TEE SD43100 | Non-IES | MVA | 2027 | 0 | 33kV | Radial | None
Murraylands | MOBILONG TEE - MYPOLONGA TIE SD43100 | Non-IES | MVA | 2027 | 0 | 33kV | Radial | None
Murraylands | MOBILONG TEE - MURRAY BRIDGE NORTH TEE SD43100 | Non-IES | MVA | 2027 | 0 | 33kV | Radial | None
Murraylands | MURRAY BRIDGE NORTH TEE - MURRAY BRIDGE NORTH SD43100 | Non-IES | MVA | 2027 | 0 | 33kV | Radial | None
Murraylands | MURRAY BRIDGE NORTH TEE - MURRAY BRIDGE SOUTH TEE SD43100 | Non-IES | MVA | 2027 | 0 | 33kV | Radial | None
Murraylands | MURRAY BRIDGE SOUTH TEE - MURRAY BRIDGE SOUTH SD43100 | Non-IES | MVA | 2027 | 0 | 33kV | Radial | None
Murraylands | MURRAY BRIDGE SOUTH TEE - MURRAY BRIDGE TOWNSHIP SD43100 | Non-IES | MVA | 2027 | 0 | 33kV | Radial | None
Murraylands | MOBILONG DISTRIBUTION - MOBILONG SD43200 | Non-IES | MVA | 2027 | 1.28 | 33kV | Radial | None
Murraylands | MOBILONG - MONARTO TEE SD43200 | Non-IES | MVA | 2027 | 1.28 | 33kV | Radial | None
Murraylands | MONARTO TEE - MURRAY BRIDGE NORTH SD43200 | Non-IES | MVA | 2027 | 1.28 | 33kV | Radial | None
Murraylands | MONARTO TEE - MONARTO SOUTH TEE SD43200 | Non-IES | MVA | 2027 | 0 | 33kV | Radial | None
Murraylands | MONARTO SOUTH TEE - MONARTO SOUTH SD43200 | Non-IES | MVA | 2027 | 0 | 33kV | Radial | None
Murraylands | MONARTO SOUTH TEE - MONARTO CENTRAL SD43200 | Non-IES | MVA | 2027 | 0 | 33kV | Radial | None
Murraylands | MOBILONG DISTRIBUTION - MOBILONG SD43300 | Non-IES | MVA | 2027 | 0 | 33kV | Radial | None
Murraylands | MOBILONG - PALLAMANA TEE SD43300 | Non-IES | MVA | 2027 | 0 | 33kV | Radial | None
Murraylands | PALLAMANA TEE - MYPOLONGA TEE SD43300 | Non-IES | MVA | 2027 | 0 | 33kV | Radial | None
Murraylands | MYPOLONGA TEE - MYPOLONGA SD43300 | Non-IES | MVA | 2027 | 0 | 33kV | Radial | None
Murraylands | MYPOLONGA - MYPOLONGA EOL SD43300 | Non-IES | MVA | 2027 | 0 | 33kV | Radial | None
Murraylands | MYPOLONGA TEE - CALOOTE TEE SD43300 | Non-IES | MVA | 2027 | 0 | 33kV | Radial | None
Murraylands | TAILEM BEND - PUMP STATION TEE SD40101 | Non-IES | MVA | 2027 | 0 | 33kV | Radial | None
Murraylands | PUMP STATION TEE - TAILEM BEND RURAL SD40101 | Non-IES | MVA | 2027 | 0 | 33kV | Radial | None
Murraylands | TAILEM BEND RURAL - TAILEM BEND EOL SD40101 | Non-IES | MVA | 2027 | 0 | 33kV | Radial | None
Murraylands | PUMP STATION TEE - TAILEM BEND TOWN TEE SD40101 | Non-IES | MVA | 2027 | 0 | 33kV | Radial | None
Murraylands | TAILEM BEND TOWN TEE - TAILEM BEND TOWN SD40101 | Non-IES | MVA | 2027 | 0 | 33kV | Radial | None
Murraylands | TAILEM BEND TOWN TEE - JERVOIS SD40101 | Non-IES | MVA | 2027 | 0 | 33kV | Radial | None
Murraylands | JERVOIS - JERVOIS FLAT 1 TEE SD40102 | Non-IES | MVA | 2027 | 0 | 33kV | Radial | None
Murraylands | JERVOIS FLAT 1 TEE - JERVOIS FLAT 2 TEE SD40102 | Non-IES | MVA | 2027 | 0 | 33kV | Radial | None
Murraylands | JERVOIS FLAT 2 TEE - WOODS POINT SD40102 | Non-IES | MVA | 2027 | 0 | 33kV | Radial | None
Murraylands | WOODS POINT - WHITE SANDS TEE SD40103 | Non-IES | MVA | 2027 | 0 | 33kV | Radial | None
Murraylands | WHITE SANDS TEE - WHITE SANDS SD40103 | Non-IES | MVA | 2027 | 0 | 33kV | Radial | None
Murraylands | WHITE SANDS TEE - MURRAY BRIDGE TOWNSHIP SD40103 | Non-IES | MVA | 2027 | 0 | 33kV | Radial | None
Murraylands | TAILEM BEND - SUBSTATION ROAD TEE SD40200 | Non-IES | MVA | 2027 | 0 | 33kV | Radial | None
Murraylands | SUBSTATION ROAD TEE - SUBSTATION ROAD SD40200 | Non-IES | MVA | 2027 | 0 | 33kV | Radial | None
Murraylands | SUBSTATION ROAD TEE - MALLEE HWY SD40200 | Non-IES | MVA | 2027 | 0 | 33kV | Radial | None
Murraylands | MALLEE HWY - MOORLANDS SWER SD40200 | Non-IES | MVA | 2027 | 0 | 33kV | Radial | None
Murraylands | MALLEE HWY - ELWOMPLE SD40200 | Non-IES | MVA | 2027 | 0 | 33kV | Radial | None
Murraylands | MOORLANDS SWER - COOMANDOOK SD40200 | Non-IES | MVA | 2027 | 0 | 33kV | Radial | None
Murraylands | COOMANDOOK - COONALPYN SD40200 | Non-IES | MVA | 2027 | 0 | 33kV | Radial | None
Murraylands | COONALPYN - BINNIES TEE SD40300 | Non-IES | MVA | 2027 | 0 | 33kV | Radial | N
Murraylands | BINNIES TEE - BINNIES SD40300 | Non-IES | MVA | 2027 | 0 | 33kV | Radial | None
Murraylands | BINNIES TEE - MENINGIE SD40300 | Non-IES | MVA | 2027 | 0 | 33kV | Radial | None
Murraylands | MENINGIE - CAMPBELL PARK TEE SD40400 | Non-IES | MVA | 2027 | 0 | 33kV | Radial | None
Murraylands | CAMPBELL PARK TEE - CAMPBELL PARK SD40400 | Non-IES | MVA | 2027 | 0 | 33kV | Radial | None
Murraylands | CAMPBELL PARK TEE - NARRUNG SD40400 | Non-IES | MVA | 2027 | 0 | 33kV | Radial | None
Murraylands | TAILEM BEND - SHERLOCK SD40501 | Non-IES | MVA | 2027 | 1 | 33kV | Radial | None
Murraylands | SHERLOCK - KAROONDA SD40502 | Non-IES | MVA | 2027 | 0 | 33kV | Radial | None
Murraylands | SHERLOCK - GERANIUM SD40600 | Non-IES | MVA | 2027 | 1 | 33kV | Radial | N
Murraylands | GERANIUM - LAMEROO SD40700 | Non-IES | MVA | 2027 | 1 | 33kV | Radial | N
Murraylands | LAMEROO - LAMEROO RURAL SD40800 | Non-IES | MVA | 2027 | 1 | 33kV | Radial | N
Murraylands | LAMEROO RURAL - PARILLA TEE SD40800 | Non-IES | MVA | 2027 | 1 | 33kV | Radial | N
Murraylands | PARILLA TEE - PARILLA SD40800 | Non-IES | MVA | 2027 | 1 | 33kV | Radial | None
Murraylands | PARILLA TEE - PINNAROO SD40800 | Non-IES | MVA | 2027 | 0 | 33kV | Radial | None
Riverland | PARINGA - MURTHO LX21 | Non-IES | MVA | 2027 | 0 | 33kV | Radial | N
Riverland | MURTHO - LINDSAY PT TEE LX21 | Non-IES | MVA | 2027 | 0 | 33kV | Radial | None
Riverland | LINDSAY PT TEE - BORDER CLIFFS LX21 | Non-IES | MVA | 2027 | 0 | 33kV | Radial | None
Riverland | LINDSAY PT TEE - VIC BORDER LX21 | Non-IES | MVA | 2027 | 0 | 33kV | Radial | None
Riverland | SWAN REACH - SWAN REACH FILTRATION TEE SD39400 | Non-IES | MVA | 2027 | 0 | 33kV | Radial | None
Riverland | SWAN REACH FILTRATION TEE - SWAN REACH TOWN SD39400 | Non-IES | MVA | 2027 | 0 | 33kV | Radial | None
South East | KEITH - COONALPYN SD45101 | Non-IES | MVA | 2027 | 0 | 33kV | Radial | None
South East | KEITH - PADTHAWAY SD45300 | Non-IES | MVA | 2027 | 0 | 33kV | Radial | None
South East | KEITH - WIRREGA SD45201 | Non-IES | MVA | 2027 | 5.68 | 33kV | Radial | N
South East | WIRREGA - BORDERTOWN SD45202 | Non-IES | MVA | 2027 | 5.68 | 33kV | Radial | N
South East | SNUGGERY RURAL - MILLICENT SD49100 | Non-IES | MVA | 2027 | 0 | 33kV | Radial | None
South East | MILLICENT - SOUTH END TEE SD49100 | Non-IES | MVA | 2027 | 0 | 33kV | Radial | None
South East | SOUTH END TEE - SOUTH END SD49100 | Non-IES | MVA | 2027 | 0 | 33kV | Radial | None
South East | SOUTH END TEE - HATHERLEIGH TOWNSHIP TEE SD49100 | Non-IES | MVA | 2027 | 0 | 33kV | Radial | None
South East | HATHERLEIGH TOWNSHIP TEE - HATHERLEIGH TOWNSHIP SD49100 | Non-IES | MVA | 2027 | 0 | 33kV | Radial | None
South East | HATHERLEIGH TOWNSHIP TEE - HATHERLEIGH SD49100 | Non-IES | MVA | 2027 | 0 | 33kV | Radial | None
South East | HATHERLEIGH - BEACHPORT TEE SD49200 | Non-IES | MVA | 2027 | 0 | 33kV | Radial | None
South East | BEACHPORT TEE - BEACHPORT SD49200 | Non-IES | MVA | 2027 | 0 | 33kV | Radial | None
South East | BEACHPORT TEE - ROBE SD49200 | Non-IES | MVA | 2027 | 0 | 33kV | Radial | N
South East | SNUGGERY RURAL - MOUNT BURR SD49500 | Non-IES | MVA | 2027 | 0 | 33kV | Radial | None
South East | MOUNT BURR - KALANGADOO TEE SD49500 | Non-IES | MVA | 2027 | 0 | 33kV | Radial | None
South East | KALANGADOO TEE - KALANGADOO SD49500 | Non-IES | MVA | 2027 | 0 | 33kV | Radial | None
South East | KALANGADOO TEE - KALANGADOO RURAL SD49500 | Non-IES | MVA | 2027 | 0 | 33kV | Radial | None
South East | BLANCHE - MOUNT GAMBIER WEST SD48101 | Non-IES | MVA | 2027 | 0 | 33kV | Radial | None
South East | BLUE LAKE TEE - MOUNT GAMBIER SD48104 | Non-IES | MVA | 2027 | 0 | 33kV | Radial | None
South East | BLANCHE - LAKESIDE TEE SD48100 | Non-IES | MVA | 2027 | 0 | 33kV | Radial | None
South East | LAKESIDE TEE - GLENCOE TEE SD48100 | Non-IES | MVA | 2027 | 0 | 33kV | Radial | None
South East | GLENCOE TEE - TANTANOOLA SD48100 | Non-IES | MVA | 2027 | 0 | 33kV | Radial | None
South East | GLENCOE TEE - MOUNT GAMBIER SD48100 | Non-IES | MVA | 2027 | 0 | 33kV | Radial | None
South East | BLANCHE - KONGORONG TEE SD48200 | Non-IES | MVA | 2027 | 0 | 33kV | Radial | None
South East | KONGORONG TEE - KONGORONG SD48200 | Non-IES | MVA | 2027 | 0 | 33kV | Radial | None
South East | KONGORONG TEE - MOUNT SCHANK SD48200 | Non-IES | MVA | 2027 | 0 | 33kV | Radial | None
South East | MOUNT SCHANK - ALLENDALE EAST SD48200 | Non-IES | MVA | 2027 | 0 | 33kV | Radial | None
South East | MOUNT GAMBIER - TARPEENA SOUTH TEE SD47101 | Non-IES | MVA | 2027 | 0 | 33kV | Radial | None
South East | TARPEENA SOUTH TEE - MOUNT GAMBIER SD47101 | Non-IES | MVA | 2027 | 0 | 33kV | Radial | None
South East | TARPEENA SOUTH TEE - TARPEENA SOUTH SD47101 | Non-IES | MVA | 2027 | 0 | 33kV | Radial | None
South East | KINCRAIG - LUCINDALE SD46201 | Non-IES | MVA | 2027 | 0 | 33kV | Radial | None
South East | LUCINDALE - KINGSTON SE SD46201 | Non-IES | MVA | 2027 | 0 | 33kV | Radial | None
South East | KINCRAIG - NARACOORTE SD46300 | Non-IES | MVA | 2027 | 0.531 | 33kV | Radial | None
South East | NARACOORTE - NARACOORTE EAST TEE SD46100 | Non-IES | MVA | 2027 | 0.531 | 33kV | Radial | None
South East | NARACOORTE EAST TEE - NARACOORTE EAST SD46100 | Non-IES | MVA | 2027 | 0.531 | 33kV | Radial | None
South East | NARACOORTE EAST TEE - PADTHAWAY SD46100 | Non-IES | MVA | 2027 | 0 | 33kV | Radial | None
South East | KINCRAIG - STRUAN RURAL SD46400 | Non-IES | MVA | 2027 | 0 | 33kV | Radial | None
South East | STRUAN RURAL - GLENROY RURAL SD46400 | Non-IES | MVA | 2027 | 0 | 33kV | Radial | None
South East | PENOLA WEST - PENOLA TEE SD58200 | Non-IES | MVA | 2027 | 0 | 33kV | Radial | None
South East | PENOLA TEE - GLENROY RURAL SD58200 | Non-IES | MVA | 2027 | 0 | 33kV | Radial | N
South East | PENOLA WEST - PENOLA TEE SD58101 | Non-IES | MVA | 2027 | 0 | 33kV | Radial | None
South East | PENOLA TEE - SAFRIES TEE SD58101 | Non-IES | MVA | 2027 | 0 | 33kV | Radial | None
South East | SAFRIES TEE - KALANGADOO NANGWARRY TEE SD58101 | Non-IES | MVA | 2027 | 0 | 33kV | Radial | None
South East | KALANGADOO NANGWARRY TEE - NANGWARRY TEE SD58101 | Non-IES | MVA | 2027 | 0 | 33kV | Radial | None
South East | NANGWARRY TEE - NANGWARRY SD58101 | Non-IES | MVA | 2027 | 0 | 33kV | Radial | None
South East | KALANGADOO NANGWARRY TEE - KALANGADOO RURAL SD58101 | Non-IES | MVA | 2027 | 0 | 33kV | Radial | None
South East | NANGWARRY TEE - MOUNT GAMBIER SD58101 | Non-IES | MVA | 2027 | 0 | 33kV | Radial | None
Metro South | WILLUNGA - MCLAREN VALE SD44400 | Non-IES | MVA | 2027 | 0 | 33kV | Radial | None
Metro South | YANKALILLA - HAY FLAT SD44200 | Non-IES | MVA | 2027 | 0 | 33kV | Radial | None
Metro South | HAY FLAT - RAPID BAY TEE SD44200 | Non-IES | MVA | 2027 | 0 | 33kV | Radial | None
Metro South | RAPID BAY TEE - RAPID BAY SD44200 | Non-IES | MVA | 2027 | 0 | 33kV | Radial | None
Metro South | RAPID BAY TEE - CAPE JERVIS SD44200 | Non-IES | MVA | 2027 | 0 | 33kV | Radial | None
Metro South | CAPE JERVIS - CUTTLEFISH BAY SD44301 | Non-IES | MVA | 2027 | 0 | 33kV | Radial | None
Metro South | FISHERY BEACH BACKUP - CUTTLEFISH BAY BACKUP SD44301 | Non-IES | MVA | 2027 | 0 | 33kV | Radial | None
Metro South | CUTTLEFISH BAY - PENNESHAW SD44301 | Non-IES | MVA | 2027 | 0 | 33kV | Radial | None
Metro South | PENNESHAW - AMERICAN RIVER SD44300 | Non-IES | MVA | 2027 | 0 | 33kV | Radial | None
Metro South | AMERICAN RIVER - KINGSCOTE TEE SD44300 | Non-IES | MVA | 2027 | 0 | 33kV | Radial | N
Metro South | KINGSCOTE TEE - MACGILLIVRAY SD44300 | Non-IES | MVA | 2027 | 0 | 33kV | Radial | None
Metro South | KINGSCOTE TEE - KINGSCOTE SD44300 | Non-IES | MVA | 2027 | 0 | 33kV | Radial | None
Upper North | DAVENPORT WEST - PORT AUGUSTA NO1 SD54101 | Non-IES | MVA | 2027 | 0 | 33kV | Meshed | None
Upper North | DAVENPORT WEST - PORT AUGUSTA TEE SD54102 | Non-IES | MVA | 2027 | 0 | 33kV | Meshed | None
Upper North | PORT AUGUSTA NO2 - PORT AUGUSTA TEE SD54102 | Non-IES | MVA | 2027 | 0 | 33kV | Meshed | None
Upper North | PORT AUGUSTA TEE - PORT AUGUSTA WEST TEE SD54102 | Non-IES | MVA | 2027 | 0 | 33kV | Radial | None
Upper North | PORT AUGUSTA WEST TEE - PORT AUGUSTA WEST SD54102 | Non-IES | MVA | 2027 | 0 | 33kV | Radial | None
Upper North | PORT AUGUSTA WEST TEE - PANDURRA TEE SD54102 | Non-IES | MVA | 2027 | 0 | 33kV | Radial | None
Upper North | PANDURRA TEE - BOOKALOO SD54102 | Non-IES | MVA | 2027 | 0 | 33kV | Radial | None
Upper North | PANDURRA TEE - PANDURRA SD54102 | Non-IES | MVA | 2027 | 0 | 33kV | Radial | None
Upper North | DAVENPORT WEST - AUGUSTA HWY SD54300 | Non-IES | MVA | 2027 | 0 | 33kV | Radial | None
Upper North | AUGUSTA HWY - STIRLING NORTH SD54300 | Non-IES | MVA | 2027 | 0 | 33kV | Radial | None
Upper North | STIRLING NORTH - QUORN SD54300 | Non-IES | MVA | 2027 | 0 | 33kV | Radial | None
Upper North | DAVENPORT WEST - PT PATERSON SD54400 | Non-IES | MVA | 2027 | 0 | 33kV | Radial | None
Upper North | BAROOTA - BAROOTA TOWN TEE SD31100 | Non-IES | MVA | 2027 | 0 | 33kV | Radial | None
Upper North | BAROOTA TOWN TEE - BAROOTA TOWN SD31100 | Non-IES | MVA | 2027 | 0 | 33kV | Radial | None
Upper North | BAROOTA TOWN TEE - BAROOTA TEE SD31100 | Non-IES | MVA | 2027 | 0 | 33kV | Radial | None
Upper North | BAROOTA TEE - NAPPERBY BUNGAMA SD31100 | Non-IES | MVA | 2027 | 0 | 33kV | Radial | None
Upper North | BAROOTA TEE - MURRAYTOWN SD31100 | Non-IES | MVA | 2027 | 0 | 33kV | Radial | None
Upper North | MURRAYTOWN - WIRRABARA FOREST TEE SD31200 | Non-IES | MVA | 2027 | 0 | 33kV | Radial | None
Upper North | WIRRABARA FOREST TEE - WIRRABARA FOREST SD31200 | Non-IES | MVA | 2027 | 0 | 33kV | Radial | None
Upper North | WIRRABARA FOREST TEE - GLADSTONE SD31200 | Non-IES | MVA | 2027 | 0 | 33kV | Radial | None
Upper North | MURRAYTOWN - ORROROO SD31300 | Non-IES | MVA | 2027 | 0 | 33kV | Radial | None
Upper North | MURRAYTOWN - WILMINGTON SD31400 | Non-IES | MVA | 2027 | 0 | 33kV | Radial | None
Upper North | BUNGAMA - PORT PIRIE SOUTH SD32101 | Non-IES | MVA | 2027 | 0 | 33kV | Meshed | None
Upper North | PORT PIRIE SOUTH - PORT PIRIE SD32102 | Non-IES | MVA | 2027 | 0 | 33kV | Meshed | None
Upper North | BUNGAMA - PORT PIRIE SD32103 | Non-IES | MVA | 2027 | 0 | 33kV | Meshed | None
Upper North | BUNGAMA - HUGHES GAP SD32301 | Non-IES | MVA | 2027 | 0 | 33kV | Radial | Reverse N
Upper North | HUGHES GAP - CRYSTAL BROOK TEE SD32302 | Non-IES | MVA | 2027 | 0 | 33kV | Radial | None
Upper North | CRYSTAL BROOK TEE - GLADSTONE SD32302 | Non-IES | MVA | 2027 | 0 | 33kV | Radial | None
Upper North | GLADSTONE - CALTOWIE TEE SD32200 | Non-IES | MVA | 2027 | 0 | 33kV | Radial | None
Upper North | CALTOWIE TEE - CALTOWIE SD32200 | Non-IES | MVA | 2027 | 0 | 33kV | Radial | None
Upper North | CALTOWIE TEE - PETERBOROUGH TEE SD32200 | Non-IES | MVA | 2027 | 0 | 33kV | Radial | None
Upper North | PETERBOROUGH TEE - JAMESTOWN SD32200 | Non-IES | MVA | 2027 | 0 | 33kV | Radial | None
Upper North | JAMESTOWN - TEROWIE TOWNSHIP SD32200 | Non-IES | MVA | 2027 | 0 | 33kV | Radial | None
Upper North | PETERBOROUGH TEE - PETERBOROUGH SD32200 | Non-IES | MVA | 2027 | 0 | 33kV | Radial | None
Upper North | BUNGAMA - PORT BROUGHTON TEE SD32400 | Non-IES | MVA | 2027 | 0 | 33kV | Radial | Reverse N
Upper North | PORT BROUGHTON TEE - PORT BROUGHTON SD32400 | Non-IES | MVA | 2027 | 0 | 33kV | Radial | None
Upper North | PORT BROUGHTON TEE - BRINKWORTH TIE SD32400 | Non-IES | MVA | 2027 | 0 | 33kV | Radial | None
Upper North | PORT BROUGHTON TEE - CRYSTAL BROOK TEE SD32400 | Non-IES | MVA | 2027 | 0 | 33kV | Radial | None
Upper North | NEUROODLA - HAWKER SD59100 | Non-IES | MVA | 2027 | 0 | 33kV | Radial | None
Yorke Peninsula | HUMMOCKS DISTRIBUTION - NINNES TEE SD34400 | Non-IES | MVA | 2027 | 0 | 33kV | Radial | None
Yorke Peninsula | NINNES TEE - LOCHIEL SD34400 | Non-IES | MVA | 2027 | 0 | 33kV | Radial | None
Yorke Peninsula | NINNES TEE - KAINTON TEE SD34400 | Non-IES | MVA | 2027 | 0 | 33kV | Radial | None
Yorke Peninsula | KAINTON TEE - KAINTON SD34400 | Non-IES | MVA | 2027 | 0 | 33kV | Radial | None
Yorke Peninsula | KAINTON TEE - PASKEVILLE SD34400 | Non-IES | MVA | 2027 | 0 | 33kV | Radial | None
Yorke Peninsula | PASKEVILLE - KADINA EAST SD34405 | Non-IES | MVA | 2027 | 0 | 33kV | Radial | None
Yorke Peninsula | HUMMOCKS DISTRIBUTION - PORT CLINTON SD34300 | Non-IES | MVA | 2027 | 0 | 33kV | Radial | None
Yorke Peninsula | PORT CLINTON - ARDROSSAN SD34300 | Non-IES | MVA | 2027 | 0 | 33kV | Radial | None
Yorke Peninsula | HUMMOCKS DISTRIBUTION - FEDERATION CORNER SD34201 | Non-IES | MVA | 2027 | 0 | 33kV | Radial | None
Yorke Peninsula | FEDERATION CORNER - SWAMP ROAD SD34201 | Non-IES | MVA | 2027 | 0 | 33kV | Radial | None
Yorke Peninsula | FEDERATION CORNER - PT WAKEFIELD TEE SD34201 | Non-IES | MVA | 2027 | 0 | 33kV | Radial | None
Yorke Peninsula | PT WAKEFIELD TEE - SWAMP ROAD SD34201 | Non-IES | MVA | 2027 | 0 | 33kV | Radial | None
Yorke Peninsula | SWAMP ROAD - PT WAKEFIELD FAR NORTH EAST SD34201 | Non-IES | MVA | 2027 | 0 | 33kV | Radial | None
Yorke Peninsula | PT WAKEFIELD TEE - PT WAKEFIELD RURAL SD34201 | Non-IES | MVA | 2027 | 0 | 33kV | Radial | None
Yorke Peninsula | PT WAKEFIELD RURAL - PT WAKEFIELD TOWN TEE SD34201 | Non-IES | MVA | 2027 | 0 | 33kV | Radial | None
Yorke Peninsula | PT WAKEFIELD TOWN TEE - PT WAKEFIELD TOWN SD34201 | Non-IES | MVA | 2027 | 0 | 33kV | Radial | None
Yorke Peninsula | PT WAKEFIELD TOWN TEE - PROOF RANGE SD34201 | Non-IES | MVA | 2027 | 0 | 33kV | Radial | None
Yorke Peninsula | HUMMOCKS DISTRIBUTION - BOWMANS TEE SD34102 | Non-IES | MVA | 2027 | 0 | 33kV | Radial | None
Yorke Peninsula | BOWMANS TEE - PT WAKEFIELD RURAL SD34102 | Non-IES | MVA | 2027 | 0 | 33kV | Radial | None
Yorke Peninsula | BOWMANS TEE - SAINTS SD34102 | Non-IES | MVA | 2027 | 0 | 33kV | Radial | None
Yorke Peninsula | SAINTS - BALAKLAVA SD34102 | Non-IES | MVA | 2027 | 0 | 33kV | Radial | None
Yorke Peninsula | BALAKLAVA - BALAKLAVA RURAL SD34102 | Non-IES | MVA | 2027 | 0 | 33kV | Radial | None
Yorke Peninsula | BALAKLAVA - BALAKLAVA TOWNSHIP SD34102 | Non-IES | MVA | 2027 | 0 | 33kV | Radial | None
Yorke Peninsula | KADINA EAST DISTRIBUTION - KADINA SD51102 | Non-IES | MVA | 2027 | 0 | 33kV | Radial | None
Yorke Peninsula | KADINA EAST DISTRIBUTION - MOONTA TEE SD51200 | Non-IES | MVA | 2027 | 0 | 33kV | Radial | None
Yorke Peninsula | MOONTA TEE - KADINA SD51200 | Non-IES | MVA | 2027 | 0 | 33kV | Radial | None
Yorke Peninsula | MOONTA TEE - MOONTA SD51200 | Non-IES | MVA | 2027 | 0 | 33kV | Radial | N
Yorke Peninsula | KADINA EAST DISTRIBUTION - WALLAROO TEE SD51300 | Non-IES | MVA | 2027 | 0 | 33kV | Radial | None
Yorke Peninsula | WALLAROO TEE - KADINA SD51300 | Non-IES | MVA | 2027 | 0 | 33kV | Radial | None
Yorke Peninsula | WALLAROO TEE - WALLAROO SD51300 | Non-IES | MVA | 2027 | 0 | 33kV | Radial | None
Yorke Peninsula | ARDROSSAN WEST DISTRIBUTION - MAITLAND SD35100 | Non-IES | MVA | 2027 | 0 | 33kV | Radial | None
Yorke Peninsula | ARDROSSAN WEST DISTRIBUTION - ARDROSSAN SD35201 | Non-IES | MVA | 2027 | 0 | 33kV | Radial | None
Yorke Peninsula | ARDROSSAN WEST DISTRIBUTION - ARDROSSAN BHP SD35200 | Non-IES | MVA | 2027 | 0 | 33kV | Radial | None
Yorke Peninsula | ARDROSSAN - ARDROSSAN BHP SD35200 | Non-IES | MVA | 2027 | 0 | 33kV | Radial | None
Yorke Peninsula | ARDROSSAN BHP - PORT VINCENT SD35200 | Non-IES | MVA | 2027 | 0 | 33kV | Radial | None
Yorke Peninsula | PORT VINCENT - MINLATON TEE SD35300 | Non-IES | MVA | 2027 | 0 | 33kV | Radial | None
Yorke Peninsula | MINLATON TEE - CURRAMULKA TEE SD35300 | Non-IES | MVA | 2027 | 0 | 33kV | Radial | None
Yorke Peninsula | CURRAMULKA TEE - CURRAMULKA SD35300 | Non-IES | MVA | 2027 | 0 | 33kV | Radial | None
Yorke Peninsula | CURRAMULKA TEE - MINLATON SD35300 | Non-IES | MVA | 2027 | 0 | 33kV | Radial | None
Yorke Peninsula | MINLATON TEE - PT VINCENT RURAL SD35300 | Non-IES | MVA | 2027 | 0 | 33kV | Radial | None
Yorke Peninsula | DALRYMPLE - STANSBURY TEE SD35400 | Non-IES | MVA | 2027 | 0 | 33kV | Radial | None
Yorke Peninsula | STANSBURY TEE - PORT GILES TEE SD35400 | Non-IES | MVA | 2027 | 0 | 33kV | Radial | None
Yorke Peninsula | PORT GILES TEE - PORT GILES SD35400 | Non-IES | MVA | 2027 | 0 | 33kV | Radial | None
Yorke Peninsula | STANSBURY TEE - STANSBURY SD35400 | Non-IES | MVA | 2027 | 0 | 33kV | Radial | None
Yorke Peninsula | STANSBURY - PT VINCENT RURAL SD35403 | Non-IES | MVA | 2027 | 0 | 33kV | Radial | None
Yorke Peninsula | DALRYMPLE - WOOL BAY RURAL SD35500 | Non-IES | MVA | 2027 | 0 | 33kV | Radial | None
Yorke Peninsula | WOOL BAY RURAL - WOOL BAY SD35500 | Non-IES | MVA | 2027 | 0 | 33kV | Radial | None
Yorke Peninsula | WOOL BAY RURAL - PORT GILES TEE SD35500 | Non-IES | MVA | 2027 | 0 | 33kV | Radial | None
Yorke Peninsula | WOOL BAY - EDITHBURGH TEE SD35500 | Non-IES | MVA | 2027 | 0 | 33kV | Radial | None
Yorke Peninsula | EDITHBURGH TEE - YORKETOWN SD35500 | Non-IES | MVA | 2027 | 0 | 33kV | Radial | None
Yorke Peninsula | YORKETOWN - MARION BAY SD35500 | Non-IES | MVA | 2027 | 0 | 33kV | Radial | None
Yorke Peninsula | EDITHBURGH TEE - EDITHBURGH SD35500 | Non-IES | MVA | 2027 | 0 | 33kV | Radial | None
Metro West | ADELAIDE BRIGHTON CEMENT - PORT ADELAIDE SD1529 | Non-IES | MVA | 2028 |  | 66kV | Meshed | None
Metro South | ALDINGA - WILLUNGA SD1674 | Non-IES | MVA | 2028 |  | 66kV | Meshed | None
Metro North | ANGLE VALE - ANGLE VALE TEE SD1506A | Non-IES | MVA | 2028 |  | 66kV | Meshed | None
Metro North | ANGLE VALE TEE - EVANSTON SD1506B | Non-IES | MVA | 2028 |  | 66kV | Meshed | None
Metro North | ANGLE VALE TEE - VIRGINIA TEE SD2033 | Non-IES | MVA | 2028 |  | 66kV | Radial | None
Metro West | ATHOL PARK - ATHOL PARK TEE SD1677A | Non-IES | MVA | 2028 |  | 66kV | Radial | None
Metro West | BLACKPOOL - FULHAM GARDENS SD1639 | Non-IES | MVA | 2028 |  | 66kV | Meshed | None
Metro North | BOLIVAR - ST KILDA SD2034 | Non-IES | MVA | 2028 |  | 66kV | Radial | None
Metro East | CAMPBELLTOWN - MAGILL SD1661 | Non-IES | MVA | 2028 |  | 66kV | Meshed | None
Metro West | CHELTENHAM - CROYDON PARK TEE SD1655A | Non-IES | MVA | 2028 |  | 66kV | Meshed | None
Metro South | CITY WEST - KESWICK SD2013 | Non-IES | MVA | 2028 |  | 66kV | Meshed | None
Metro East | CITY WEST - WHITMORE SQUARE SD2016 | Non-IES | MVA | 2028 |  | 66kV | Meshed | None
Metro East | COROMANDEL PLACE - WHITMORE SQUARE SD1681 | Non-IES | MVA | 2028 |  | 66kV | Meshed | None
Metro East | CROYDON - HINDLEY STREET TEE SD1659B | Non-IES | MVA | 2028 |  | 66kV | Meshed | None
Metro West | CROYDON - KILKENNY SD1523 | Non-IES | MVA | 2028 |  | 66kV | Meshed | None
Metro West | CROYDON PARK - CROYDON PARK TEE SD1655B | Non-IES | MVA | 2028 |  | 66kV | Meshed | None
Metro West | CROYDON PARK TEE - CROYDON SD1655C | Non-IES | MVA | 2028 |  | 66kV | Meshed | None
Metro North | DIREK - PARALOWIE SD2004 | Non-IES | MVA | 2028 |  | 66kV | Meshed | None
Metro East | DRY CREEK - KILBURN SOUTH TEE SD1658A | Non-IES | MVA | 2028 |  | 66kV | Meshed | None
Metro East | EAST TERRACE - COROMANDEL PLACE SD1680 | Non-IES | MVA | 2028 |  | 66kV | Meshed | None
Metro East | EAST TERRACE - NORTH ADELAIDE SD1560 | Non-IES | MVA | 2028 |  | 66kV | Meshed | None
Metro North | EDINBURGH - SALISBURY SD1688 | Non-IES | MVA | 2028 |  | 66kV | Meshed | None
Metro North | ELIZABETH DOWNS - PENFIELD SD1508 | Non-IES | MVA | 2028 |  | 66kV | Meshed | None
Metro North | ELIZABETH DOWNS - SMITHFIELD WEST SD1686 | Non-IES | MVA | 2028 |  | 66kV | Meshed | N-1
Metro North | ELIZABETH HEIGHTS - ELIZABETH DOWNS SD1501 | Non-IES | MVA | 2028 |  | 66kV | Meshed | None
Metro North | ELIZABETH SOUTH - EDINBURGH SD1511 | Non-IES | MVA | 2028 |  | 66kV | Meshed | None
Metro West | FINDON - FINDON TEE SD1520A | Non-IES | MVA | 2028 |  | 66kV | Meshed | None
Metro West | FINDON TEE - FLINDERS PARK SD1520B | Non-IES | MVA | 2028 |  | 66kV | Meshed | None
Metro West | FLINDERS PARK - NEW RICHMOND SD1521 | Non-IES | MVA | 2028 |  | 66kV | Meshed | None
Metro West | FULHAM GARDENS - FINDON TEE SD1520C | Non-IES | MVA | 2028 |  | 66kV | Meshed | None
Metro West | FULHAM GARDENS - HENLEY SOUTH #1 SD1519 | Non-IES | MVA | 2028 |  | 66kV | Meshed | None
Metro West | FULHAM GARDENS - HENLEY SOUTH #2 SD1691 | Non-IES | MVA | 2028 |  | 66kV | Meshed | None
Metro South | GLENELG NORTH TEE - GLENELG NORTH SD1584A | Non-IES | MVA | 2028 |  | 66kV | Meshed | None
Metro South | GLENELG NORTH TEE - PLYMPTON SD1584B | Non-IES | MVA | 2028 |  | 66kV | Meshed | None
Metro East | GOLDEN GROVE - INGLE FARM SD1647 | Non-IES | MVA | 2028 |  | 66kV | Meshed | None
Metro South | HACKHAM - PORT NOARLUNGA SD1694A | Non-IES | MVA | 2028 |  | 66kV | Meshed | None
Metro South | HAPPY VALLEY - HV/SAW TEE SD1591A | Non-IES | MVA | 2028 |  | 66kV | Meshed | None
Metro South | HAPPY VALLEY - PANORAMA #1 SD1665 | Non-IES | MVA | 2028 |  | 66kV | Meshed | None
Metro South | HAPPY VALLEY - PANORAMA #2 SD1666 | Non-IES | MVA | 2028 |  | 66kV | Meshed | None
Metro South | HAPPY VALLEY - SEACOMBE #1 SD1566 | Non-IES | MVA | 2028 |  | 66kV | Meshed | None
Metro South | HAPPY VALLEY - SEACOMBE #2 SD1590 | Non-IES | MVA | 2028 |  | 66kV | Meshed | None
Metro East | HILLCREST - HOLDEN HILL SD1692 | Non-IES | MVA | 2028 |  | 66kV | Meshed | None
Metro East | HINDLEY STREET - WHITMORE SQUARE SD1664 | Non-IES | MVA | 2028 |  | 66kV | Meshed | None
Metro East | HINDLEY STREET TEE - HINDLEY STREET SD1659C | Non-IES | MVA | 2028 |  | 66kV | Meshed | None
Metro East | HOLDEN HILL - CAMPBELLTOWN SD1660 | Non-IES | MVA | 2028 |  | 66kV | Meshed | None
Metro East | HOLDEN HILL - HOPE VALLEY SD1554A | Non-IES | MVA | 2028 |  | 66kV | Meshed | None
Metro East | HOPE VALLEY - TEA TREE GULLY SD1554B | Non-IES | MVA | 2028 |  | 66kV | Meshed | None
Metro South | HV/SAW TEE - MORPHETT VALE EAST SD1591C | Non-IES | MVA | 2028 |  | 66kV | Meshed | None
Metro East | KENT TOWN - KENT TOWN TEE SD1690 | Non-IES | MVA | 2028 |  | 66kV | Meshed | None
Metro South | KESWICK - CLARENCE GARDENS SD1671 | Non-IES | MVA | 2028 |  | 66kV | Radial | None
Metro South | KESWICK - NEW RICHMOND TEE SD1670A | Non-IES | MVA | 2028 |  | 66kV | Meshed | N-1
Metro South | KESWICK - WHITMORE SQUARE TEE SD1669A | Non-IES | MVA | 2028 |  | 66kV | Meshed | None
Metro West | KILBURN - CAVAN SD2014 | Non-IES | MVA | 2028 |  | 66kV | Meshed | None
Metro West | KILBURN - CROYDON PARK SD1531 | Non-IES | MVA | 2028 |  | 66kV | Meshed | None
Metro East | KILBURN SOUTH TEE - KILBURN SOUTH SD1658B | Non-IES | MVA | 2028 |  | 66kV | Radial | None
Metro East | KILBURN SOUTH TEE - PROSPECT SD1658C | Non-IES | MVA | 2028 |  | 66kV | Meshed | None
Metro West | KILKENNY - WOODVILLE SD1675 | Non-IES | MVA | 2028 |  | 66kV | Meshed | None
Metro South | KINGSWOOD - NORTH UNLEY SD1574 | Non-IES | MVA | 2028 |  | 66kV | Meshed | None
Metro West | LARGS NORTH - ADELAIDE BRIGHTON CEMENT SD1654 | Non-IES | MVA | 2028 |  | 66kV | Meshed | None
Metro West | LEFEVRE - BLACKPOOL SD1693 | Non-IES | MVA | 2028 |  | 66kV | Meshed | None
Metro South | LINDEN PARK - LINDEN PARK TEE SD1662A | Non-IES | MVA | 2028 |  | 66kV | Meshed | None
Metro South | LOWER MITCHAM - KINGSWOOD SD1563 | Non-IES | MVA | 2028 |  | 66kV | Meshed | None
Metro East | MAGILL - BURNSIDE SD1556 | Non-IES | MVA | 2028 |  | 66kV | Radial | None
Metro East | MAGILL - KENT TOWN TEE SD1663A | Non-IES | MVA | 2028 |  | 66kV | Meshed | None
Metro East | MAGILL - NORWOOD SD1543 | Non-IES | MVA | 2028 |  | 66kV | Meshed | None
Metro South | MAGILL - URAIDLA TEE SD1662B | Non-IES | MVA | 2028 |  | 66kV | Meshed | None
Metro East | MAGILL - WOODFORDE 2 SD1678 | Non-IES | MVA | 2028 |  | 66kV | Radial | None
Metro East | MAGILL - WOODFORDE 3 SD1679 | Non-IES | MVA | 2028 |  | 66kV | Radial | None
Metro South | MCLAREN FLAT - WILLUNGA SD1594A | Non-IES | MVA | 2028 |  | 66kV | Meshed | N-1
Metro South | MORPHETT VALE EAST - CLARENDON SD1592 | Non-IES | MVA | 2028 |  | 66kV | Radial | None
Metro South | MORPHETT VALE EAST - HACKHAM SD1694B | Non-IES | MVA | 2028 |  | 66kV | Meshed | None
Metro South | MORPHETT VALE EAST - MCLAREN FLAT SD1594B | Non-IES | MVA | 2028 |  | 66kV | Meshed | N-1
Metro South | MORPHETT VALE EAST - PORT STANVAC #1 SD1593 | Non-IES | MVA | 2028 |  | 66kV | Meshed | None
Metro South | MORPHETT VALE EAST - PORT STANVAC #2 SD2010 | Non-IES | MVA | 2028 |  | 66kV | Meshed | None
Metro South | MORPHETTVILLE - ASCOT PARK SD1586 | Non-IES | MVA | 2028 |  | 66kV | Meshed | None
Metro South | MORPHETTVILLE - GLENELG NORTH TEE SD1584C | Non-IES | MVA | 2028 |  | 66kV | Meshed | None
Metro South | MORPHETTVILLE - OAKLANDS SD1585 | Non-IES | MVA | 2028 |  | 66kV | Meshed | None
Metro North | MUNNO PARA - ELIZABETH DOWNS SD2023 | Non-IES | MVA | 2028 |  | 66kV | Meshed | None
Metro North | MUNNO PARA - EVANSTON SD1652 | Non-IES | MVA | 2028 |  | 66kV | Meshed | N-1
Metro West | NEW OSBORNE - BLACKPOOL SD1518 | Non-IES | MVA | 2028 |  | 66kV | Meshed | None
Metro West | NEW OSBORNE - GLANVILLE SD1527 | Non-IES | MVA | 2028 |  | 66kV | Meshed | N-1
Metro West | NEW OSBORNE - LARGS NORTH SD1653 | Non-IES | MVA | 2028 |  | 66kV | Meshed | None
Metro West | NEW OSBORNE - SMORGON STEEL RECYCLING SD1532A | Non-IES | MVA | 2028 |  | 66kV | Meshed | None
Metro West | NEW RICHMOND - THEBARTON SD1516 | Non-IES | MVA | 2028 |  | 66kV | Meshed | None
Metro South | NEW RICHMOND TEE - NEW RICHMOND SD1670B | Non-IES | MVA | 2028 |  | 66kV | Meshed | None
Metro South | NEW RICHMOND TEE - PLYMPTON SD1670C | Non-IES | MVA | 2028 |  | 66kV | Meshed | None
Metro South | NOARLUNGA CENTRE - PORT NOARLUNGA SD1668 | Non-IES | MVA | 2028 |  | 66kV | Meshed | None
Metro East | NORTH ADELAIDE - HINDLEY STREET TEE SD1659A | Non-IES | MVA | 2028 |  | 66kV | Meshed | None
Metro South | NORTH UNLEY - WHITMORE SQUARE TEE SD1669B | Non-IES | MVA | 2028 |  | 66kV | Meshed | N-1
Metro East | NORTHFIELD - CLEARVIEW SD1549 | Non-IES | MVA | 2028 |  | 66kV | Radial | None
Metro East | NORTHFIELD - DRY CREEK SD1657 | Non-IES | MVA | 2028 |  | 66kV | Meshed | None
Metro East | NORTHFIELD - HARROW SD1535 | Non-IES | MVA | 2028 |  | 66kV | Radial | None
Metro East | NORTHFIELD - HILLCREST SD1534 | Non-IES | MVA | 2028 |  | 66kV | Meshed | None
Metro East | NORTHFIELD - HOLDEN HILL SD1539 | Non-IES | MVA | 2028 |  | 66kV | Meshed | None
Metro East | NORTHFIELD - INGLE FARM #1 SD1548 | Non-IES | MVA | 2028 |  | 66kV | Meshed | None
Metro East | NORTHFIELD - INGLE FARM #2 SD2019 | Non-IES | MVA | 2028 |  | 66kV | Meshed | None
Metro East | NORWOOD - EAST TERRACE SD1545 | Non-IES | MVA | 2028 |  | 66kV | Meshed | N-1
Metro East | NORWOOD - KENT TOWN SD1559 | Non-IES | MVA | 2028 |  | 66kV | Meshed | None
Metro East | NORWOOD - LINDEN PARK SD1544 | Non-IES | MVA | 2028 |  | 66kV | Meshed | None
Metro South | PANORAMA - ASCOT PARK SD1587 | Non-IES | MVA | 2028 |  | 66kV | Meshed | None
Metro South | PANORAMA - BLACKWOOD SD1572 | Non-IES | MVA | 2028 |  | 66kV | Radial | None
Metro South | PANORAMA - CUDMORE PARK SD1573 | Non-IES | MVA | 2028 |  | 66kV | Radial | None
Metro South | PANORAMA - LINDEN PARK TEE SD1662C | Non-IES | MVA | 2028 |  | 66kV | Meshed | None
Metro South | PANORAMA - LOWER MITCHAM SD1562 | Non-IES | MVA | 2028 |  | 66kV | Meshed | None
Metro South | PANORAMA - TONSLEY EAST SD2035 | Non-IES | MVA | 2028 |  | 66kV | Meshed | None
Metro North | PARA - ELIZABETH HEIGHTS SD1504 | Non-IES | MVA | 2028 |  | 66kV | Meshed | None
Metro North | PARA - ELIZABETH SOUTH SD1503 | Non-IES | MVA | 2028 |  | 66kV | Meshed | None
Metro North | PARAFIELD GARDENS - CAVAN SD1687 | Non-IES | MVA | 2028 |  | 66kV | Meshed | None
Metro North | PARAFIELD GARDENS - SALISBURY SD1502 | Non-IES | MVA | 2028 |  | 66kV | Meshed | None
Metro North | PARAFIELD GARDENS WEST - BOLIVAR SD1683 | Non-IES | MVA | 2028 |  | 66kV | Radial | None
Metro North | PARAFIELD GARDENS WEST - PARAFIELD GARDENS SD1682 | Non-IES | MVA | 2028 |  | 66kV | Meshed | N-1
Metro North | PARAFIELD GARDENS WEST - PARALOWIE SD1510 | Non-IES | MVA | 2028 |  | 66kV | Meshed | None
Metro North | PENFIELD - DIREK SD1685 | Non-IES | MVA | 2028 |  | 66kV | Meshed | None
Metro North | PENFIELD - ELIZABETH SOUTH SD1509 | Non-IES | MVA | 2028 |  | 66kV | Meshed | None
Metro South | PLYMPTON - GLENELG NORTH SD1583 | Non-IES | MVA | 2028 |  | 66kV | Meshed | None
Metro West | PORT ADELAIDE - CHELTENHAM SD1646 | Non-IES | MVA | 2028 |  | 66kV | Meshed | None
Metro West | PORT ADELAIDE NORTH - ATHOL PARK TEE SD1677B | Non-IES | MVA | 2028 |  | 66kV | Meshed | None
Metro South | PORT NOARLUNGA - SEAFORD SD1676A | Non-IES | MVA | 2028 |  | 66kV | Meshed | N-1
Metro South | PORT STANVAC - LONSDALE SD1673 | Non-IES | MVA | 2028 |  | 66kV | Meshed | None
Metro South | PORT STANVAC - NOARLUNGA CENTRE SD1667 | Non-IES | MVA | 2028 |  | 66kV | Meshed | None
Metro East | PROSPECT - CROYDON SD2024 | Non-IES | MVA | 2028 |  | 66kV | Meshed | None
Metro West | QUEENSTOWN - GLANVILLE SD1526 | Non-IES | MVA | 2028 |  | 66kV | Meshed | None
Metro South | SEACOMBE - OAKLANDS SD1565 | Non-IES | MVA | 2028 |  | 66kV | Meshed | None
Metro South | SEACOMBE - SHEIDOW PARK SD1672 | Non-IES | MVA | 2028 |  | 66kV | Meshed | None
Metro South | SEAFORD - ALDINGA SD1676B | Non-IES | MVA | 2028 |  | 66kV | Meshed | N-1
Metro South | SHEIDOW PARK - LONSDALE SD2009 | Non-IES | MVA | 2028 |  | 66kV | Meshed | None
Metro North | SMITHFIELD WEST - ANGLE VALE SD1650 | Non-IES | MVA | 2028 |  | 66kV | Meshed | None
Metro West | SMORGON STEEL RECYCLING - PORT ADELAIDE NORTH SD1532B | Non-IES | MVA | 2028 |  | 66kV | Meshed | None
Metro North | ST KILDA - VIRGINIA SD1684 | Non-IES | MVA | 2028 |  | 66kV | Radial | None
Metro East | TEA TREE GULLY - GOLDEN GROVE SD1638 | Non-IES | MVA | 2028 |  | 66kV | Meshed | None
Metro West | THEBARTON - CROYDON SD1522 | Non-IES | MVA | 2028 |  | 66kV | Meshed | None
Metro South | TONSLEY EAST - TONSLEY PARK SD1588 | Non-IES | MVA | 2028 |  | 66kV | Meshed | None
Metro South | TONSLEY PARK - SEACOMBE SD1564 | Non-IES | MVA | 2028 |  | 66kV | Meshed | None
Metro West | TORRENS ISLAND - ATHOL PARK TEE SD1677C | Non-IES | MVA | 2028 |  | 66kV | Meshed | None
Metro West | TORRENS ISLAND - KILBURN SD1656 | Non-IES | MVA | 2028 |  | 66kV | Meshed | None
Metro South | URAIDLA TEE - LINDEN PARK TEE SD1662D | Non-IES | MVA | 2028 |  | 66kV | Meshed | None
Metro North | VIRGINIA - VIRGINIA TEE SD2022A | Non-IES | MVA | 2028 |  | 66kV | Radial | None
Metro North | VIRGINIA TEE - TWO WELLS SD2022B | Non-IES | MVA | 2028 |  | 66kV | Radial | None
Metro East | WHITMORE SQUARE - KENT TOWN TEE SD1663B | Non-IES | MVA | 2028 |  | 66kV | Meshed | None
Metro East | WHITMORE SQUARE - WHITMORE SQUARE TEE SD1669C | Non-IES | MVA | 2028 |  | 66kV | Meshed | None
Metro West | WOODVILLE - FINDON SD1524 | Non-IES | MVA | 2028 |  | 66kV | Meshed | None
Metro West | WOODVILLE - QUEENSTOWN SD1525 | Non-IES | MVA | 2028 |  | 66kV | Meshed | None
Eastern Hills | MOUNT BARKER DISTRIBUTION - MOUNT BARKER SOUTH SD2012 | Non-IES | MVA | 2028 |  | 66kV | Meshed | None
Eastern Hills | MOUNT BARKER DISTRIBUTION - BALHANNAH SD1598 | Non-IES | MVA | 2028 | 0 | 66kV | Radial | None
Eastern Hills | BALHANNAH - URAIDLA SD1599 | Non-IES | MVA | 2028 | 0 | 66kV | Radial | None
Eastern Hills | URAIDLA - MAGILL (METRO SOUTH TIE) SD1662E | Non-IES | MVA | 2028 | 0 | 66kV | Radial | None
Eastern Hills | MOUNT BARKER DISTRIBUTION - HAHNDORF SD1596 | Non-IES | MVA | 2028 | 0 | 66kV | Radial | None
Eastern Hills | MOUNT BARKER SOUTH - MEADOWS SD1597 | Non-IES | MVA | 2028 | 0 | 66kV | Radial | None
Eastern Hills | MOUNT BARKER SOUTH - STRATHALBYN EAST TEE SD1601A | Non-IES | MVA | 2028 | 0.98 | 66kV | Radial | None
Eastern Hills | STRATHALBYN EAST TEE - STRATHALBYN SD1601B | Non-IES | MVA | 2028 | 0.98 | 66kV | Radial | None
Eastern Hills | STRATHALBYN - BELVIDERE SD1602 | Non-IES | MVA | 2028 | 0.98 | 66kV | Radial | None
Eastern Hills | BELVIDERE - MILANG SD1603 | Non-IES | MVA | 2028 | 0 | 66kV | Radial | None
Eastern Hills | BELVIDERE - LANGHORNE CREEK SD1604 | Non-IES | MVA | 2028 | 0.98 | 66kV | Radial | None
Eyre Peninsula | YADNARIE - CLEVE SD1609 | Non-IES | MVA | 2028 | 1.64 | 66kV | Radial | None
Eyre Peninsula | YADNARIE - RUDALL SD1610 | Non-IES | MVA | 2028 | 0 | 66kV | Radial | None
Eyre Peninsula | RUDALL - DARKE PEAK SD1611 | Non-IES | MVA | 2028 | 0 | 66kV | Radial | None
Eyre Peninsula | DARKE PEAK - CARALUE SD1612 | Non-IES | MVA | 2028 | 0 | 66kV | Radial | None
Eyre Peninsula | RUDALL - LOCK SD1613 | Non-IES | MVA | 2028 | 0 | 66kV | Radial | None
Eyre Peninsula | LOCK - POLDA SD1614 | Non-IES | MVA | 2028 | 0 | 66kV | Radial | None
Eyre Peninsula | WUDINNA - POLDA SD1615 | Non-IES | MVA | 2028 | 0 | 66kV | Radial | None
Eyre Peninsula | WUDINNA - MOORKITABIE SD1605 | Non-IES | MVA | 2028 | 0.4 | 66kV | Radial | None
Eyre Peninsula | MOORKITABIE - TARLTON SD1606 | Non-IES | MVA | 2028 | 0.4 | 66kV | Radial | None
Eyre Peninsula | TARLTON - STREAKY BAY SD1607 | Non-IES | MVA | 2028 | 0 | 66kV | Radial | None
Eyre Peninsula | TARLTON - CEDUNA SD1608 | Non-IES | MVA | 2028 | 0.4 | 66kV | Radial | None
Riverland | NORTH WEST BEND - MORGAN TEE SD1616 | Non-IES | MVA | 2028 | 0 | 66kV | Radial | None
Riverland | MORGAN TEE - CORDOLA SD1617 | Non-IES | MVA | 2028 | 0 | 66kV | Radial | None
Riverland | CORDOLA - ROONKA SD1618 | Non-IES | MVA | 2028 | 0 | 66kV | Radial | None
Riverland | ROONKA - PORTEE SD1619 | Non-IES | MVA | 2028 | 0 | 66kV | Radial | None
Riverland | PORTEE - SWAN REACH SD1620 | Non-IES | MVA | 2028 | 0 | 66kV | Radial | None
Riverland | NORTH WEST BEND - CADELL SD1622 | Non-IES | MVA | 2028 | 0 | 66kV | Radial | None
Riverland | CADELL - QUALCO SD1623 | Non-IES | MVA | 2028 | 0 | 66kV | Radial | None
Riverland | QUALCO - RAMCO SD1624 | Non-IES | MVA | 2028 | 0 | 66kV | Radial | None
Riverland | RAMCO - WAIKERIE SD1625 | Non-IES | MVA | 2028 | 0 | 66kV | Radial | None
Riverland | BERRI - GLOSSOP SD1626 | Non-IES | MVA | 2028 | 0 | 66kV | Radial | None
Riverland | GLOSSOP - LOVEDAY SD1627 | Non-IES | MVA | 2028 | 0 | 66kV | Radial | None
Riverland | LOVEDAY - WOOLPUNDA SD1628 | Non-IES | MVA | 2028 | 0 | 66kV | Radial | None
Riverland | WOOLPUNDA - WAIKERIE SD1629 | Non-IES | MVA | 2028 | 0 | 66kV | Radial | None
Riverland | BERRI - LOXTON SD1630 | Non-IES | MVA | 2028 | 0 | 66kV | Radial | None
Riverland | LOXTON - PYAP SD1631 | Non-IES | MVA | 2028 | 0 | 66kV | Radial | None
Riverland | BERRI - RENMARK SD1632 | Non-IES | MVA | 2028 | 0 | 66kV | Radial | None
Riverland | RENMARK - PARINGA SD1633 | Non-IES | MVA | 2028 | 0 | 66kV | Radial | None
Riverland | BERRI - LYRUP SD1634 | Non-IES | MVA | 2028 | 0 | 66kV | Radial | None
Metro South | WILLUNGA - MYPONGA SD1568 | Non-IES | MVA | 2028 | 34.5 | 66kV | Radial | None
Metro South | MYPONGA - YANKALILLA SD1569 | Non-IES | MVA | 2028 | 34.5 | 66kV | Radial | None
Metro South | YANKALILLA - CAPE JERVIS SD1689 | Non-IES | MVA | 2028 | 34.5 | 66kV | Radial | None
Metro South | WILLUNGA - SQUARE WATER HOLE SD1570 | Non-IES | MVA | 2028 | 0 | 66kV | Radial | None
Metro South | SQUARE WATER HOLE - VICTOR HARBOR SD1595 | Non-IES | MVA | 2028 | 0 | 66kV | Radial | None
Metro South | SQUARE WATER HOLE - GOOLWA SD1571 | Non-IES | MVA | 2028 | 0 | 66kV | Radial | None
Eastern Hills | BALHANNAH - WOODSIDE SD41100 | Non-IES | MVA | 2028 | 0 | 33kV | Radial | None
Eastern Hills | BALHANNAH - VERDUN TEE SD41200 | Non-IES | MVA | 2028 | 0 | 33kV | Radial | None
Eastern Hills | VERDUN TEE - ALDGATE TEE SD41200 | Non-IES | MVA | 2028 | 0 | 33kV | Radial | None
Eastern Hills | VERDUN TEE - MYLOR SD41200 | Non-IES | MVA | 2028 | 0 | 33kV | Radial | None
Eastern Hills | BALHANNAH - NAIRNE TEE SD41300 | Non-IES | MVA | 2028 | 0 | 33kV | Radial | None
Eastern Hills | NAIRNE TEE - NAIRNE SD41300 | Non-IES | MVA | 2028 | 0 | 33kV | Radial | None
Eastern Hills | NAIRNE TEE - BRUKUNGA SD41300 | Non-IES | MVA | 2028 | 0 | 33kV | Radial | None
Eastern Hills | URAIDLA - PICCADILLY TEE SD42100 | Non-IES | MVA | 2028 | 0 | 33kV | Radial | None
Eastern Hills | PICCADILLY TEE - PICCADILLY EOL SD42100 | Non-IES | MVA | 2028 | 0 | 33kV | Radial | None
Eastern Hills | PICCADILLY TEE - ALDGATE TEE SD42100 | Non-IES | MVA | 2028 | 0 | 33kV | Radial | None
Eastern Hills | ALDGATE TEE - ALDGATE SD42100 | Non-IES | MVA | 2028 | 0 | 33kV | Radial | None
Eastern Hills | ANGAS CREEK - BIRDWOOD TEE SD38100 | Non-IES | MVA | 2028 | 0 | 33kV | Radial | None
Eastern Hills | BIRDWOOD TEE - GUMERACHA RURAL SD38100 | Non-IES | MVA | 2028 | 0 | 33kV | Radial | None
Eastern Hills | BIRDWOOD TEE - BIRDWOOD SD38100 | Non-IES | MVA | 2028 | 0 | 33kV | Radial | None
Eastern Hills | BIRDWOOD - MOUNT PLEASANT TEE SD38100 | Non-IES | MVA | 2028 | 0 | 33kV | Radial | None
Eastern Hills | MOUNT PLEASANT TEE - PALMER RURAL SD38100 | Non-IES | MVA | 2028 | 0 | 33kV | Radial | None
Eastern Hills | MOUNT PLEASANT TEE - MOUNT PLEASANT SD38100 | Non-IES | MVA | 2028 | 0 | 33kV | Radial | None
Eastern Hills | ANGAS CREEK - ANGAS CREEK TEE SD38200 | Non-IES | MVA | 2028 | 0 | 33kV | Radial | None
Eastern Hills | ANGAS CREEK TEE - LOBETHAL SD38200 | Non-IES | MVA | 2028 | 0 | 33kV | Radial | None
Eastern Hills | LOBETHAL - WOODSIDE SD38200 | Non-IES | MVA | 2028 | 0 | 33kV | Radial | None
Eastern Hills | ANGAS CREEK TEE - GUMERACHA WEIR SD38200 | Non-IES | MVA | 2028 | 0 | 33kV | Radial | None
Eastern Hills | GUMERACHA WEIR - HOUGHTON SD38200 | Non-IES | MVA | 2028 | 0 | 33kV | Radial | None
Eastern Hills | GUMERACHA WEIR - KERSBROOK SD38200 | Non-IES | MVA | 2028 | 0 | 33kV | Radial | None
Eastern Hills | KERSBROOK - WILLIAMSTOWN SOUTH TEE SD38200 | Non-IES | MVA | 2028 | 0 | 33kV | Radial | None
Eastern Hills | GUMERACHA WEIR - GUMERACHA RURAL SD38200 | Non-IES | MVA | 2028 | 0 | 33kV | Radial | None
Eyre Peninsula | WHYALLA CENTRAL - WHYALLA CITY 1 SD56101 | Non-IES | MVA | 2028 | 0 | 33kV | Radial | None
Eyre Peninsula | WHYALLA CENTRAL - WHYALLA CITY 2 SD56102 | Non-IES | MVA | 2028 | 0 | 33kV | Radial | None
Eyre Peninsula | WHYALLA CENTRAL - WHYALLA STUART SD56201 | Non-IES | MVA | 2028 | 0 | 33kV | Radial | None
Eyre Peninsula | WHYALLA CENTRAL - WHYALLA NORTH TEE SD56301 | Non-IES | MVA | 2028 | 0 | 33kV | Radial | None
Eyre Peninsula | WHYALLA NORTH TEE - WHYALLA TERMINAL SD56301 | Non-IES | MVA | 2028 | 0 | 33kV | Radial | None
Eyre Peninsula | WHYALLA NORTH TEE - WHYALLA SOLAR SD56301 | Non-IES | MVA | 2028 | 0 | 33kV | Radial | None
Eyre Peninsula | WHYALLA SOLAR - WHYALLA NORTH SD56301 | Non-IES | MVA | 2028 | 0 | 33kV | Radial | None
Eyre Peninsula | PORT LINCOLN TERMINAL - PORT LINCOLN CITY TEE PL32 | Non-IES | MVA | 2028 | 0 | 33kV | Radial | None
Eyre Peninsula | PORT LINCOLN CITY TEE - PORT LINCOLN CITY PL32 | Non-IES | MVA | 2028 | 0 | 33kV | Radial | None
Eyre Peninsula | PORT LINCOLN CITY TEE - PORT LINCOLN MARINA TEE PL32 | Non-IES | MVA | 2028 | 0 | 33kV | Radial | None
Eyre Peninsula | PORT LINCOLN MARINA TEE - PORT LINCOLN DOCKS PL32 | Non-IES | MVA | 2028 | 0 | 33kV | Radial | None
Eyre Peninsula | PORT LINCOLN MARINA TEE - PORT LINCOLN MARINA PL32 | Non-IES | MVA | 2028 | 0 | 33kV | Radial | None
Eyre Peninsula | PORT LINCOLN TERMINAL - PORT LINCOLN CITY SD61101 | Non-IES | MVA | 2028 | 0 | 33kV | Radial | None
Eyre Peninsula | PORT LINCOLN TERMINAL - POONINDIE TEE PL34 | Non-IES | MVA | 2028 | 0 | 33kV | Radial | None
Eyre Peninsula | POONINDIE TEE - POONINDIE PL34 | Non-IES | MVA | 2028 | 0 | 33kV | Radial | None
Eyre Peninsula | POONINDIE - POINT BOSTON PL34 | Non-IES | MVA | 2028 | 0 | 33kV | Radial | None
Eyre Peninsula | POONINDIE TEE - TOD RIVER PL34 | Non-IES | MVA | 2028 | 0 | 33kV | Radial | None
Eyre Peninsula | TOD RIVER - CUMMINS CM36 | Non-IES | MVA | 2028 | 0 | 33kV | Radial | None
Eyre Peninsula | TOD RIVER - TUMBY BAY CM35 | Non-IES | MVA | 2028 | 0 | 33kV | Radial | None
Eyre Peninsula | PORT LINCOLN TERMINAL - ULEY SOUTH TEE PL33 | Non-IES | MVA | 2028 | 0 | 33kV | Radial | None
Eyre Peninsula | ULEY SOUTH TEE - ULEY SOUTH PL33 | Non-IES | MVA | 2028 | 0 | 33kV | Radial | None
Eyre Peninsula | ULEY SOUTH TEE - ULEY PL33 | Non-IES | MVA | 2028 | 0 | 33kV | Radial | None
Eyre Peninsula | ULEY - COFFIN BAY PL33 | Non-IES | MVA | 2028 | 0 | 33kV | Radial | None
Eyre Peninsula | CLEVE - COWELL SD53100 | Non-IES | MVA | 2028 | 0 | 33kV | Radial | None
Eyre Peninsula | CLEVE - BOOTHBY SD55100 | Non-IES | MVA | 2028 | 1.64 | 33kV | Radial | None
Eyre Peninsula | BOOTHBY - PUMPING STATION ROAD SD55100 | Non-IES | MVA | 2028 | 1.64 | 33kV | Radial | None
Eyre Peninsula | PUMPING STATION ROAD - ARNO BAY SD55100 | Non-IES | MVA | 2028 | 0 | 33kV | Radial | None
Mid North | BRINKWORTH - YACKA TEE SD33100 | Non-IES | MVA | 2028 | 0 | 33kV | Radial | None
Mid North | YACKA TEE - YACKA RURAL SD33100 | Non-IES | MVA | 2028 | 0 | 33kV | Radial | None
Mid North | YACKA TEE - SPALDING TEE SD33100 | Non-IES | MVA | 2028 | 0 | 33kV | Radial | None
Mid North | SPALDING TEE - GEORGETOWN SD33100 | Non-IES | MVA | 2028 | 0 | 33kV | Radial | None
Mid North | GEORGETOWN - GLADSTONE SD33100 | Non-IES | MVA | 2028 | 0 | 33kV | Radial | None
Mid North | SPALDING TEE - SPALDING SD33100 | Non-IES | MVA | 2028 | 0 | 33kV | Radial | None
Mid North | BRINKWORTH - MERRITON SD33300 | Non-IES | MVA | 2028 | 0 | 33kV | Radial | None
Mid North | BRINKWORTH - BRINKWORTH TEE SD33200 | Non-IES | MVA | 2028 | 0 | 33kV | Radial | None
Mid North | BRINKWORTH TEE - YACKA RURAL SD33200 | Non-IES | MVA | 2028 | 0 | 33kV | Radial | None
Mid North | BRINKWORTH TEE - BLYTH TOWNSHIP SD33200 | Non-IES | MVA | 2028 | 0 | 33kV | Radial | None
Mid North | BLYTH TOWNSHIP - CLARE NORTH TEE SD33200 | Non-IES | MVA | 2028 | 0 | 33kV | Radial | None
Mid North | BLYTH TOWNSHIP - BALAKLAVA TOWNSHIP SD33200 | Non-IES | MVA | 2028 | 0 | 33kV | Radial | None
Mid North | WATERLOO DISTRIBUTION - RIVERTON TEE SD36400 | Non-IES | MVA | 2028 | 0 | 33kV | Radial | N
Mid North | RIVERTON TEE - AUBURN TEE SD36400 | Non-IES | MVA | 2028 | 0 | 33kV | Radial | None
Mid North | AUBURN TEE - AUBURN SD36400 | Non-IES | MVA | 2028 | 0 | 33kV | Radial | None
Mid North | RIVERTON TEE - RIVERTON SD36400 | Non-IES | MVA | 2028 | 0 | 33kV | Radial | None
Mid North | WATERLOO DISTRIBUTION - WATERLOO RURAL SD36201 | Non-IES | MVA | 2028 | 0 | 33kV | Radial | None
Mid North | WATERLOO RURAL - ROBERTSTOWN SD36201 | Non-IES | MVA | 2028 | 0 | 33kV | Radial | None
Mid North | WATERLOO DISTRIBUTION - PORTERS LAGOON SD36101 | Non-IES | MVA | 2028 | 0 | 33kV | Radial | None
Mid North | PORTERS LAGOON - HANSON SD36101 | Non-IES | MVA | 2028 | 0 | 33kV | Radial | None
Mid North | WATERLOO DISTRIBUTION - WATERLOO TOWN SD36300 | Non-IES | MVA | 2028 | 0 | 33kV | Radial | None
Mid North | WATERLOO TOWN - EUDUNDA TEE SD36300 | Non-IES | MVA | 2028 | 0 | 33kV | Radial | None
Mid North | EUDUNDA TEE - EUDUNDA SD36300 | Non-IES | MVA | 2028 | 0 | 33kV | Radial | None
Mid North | EUDUNDA TEE - KAPUNDA RURAL SD36300 | Non-IES | MVA | 2028 | 0 | 33kV | Radial | None
Mid North | TEMPLERS - WASLEYS SD37402 | Non-IES | MVA | 2028 | 0 | 33kV | Radial | None
Mid North | WASLEYS - MALLALA SD37402 | Non-IES | MVA | 2028 | 0 | 33kV | Radial | None
Mid North | TEMPLERS - HAMLEY BRIDGE SD37101 | Non-IES | MVA | 2028 | 0 | 33kV | Radial | None
Mid North | HAMLEY BRIDGE - BALAKLAVA RURAL SD37102 | Non-IES | MVA | 2028 | 0 | 33kV | Radial | None
Mid North | TEMPLERS - FREELING NORTH TEE SD37200 | Non-IES | MVA | 2028 | 0 | 33kV | Radial | None
Mid North | FREELING NORTH TEE - KAPUNDA RURAL SD37200 | Non-IES | MVA | 2028 | 0 | 33kV | Radial | N
Mid North | TEMPLERS - DAVEYSTON TOWNSHIP SD37301 | Non-IES | MVA | 2028 | 0 | 33kV | Radial | None
Mid North | TEMPLERS - GAWLER BELT TEE SD37501 | Non-IES | MVA | 2028 | 0 | 33kV | Radial | None
Mid North | GAWLER BELT TEE - EVANSTON SD60101 | Non-IES | MVA | 2028 | 0 | 33kV | Radial | None
Mid North | DORRIEN - NURIOOTPA TEE SD52100 | Non-IES | MVA | 2028 | 0 | 33kV | Radial | N
Mid North | NURIOOTPA TEE - NURIOOTPA SD52100 | Non-IES | MVA | 2028 | 0 | 33kV | Radial | None
Mid North | NURIOOTPA TEE - STOCKWELL SD52100 | Non-IES | MVA | 2028 | 0 | 33kV | Radial | None
Mid North | DORRIEN - ANGASTON NO 1 SD52201 | Non-IES | MVA | 2028 | 0 | 33kV | Meshed | None
Mid North | DORRIEN - ANGASTON NO 2 SD52202 | Non-IES | MVA | 2028 | 0 | 33kV | Meshed | None
Mid North | DORRIEN - BAROSSA SOUTH SD52300 | Non-IES | MVA | 2028 | 0 | 33kV | Radial | None
Mid North | BAROSSA SOUTH TEE - LYNDOCH TEE SD52300 | Non-IES | MVA | 2028 | 0 | 33kV | Radial | None
Mid North | LYNDOCH TEE - LYNDOCH SD52300 | Non-IES | MVA | 2028 | 0 | 33kV | Radial | None
Mid North | LYNDOCH TEE - SANDY CREEK TEE SD52300 | Non-IES | MVA | 2028 | 0 | 33kV | Radial | None
Mid North | SANDY CREEK TEE - SANDY CREEK SD52300 | Non-IES | MVA | 2028 | 0 | 33kV | Radial | None
Mid North | SANDY CREEK TEE - EVANSTON TEE SD52300 | Non-IES | MVA | 2028 | 0 | 33kV | Radial | None
Mid North | LYNDOCH - WILLIAMSTOWN SD52300 | Non-IES | MVA | 2028 | 0 | 33kV | Radial | None
Mid North | WILLIAMSTOWN - WILLIAMSTOWN SOUTH TEE SD52300 | Non-IES | MVA | 2028 | 0 | 33kV | Radial | None
Mid North | WILLIAMSTOWN SOUTH TEE - WILLIAMSTOWN SOUTH SD52300 | Non-IES | MVA | 2028 | 0 | 33kV | Radial | None
Mid North | WILLIAMSTOWN SOUTH TEE - ANGAS CREEK TIE SD52300 | Non-IES | MVA | 2028 | 0 | 33kV | Radial | None
Mid North | CLARE NORTH - CLARE NO 1 SD57101 | Non-IES | MVA | 2028 | 0 | 33kV | Meshed | None
Mid North | CLARE NORTH - CLARE NORTH TEE SD57102 | Non-IES | MVA | 2028 | 0 | 33kV | Meshed | None
Mid North | CLARE NORTH TEE - CLARE NO 2 SD57102 | Non-IES | MVA | 2028 | 0 | 33kV | Meshed | None
Mid North | CLARE - FARRELL FLAT SD57100 | Non-IES | MVA | 2028 | 0 | 33kV | Radial | None
Mid North | FARRELL FLAT - WATERLOO TIE SD57100 | Non-IES | MVA | 2028 | 0 | 33kV | Radial | None
Mid North | FARRELL FLAT - BURRA SD57100 | Non-IES | MVA | 2028 | 0 | 33kV | Radial | None
Murraylands | MANNUM - PALMER TEE SD39200 | Non-IES | MVA | 2028 | 0 | 33kV | Radial | None
Murraylands | PALMER TEE - MANNUM ROAD RANDELL ROAD INT SD39200 | Non-IES | MVA | 2028 | 0 | 33kV | Radial | None
Murraylands | PALMER TEE - CAMBRAI TEE SD39200 | Non-IES | MVA | 2028 | 0 | 33kV | Radial | None
Murraylands | CAMBRAI TEE - CAMBRAI SD39200 | Non-IES | MVA | 2028 | 0 | 33kV | Radial | None
Murraylands | CAMBRAI TEE - PALMER RURAL SD39200 | Non-IES | MVA | 2028 | 0 | 33kV | Radial | None
Murraylands | MANNUM - TEAL FLAT TEE SD39100 | Non-IES | MVA | 2028 | 0 | 33kV | Radial | None
Murraylands | TEAL FLAT TEE - TEAL FLAT SD39100 | Non-IES | MVA | 2028 | 0 | 33kV | Radial | None
Murraylands | TEAL FLAT TEE - SWAN REACH SD39100 | Non-IES | MVA | 2028 | 0 | 33kV | Radial | None
Murraylands | MANNUM - CALOOTE TEE SD39300 | Non-IES | MVA | 2028 | 0 | 33kV | Radial | None
Murraylands | CALOOTE TEE - CALOOTE SD39300 | Non-IES | MVA | 2028 | 0 | 33kV | Radial | None
Murraylands | CALOOTE TEE - MOBILONG TIE SD39300 | Non-IES | MVA | 2028 | 0 | 33kV | Radial | None
Murraylands | MANNUM - MANNUM RURAL SD39300 | Non-IES | MVA | 2028 | 0 | 33kV | Radial | None
Murraylands | MANNUM RURAL - MANNUM TOWN TEE SD39300 | Non-IES | MVA | 2028 | 0 | 33kV | Radial | None
Murraylands | MANNUM TOWN TEE - MANNUM ROAD RANDELL ROAD INT SD39300 | Non-IES | MVA | 2028 | 0 | 33kV | Radial | None
Murraylands | MANNUM TOWN TEE - PELLARING FLAT TEE SD39300 | Non-IES | MVA | 2028 | 0 | 33kV | Radial | None
Murraylands | PELLARING FLAT TEE - MANNUM TOWN SD39300 | Non-IES | MVA | 2028 | 0 | 33kV | Radial | None
Murraylands | MOBILONG DISTRIBUTION - MOBILONG SD43100 | Non-IES | MVA | 2028 | 0 | 33kV | Radial | None
Murraylands | MOBILONG - MOBILONG TEE SD43100 | Non-IES | MVA | 2028 | 0 | 33kV | Radial | None
Murraylands | MOBILONG TEE - MYPOLONGA TIE SD43100 | Non-IES | MVA | 2028 | 0 | 33kV | Radial | None
Murraylands | MOBILONG TEE - MURRAY BRIDGE NORTH TEE SD43100 | Non-IES | MVA | 2028 | 0 | 33kV | Radial | None
Murraylands | MURRAY BRIDGE NORTH TEE - MURRAY BRIDGE NORTH SD43100 | Non-IES | MVA | 2028 | 0 | 33kV | Radial | None
Murraylands | MURRAY BRIDGE NORTH TEE - MURRAY BRIDGE SOUTH TEE SD43100 | Non-IES | MVA | 2028 | 0 | 33kV | Radial | None
Murraylands | MURRAY BRIDGE SOUTH TEE - MURRAY BRIDGE SOUTH SD43100 | Non-IES | MVA | 2028 | 0 | 33kV | Radial | None
Murraylands | MURRAY BRIDGE SOUTH TEE - MURRAY BRIDGE TOWNSHIP SD43100 | Non-IES | MVA | 2028 | 0 | 33kV | Radial | None
Murraylands | MOBILONG DISTRIBUTION - MOBILONG SD43200 | Non-IES | MVA | 2028 | 1.28 | 33kV | Radial | None
Murraylands | MOBILONG - MONARTO TEE SD43200 | Non-IES | MVA | 2028 | 1.28 | 33kV | Radial | None
Murraylands | MONARTO TEE - MURRAY BRIDGE NORTH SD43200 | Non-IES | MVA | 2028 | 1.28 | 33kV | Radial | None
Murraylands | MONARTO TEE - MONARTO SOUTH TEE SD43200 | Non-IES | MVA | 2028 | 0 | 33kV | Radial | None
Murraylands | MONARTO SOUTH TEE - MONARTO SOUTH SD43200 | Non-IES | MVA | 2028 | 0 | 33kV | Radial | None
Murraylands | MONARTO SOUTH TEE - MONARTO CENTRAL SD43200 | Non-IES | MVA | 2028 | 0 | 33kV | Radial | None
Murraylands | MOBILONG DISTRIBUTION - MOBILONG SD43300 | Non-IES | MVA | 2028 | 0 | 33kV | Radial | None
Murraylands | MOBILONG - PALLAMANA TEE SD43300 | Non-IES | MVA | 2028 | 0 | 33kV | Radial | None
Murraylands | PALLAMANA TEE - MYPOLONGA TEE SD43300 | Non-IES | MVA | 2028 | 0 | 33kV | Radial | None
Murraylands | MYPOLONGA TEE - MYPOLONGA SD43300 | Non-IES | MVA | 2028 | 0 | 33kV | Radial | None
Murraylands | MYPOLONGA - MYPOLONGA EOL SD43300 | Non-IES | MVA | 2028 | 0 | 33kV | Radial | None
Murraylands | MYPOLONGA TEE - CALOOTE TEE SD43300 | Non-IES | MVA | 2028 | 0 | 33kV | Radial | None
Murraylands | TAILEM BEND - PUMP STATION TEE SD40101 | Non-IES | MVA | 2028 | 0 | 33kV | Radial | None
Murraylands | PUMP STATION TEE - TAILEM BEND RURAL SD40101 | Non-IES | MVA | 2028 | 0 | 33kV | Radial | None
Murraylands | TAILEM BEND RURAL - TAILEM BEND EOL SD40101 | Non-IES | MVA | 2028 | 0 | 33kV | Radial | None
Murraylands | PUMP STATION TEE - TAILEM BEND TOWN TEE SD40101 | Non-IES | MVA | 2028 | 0 | 33kV | Radial | None
Murraylands | TAILEM BEND TOWN TEE - TAILEM BEND TOWN SD40101 | Non-IES | MVA | 2028 | 0 | 33kV | Radial | None
Murraylands | TAILEM BEND TOWN TEE - JERVOIS SD40101 | Non-IES | MVA | 2028 | 0 | 33kV | Radial | None
Murraylands | JERVOIS - JERVOIS FLAT 1 TEE SD40102 | Non-IES | MVA | 2028 | 0 | 33kV | Radial | None
Murraylands | JERVOIS FLAT 1 TEE - JERVOIS FLAT 2 TEE SD40102 | Non-IES | MVA | 2028 | 0 | 33kV | Radial | None
Murraylands | JERVOIS FLAT 2 TEE - WOODS POINT SD40102 | Non-IES | MVA | 2028 | 0 | 33kV | Radial | None
Murraylands | WOODS POINT - WHITE SANDS TEE SD40103 | Non-IES | MVA | 2028 | 0 | 33kV | Radial | None
Murraylands | WHITE SANDS TEE - WHITE SANDS SD40103 | Non-IES | MVA | 2028 | 0 | 33kV | Radial | None
Murraylands | WHITE SANDS TEE - MURRAY BRIDGE TOWNSHIP SD40103 | Non-IES | MVA | 2028 | 0 | 33kV | Radial | None
Murraylands | TAILEM BEND - SUBSTATION ROAD TEE SD40200 | Non-IES | MVA | 2028 | 0 | 33kV | Radial | None
Murraylands | SUBSTATION ROAD TEE - SUBSTATION ROAD SD40200 | Non-IES | MVA | 2028 | 0 | 33kV | Radial | None
Murraylands | SUBSTATION ROAD TEE - MALLEE HWY SD40200 | Non-IES | MVA | 2028 | 0 | 33kV | Radial | None
Murraylands | MALLEE HWY - MOORLANDS SWER SD40200 | Non-IES | MVA | 2028 | 0 | 33kV | Radial | None
Murraylands | MALLEE HWY - ELWOMPLE SD40200 | Non-IES | MVA | 2028 | 0 | 33kV | Radial | None
Murraylands | MOORLANDS SWER - COOMANDOOK SD40200 | Non-IES | MVA | 2028 | 0 | 33kV | Radial | None
Murraylands | COOMANDOOK - COONALPYN SD40200 | Non-IES | MVA | 2028 | 0 | 33kV | Radial | None
Murraylands | COONALPYN - BINNIES TEE SD40300 | Non-IES | MVA | 2028 | 0 | 33kV | Radial | N
Murraylands | BINNIES TEE - BINNIES SD40300 | Non-IES | MVA | 2028 | 0 | 33kV | Radial | None
Murraylands | BINNIES TEE - MENINGIE SD40300 | Non-IES | MVA | 2028 | 0 | 33kV | Radial | None
Murraylands | MENINGIE - CAMPBELL PARK TEE SD40400 | Non-IES | MVA | 2028 | 0 | 33kV | Radial | None
Murraylands | CAMPBELL PARK TEE - CAMPBELL PARK SD40400 | Non-IES | MVA | 2028 | 0 | 33kV | Radial | None
Murraylands | CAMPBELL PARK TEE - NARRUNG SD40400 | Non-IES | MVA | 2028 | 0 | 33kV | Radial | None
Murraylands | TAILEM BEND - SHERLOCK SD40501 | Non-IES | MVA | 2028 | 1 | 33kV | Radial | None
Murraylands | SHERLOCK - KAROONDA SD40502 | Non-IES | MVA | 2028 | 0 | 33kV | Radial | None
Murraylands | SHERLOCK - GERANIUM SD40600 | Non-IES | MVA | 2028 | 1 | 33kV | Radial | N
Murraylands | GERANIUM - LAMEROO SD40700 | Non-IES | MVA | 2028 | 1 | 33kV | Radial | N
Murraylands | LAMEROO - LAMEROO RURAL SD40800 | Non-IES | MVA | 2028 | 1 | 33kV | Radial | N
Murraylands | LAMEROO RURAL - PARILLA TEE SD40800 | Non-IES | MVA | 2028 | 1 | 33kV | Radial | N
Murraylands | PARILLA TEE - PARILLA SD40800 | Non-IES | MVA | 2028 | 1 | 33kV | Radial | None
Murraylands | PARILLA TEE - PINNAROO SD40800 | Non-IES | MVA | 2028 | 0 | 33kV | Radial | None
Riverland | PARINGA - MURTHO LX21 | Non-IES | MVA | 2028 | 0 | 33kV | Radial | N
Riverland | MURTHO - LINDSAY PT TEE LX21 | Non-IES | MVA | 2028 | 0 | 33kV | Radial | None
Riverland | LINDSAY PT TEE - BORDER CLIFFS LX21 | Non-IES | MVA | 2028 | 0 | 33kV | Radial | None
Riverland | LINDSAY PT TEE - VIC BORDER LX21 | Non-IES | MVA | 2028 | 0 | 33kV | Radial | None
Riverland | SWAN REACH - SWAN REACH FILTRATION TEE SD39400 | Non-IES | MVA | 2028 | 0 | 33kV | Radial | None
Riverland | SWAN REACH FILTRATION TEE - SWAN REACH TOWN SD39400 | Non-IES | MVA | 2028 | 0 | 33kV | Radial | None
South East | KEITH - COONALPYN SD45101 | Non-IES | MVA | 2028 | 0 | 33kV | Radial | None
South East | KEITH - PADTHAWAY SD45300 | Non-IES | MVA | 2028 | 0 | 33kV | Radial | None
South East | KEITH - WIRREGA SD45201 | Non-IES | MVA | 2028 | 5.68 | 33kV | Radial | N
South East | WIRREGA - BORDERTOWN SD45202 | Non-IES | MVA | 2028 | 5.68 | 33kV | Radial | N
South East | SNUGGERY RURAL - MILLICENT SD49100 | Non-IES | MVA | 2028 | 0 | 33kV | Radial | None
South East | MILLICENT - SOUTH END TEE SD49100 | Non-IES | MVA | 2028 | 0 | 33kV | Radial | None
South East | SOUTH END TEE - SOUTH END SD49100 | Non-IES | MVA | 2028 | 0 | 33kV | Radial | None
South East | SOUTH END TEE - HATHERLEIGH TOWNSHIP TEE SD49100 | Non-IES | MVA | 2028 | 0 | 33kV | Radial | None
South East | HATHERLEIGH TOWNSHIP TEE - HATHERLEIGH TOWNSHIP SD49100 | Non-IES | MVA | 2028 | 0 | 33kV | Radial | None
South East | HATHERLEIGH TOWNSHIP TEE - HATHERLEIGH SD49100 | Non-IES | MVA | 2028 | 0 | 33kV | Radial | None
South East | HATHERLEIGH - BEACHPORT TEE SD49200 | Non-IES | MVA | 2028 | 0 | 33kV | Radial | None
South East | BEACHPORT TEE - BEACHPORT SD49200 | Non-IES | MVA | 2028 | 0 | 33kV | Radial | None
South East | BEACHPORT TEE - ROBE SD49200 | Non-IES | MVA | 2028 | 0 | 33kV | Radial | N
South East | SNUGGERY RURAL - MOUNT BURR SD49500 | Non-IES | MVA | 2028 | 0 | 33kV | Radial | None
South East | MOUNT BURR - KALANGADOO TEE SD49500 | Non-IES | MVA | 2028 | 0 | 33kV | Radial | None
South East | KALANGADOO TEE - KALANGADOO SD49500 | Non-IES | MVA | 2028 | 0 | 33kV | Radial | None
South East | KALANGADOO TEE - KALANGADOO RURAL SD49500 | Non-IES | MVA | 2028 | 0 | 33kV | Radial | None
South East | BLANCHE - MOUNT GAMBIER WEST SD48101 | Non-IES | MVA | 2028 | 0 | 33kV | Radial | None
South East | BLUE LAKE TEE - MOUNT GAMBIER SD48104 | Non-IES | MVA | 2028 | 0 | 33kV | Radial | None
South East | BLANCHE - LAKESIDE TEE SD48100 | Non-IES | MVA | 2028 | 0 | 33kV | Radial | None
South East | LAKESIDE TEE - GLENCOE TEE SD48100 | Non-IES | MVA | 2028 | 0 | 33kV | Radial | None
South East | GLENCOE TEE - TANTANOOLA SD48100 | Non-IES | MVA | 2028 | 0 | 33kV | Radial | None
South East | GLENCOE TEE - MOUNT GAMBIER SD48100 | Non-IES | MVA | 2028 | 0 | 33kV | Radial | None
South East | BLANCHE - KONGORONG TEE SD48200 | Non-IES | MVA | 2028 | 0 | 33kV | Radial | None
South East | KONGORONG TEE - KONGORONG SD48200 | Non-IES | MVA | 2028 | 0 | 33kV | Radial | None
South East | KONGORONG TEE - MOUNT SCHANK SD48200 | Non-IES | MVA | 2028 | 0 | 33kV | Radial | None
South East | MOUNT SCHANK - ALLENDALE EAST SD48200 | Non-IES | MVA | 2028 | 0 | 33kV | Radial | None
South East | MOUNT GAMBIER - TARPEENA SOUTH TEE SD47101 | Non-IES | MVA | 2028 | 0 | 33kV | Radial | None
South East | TARPEENA SOUTH TEE - MOUNT GAMBIER SD47101 | Non-IES | MVA | 2028 | 0 | 33kV | Radial | None
South East | TARPEENA SOUTH TEE - TARPEENA SOUTH SD47101 | Non-IES | MVA | 2028 | 0 | 33kV | Radial | None
South East | KINCRAIG - LUCINDALE SD46201 | Non-IES | MVA | 2028 | 0 | 33kV | Radial | None
South East | LUCINDALE - KINGSTON SE SD46201 | Non-IES | MVA | 2028 | 0 | 33kV | Radial | None
South East | KINCRAIG - NARACOORTE SD46300 | Non-IES | MVA | 2028 | 0.531 | 33kV | Radial | None
South East | NARACOORTE - NARACOORTE EAST TEE SD46100 | Non-IES | MVA | 2028 | 0.531 | 33kV | Radial | None
South East | NARACOORTE EAST TEE - NARACOORTE EAST SD46100 | Non-IES | MVA | 2028 | 0.531 | 33kV | Radial | None
South East | NARACOORTE EAST TEE - PADTHAWAY SD46100 | Non-IES | MVA | 2028 | 0 | 33kV | Radial | None
South East | KINCRAIG - STRUAN RURAL SD46400 | Non-IES | MVA | 2028 | 0 | 33kV | Radial | None
South East | STRUAN RURAL - GLENROY RURAL SD46400 | Non-IES | MVA | 2028 | 0 | 33kV | Radial | None
South East | PENOLA WEST - PENOLA TEE SD58200 | Non-IES | MVA | 2028 | 0 | 33kV | Radial | None
South East | PENOLA TEE - GLENROY RURAL SD58200 | Non-IES | MVA | 2028 | 0 | 33kV | Radial | N
South East | PENOLA WEST - PENOLA TEE SD58101 | Non-IES | MVA | 2028 | 0 | 33kV | Radial | None
South East | PENOLA TEE - SAFRIES TEE SD58101 | Non-IES | MVA | 2028 | 0 | 33kV | Radial | None
South East | SAFRIES TEE - KALANGADOO NANGWARRY TEE SD58101 | Non-IES | MVA | 2028 | 0 | 33kV | Radial | None
South East | KALANGADOO NANGWARRY TEE - NANGWARRY TEE SD58101 | Non-IES | MVA | 2028 | 0 | 33kV | Radial | None
South East | NANGWARRY TEE - NANGWARRY SD58101 | Non-IES | MVA | 2028 | 0 | 33kV | Radial | None
South East | KALANGADOO NANGWARRY TEE - KALANGADOO RURAL SD58101 | Non-IES | MVA | 2028 | 0 | 33kV | Radial | None
South East | NANGWARRY TEE - MOUNT GAMBIER SD58101 | Non-IES | MVA | 2028 | 0 | 33kV | Radial | None
Metro South | WILLUNGA - MCLAREN VALE SD44400 | Non-IES | MVA | 2028 | 0 | 33kV | Radial | None
Metro South | YANKALILLA - HAY FLAT SD44200 | Non-IES | MVA | 2028 | 0 | 33kV | Radial | None
Metro South | HAY FLAT - RAPID BAY TEE SD44200 | Non-IES | MVA | 2028 | 0 | 33kV | Radial | None
Metro South | RAPID BAY TEE - RAPID BAY SD44200 | Non-IES | MVA | 2028 | 0 | 33kV | Radial | None
Metro South | RAPID BAY TEE - CAPE JERVIS SD44200 | Non-IES | MVA | 2028 | 0 | 33kV | Radial | None
Metro South | CAPE JERVIS - CUTTLEFISH BAY SD44301 | Non-IES | MVA | 2028 | 0 | 33kV | Radial | None
Metro South | FISHERY BEACH BACKUP - CUTTLEFISH BAY BACKUP SD44301 | Non-IES | MVA | 2028 | 0 | 33kV | Radial | None
Metro South | CUTTLEFISH BAY - PENNESHAW SD44301 | Non-IES | MVA | 2028 | 0 | 33kV | Radial | None
Metro South | PENNESHAW - AMERICAN RIVER SD44300 | Non-IES | MVA | 2028 | 0 | 33kV | Radial | None
Metro South | AMERICAN RIVER - KINGSCOTE TEE SD44300 | Non-IES | MVA | 2028 | 0 | 33kV | Radial | N
Metro South | KINGSCOTE TEE - MACGILLIVRAY SD44300 | Non-IES | MVA | 2028 | 0 | 33kV | Radial | None
Metro South | KINGSCOTE TEE - KINGSCOTE SD44300 | Non-IES | MVA | 2028 | 0 | 33kV | Radial | None
Upper North | DAVENPORT WEST - PORT AUGUSTA NO1 SD54101 | Non-IES | MVA | 2028 | 0 | 33kV | Meshed | None
Upper North | DAVENPORT WEST - PORT AUGUSTA TEE SD54102 | Non-IES | MVA | 2028 | 0 | 33kV | Meshed | None
Upper North | PORT AUGUSTA NO2 - PORT AUGUSTA TEE SD54102 | Non-IES | MVA | 2028 | 0 | 33kV | Meshed | None
Upper North | PORT AUGUSTA TEE - PORT AUGUSTA WEST TEE SD54102 | Non-IES | MVA | 2028 | 0 | 33kV | Radial | None
Upper North | PORT AUGUSTA WEST TEE - PORT AUGUSTA WEST SD54102 | Non-IES | MVA | 2028 | 0 | 33kV | Radial | None
Upper North | PORT AUGUSTA WEST TEE - PANDURRA TEE SD54102 | Non-IES | MVA | 2028 | 0 | 33kV | Radial | None
Upper North | PANDURRA TEE - BOOKALOO SD54102 | Non-IES | MVA | 2028 | 0 | 33kV | Radial | None
Upper North | PANDURRA TEE - PANDURRA SD54102 | Non-IES | MVA | 2028 | 0 | 33kV | Radial | None
Upper North | DAVENPORT WEST - AUGUSTA HWY SD54300 | Non-IES | MVA | 2028 | 0 | 33kV | Radial | None
Upper North | AUGUSTA HWY - STIRLING NORTH SD54300 | Non-IES | MVA | 2028 | 0 | 33kV | Radial | None
Upper North | STIRLING NORTH - QUORN SD54300 | Non-IES | MVA | 2028 | 0 | 33kV | Radial | None
Upper North | DAVENPORT WEST - PT PATERSON SD54400 | Non-IES | MVA | 2028 | 0 | 33kV | Radial | None
Upper North | BAROOTA - BAROOTA TOWN TEE SD31100 | Non-IES | MVA | 2028 | 0 | 33kV | Radial | None
Upper North | BAROOTA TOWN TEE - BAROOTA TOWN SD31100 | Non-IES | MVA | 2028 | 0 | 33kV | Radial | None
Upper North | BAROOTA TOWN TEE - BAROOTA TEE SD31100 | Non-IES | MVA | 2028 | 0 | 33kV | Radial | None
Upper North | BAROOTA TEE - NAPPERBY BUNGAMA SD31100 | Non-IES | MVA | 2028 | 0 | 33kV | Radial | None
Upper North | BAROOTA TEE - MURRAYTOWN SD31100 | Non-IES | MVA | 2028 | 0 | 33kV | Radial | None
Upper North | MURRAYTOWN - WIRRABARA FOREST TEE SD31200 | Non-IES | MVA | 2028 | 0 | 33kV | Radial | None
Upper North | WIRRABARA FOREST TEE - WIRRABARA FOREST SD31200 | Non-IES | MVA | 2028 | 0 | 33kV | Radial | None
Upper North | WIRRABARA FOREST TEE - GLADSTONE SD31200 | Non-IES | MVA | 2028 | 0 | 33kV | Radial | None
Upper North | MURRAYTOWN - ORROROO SD31300 | Non-IES | MVA | 2028 | 0 | 33kV | Radial | None
Upper North | MURRAYTOWN - WILMINGTON SD31400 | Non-IES | MVA | 2028 | 0 | 33kV | Radial | None
Upper North | BUNGAMA - PORT PIRIE SOUTH SD32101 | Non-IES | MVA | 2028 | 0 | 33kV | Meshed | None
Upper North | PORT PIRIE SOUTH - PORT PIRIE SD32102 | Non-IES | MVA | 2028 | 0 | 33kV | Meshed | None
Upper North | BUNGAMA - PORT PIRIE SD32103 | Non-IES | MVA | 2028 | 0 | 33kV | Meshed | None
Upper North | BUNGAMA - HUGHES GAP SD32301 | Non-IES | MVA | 2028 | 0 | 33kV | Radial | Reverse N
Upper North | HUGHES GAP - CRYSTAL BROOK TEE SD32302 | Non-IES | MVA | 2028 | 0 | 33kV | Radial | None
Upper North | CRYSTAL BROOK TEE - GLADSTONE SD32302 | Non-IES | MVA | 2028 | 0 | 33kV | Radial | None
Upper North | GLADSTONE - CALTOWIE TEE SD32200 | Non-IES | MVA | 2028 | 0 | 33kV | Radial | None
Upper North | CALTOWIE TEE - CALTOWIE SD32200 | Non-IES | MVA | 2028 | 0 | 33kV | Radial | None
Upper North | CALTOWIE TEE - PETERBOROUGH TEE SD32200 | Non-IES | MVA | 2028 | 0 | 33kV | Radial | None
Upper North | PETERBOROUGH TEE - JAMESTOWN SD32200 | Non-IES | MVA | 2028 | 0 | 33kV | Radial | None
Upper North | JAMESTOWN - TEROWIE TOWNSHIP SD32200 | Non-IES | MVA | 2028 | 0 | 33kV | Radial | None
Upper North | PETERBOROUGH TEE - PETERBOROUGH SD32200 | Non-IES | MVA | 2028 | 0 | 33kV | Radial | None
Upper North | BUNGAMA - PORT BROUGHTON TEE SD32400 | Non-IES | MVA | 2028 | 0 | 33kV | Radial | Reverse N
Upper North | PORT BROUGHTON TEE - PORT BROUGHTON SD32400 | Non-IES | MVA | 2028 | 0 | 33kV | Radial | None
Upper North | PORT BROUGHTON TEE - BRINKWORTH TIE SD32400 | Non-IES | MVA | 2028 | 0 | 33kV | Radial | None
Upper North | PORT BROUGHTON TEE - CRYSTAL BROOK TEE SD32400 | Non-IES | MVA | 2028 | 0 | 33kV | Radial | None
Upper North | NEUROODLA - HAWKER SD59100 | Non-IES | MVA | 2028 | 0 | 33kV | Radial | None
Yorke Peninsula | HUMMOCKS DISTRIBUTION - NINNES TEE SD34400 | Non-IES | MVA | 2028 | 0 | 33kV | Radial | None
Yorke Peninsula | NINNES TEE - LOCHIEL SD34400 | Non-IES | MVA | 2028 | 0 | 33kV | Radial | None
Yorke Peninsula | NINNES TEE - KAINTON TEE SD34400 | Non-IES | MVA | 2028 | 0 | 33kV | Radial | None
Yorke Peninsula | KAINTON TEE - KAINTON SD34400 | Non-IES | MVA | 2028 | 0 | 33kV | Radial | None
Yorke Peninsula | KAINTON TEE - PASKEVILLE SD34400 | Non-IES | MVA | 2028 | 0 | 33kV | Radial | None
Yorke Peninsula | PASKEVILLE - KADINA EAST SD34405 | Non-IES | MVA | 2028 | 0 | 33kV | Radial | None
Yorke Peninsula | HUMMOCKS DISTRIBUTION - PORT CLINTON SD34300 | Non-IES | MVA | 2028 | 0 | 33kV | Radial | None
Yorke Peninsula | PORT CLINTON - ARDROSSAN SD34300 | Non-IES | MVA | 2028 | 0 | 33kV | Radial | None
Yorke Peninsula | HUMMOCKS DISTRIBUTION - FEDERATION CORNER SD34201 | Non-IES | MVA | 2028 | 0 | 33kV | Radial | None
Yorke Peninsula | FEDERATION CORNER - SWAMP ROAD SD34201 | Non-IES | MVA | 2028 | 0 | 33kV | Radial | None
Yorke Peninsula | FEDERATION CORNER - PT WAKEFIELD TEE SD34201 | Non-IES | MVA | 2028 | 0 | 33kV | Radial | None
Yorke Peninsula | PT WAKEFIELD TEE - SWAMP ROAD SD34201 | Non-IES | MVA | 2028 | 0 | 33kV | Radial | None
Yorke Peninsula | SWAMP ROAD - PT WAKEFIELD FAR NORTH EAST SD34201 | Non-IES | MVA | 2028 | 0 | 33kV | Radial | None
Yorke Peninsula | PT WAKEFIELD TEE - PT WAKEFIELD RURAL SD34201 | Non-IES | MVA | 2028 | 0 | 33kV | Radial | None
Yorke Peninsula | PT WAKEFIELD RURAL - PT WAKEFIELD TOWN TEE SD34201 | Non-IES | MVA | 2028 | 0 | 33kV | Radial | None
Yorke Peninsula | PT WAKEFIELD TOWN TEE - PT WAKEFIELD TOWN SD34201 | Non-IES | MVA | 2028 | 0 | 33kV | Radial | None
Yorke Peninsula | PT WAKEFIELD TOWN TEE - PROOF RANGE SD34201 | Non-IES | MVA | 2028 | 0 | 33kV | Radial | None
Yorke Peninsula | HUMMOCKS DISTRIBUTION - BOWMANS TEE SD34102 | Non-IES | MVA | 2028 | 0 | 33kV | Radial | None
Yorke Peninsula | BOWMANS TEE - PT WAKEFIELD RURAL SD34102 | Non-IES | MVA | 2028 | 0 | 33kV | Radial | None
Yorke Peninsula | BOWMANS TEE - SAINTS SD34102 | Non-IES | MVA | 2028 | 0 | 33kV | Radial | None
Yorke Peninsula | SAINTS - BALAKLAVA SD34102 | Non-IES | MVA | 2028 | 0 | 33kV | Radial | None
Yorke Peninsula | BALAKLAVA - BALAKLAVA RURAL SD34102 | Non-IES | MVA | 2028 | 0 | 33kV | Radial | None
Yorke Peninsula | BALAKLAVA - BALAKLAVA TOWNSHIP SD34102 | Non-IES | MVA | 2028 | 0 | 33kV | Radial | None
Yorke Peninsula | KADINA EAST DISTRIBUTION - KADINA SD51102 | Non-IES | MVA | 2028 | 0 | 33kV | Radial | None
Yorke Peninsula | KADINA EAST DISTRIBUTION - MOONTA TEE SD51200 | Non-IES | MVA | 2028 | 0 | 33kV | Radial | None
Yorke Peninsula | MOONTA TEE - KADINA SD51200 | Non-IES | MVA | 2028 | 0 | 33kV | Radial | None
Yorke Peninsula | MOONTA TEE - MOONTA SD51200 | Non-IES | MVA | 2028 | 0 | 33kV | Radial | N
Yorke Peninsula | KADINA EAST DISTRIBUTION - WALLAROO TEE SD51300 | Non-IES | MVA | 2028 | 0 | 33kV | Radial | None
Yorke Peninsula | WALLAROO TEE - KADINA SD51300 | Non-IES | MVA | 2028 | 0 | 33kV | Radial | None
Yorke Peninsula | WALLAROO TEE - WALLAROO SD51300 | Non-IES | MVA | 2028 | 0 | 33kV | Radial | None
Yorke Peninsula | ARDROSSAN WEST DISTRIBUTION - MAITLAND SD35100 | Non-IES | MVA | 2028 | 0 | 33kV | Radial | None
Yorke Peninsula | ARDROSSAN WEST DISTRIBUTION - ARDROSSAN SD35201 | Non-IES | MVA | 2028 | 0 | 33kV | Radial | None
Yorke Peninsula | ARDROSSAN WEST DISTRIBUTION - ARDROSSAN BHP SD35200 | Non-IES | MVA | 2028 | 0 | 33kV | Radial | None
Yorke Peninsula | ARDROSSAN - ARDROSSAN BHP SD35200 | Non-IES | MVA | 2028 | 0 | 33kV | Radial | None
Yorke Peninsula | ARDROSSAN BHP - PORT VINCENT SD35200 | Non-IES | MVA | 2028 | 0 | 33kV | Radial | None
Yorke Peninsula | PORT VINCENT - MINLATON TEE SD35300 | Non-IES | MVA | 2028 | 0 | 33kV | Radial | None
Yorke Peninsula | MINLATON TEE - CURRAMULKA TEE SD35300 | Non-IES | MVA | 2028 | 0 | 33kV | Radial | None
Yorke Peninsula | CURRAMULKA TEE - CURRAMULKA SD35300 | Non-IES | MVA | 2028 | 0 | 33kV | Radial | None
Yorke Peninsula | CURRAMULKA TEE - MINLATON SD35300 | Non-IES | MVA | 2028 | 0 | 33kV | Radial | None
Yorke Peninsula | MINLATON TEE - PT VINCENT RURAL SD35300 | Non-IES | MVA | 2028 | 0 | 33kV | Radial | None
Yorke Peninsula | DALRYMPLE - STANSBURY TEE SD35400 | Non-IES | MVA | 2028 | 0 | 33kV | Radial | None
Yorke Peninsula | STANSBURY TEE - PORT GILES TEE SD35400 | Non-IES | MVA | 2028 | 0 | 33kV | Radial | None
Yorke Peninsula | PORT GILES TEE - PORT GILES SD35400 | Non-IES | MVA | 2028 | 0 | 33kV | Radial | None
Yorke Peninsula | STANSBURY TEE - STANSBURY SD35400 | Non-IES | MVA | 2028 | 0 | 33kV | Radial | None
Yorke Peninsula | STANSBURY - PT VINCENT RURAL SD35403 | Non-IES | MVA | 2028 | 0 | 33kV | Radial | None
Yorke Peninsula | DALRYMPLE - WOOL BAY RURAL SD35500 | Non-IES | MVA | 2028 | 0 | 33kV | Radial | None
Yorke Peninsula | WOOL BAY RURAL - WOOL BAY SD35500 | Non-IES | MVA | 2028 | 0 | 33kV | Radial | None
Yorke Peninsula | WOOL BAY RURAL - PORT GILES TEE SD35500 | Non-IES | MVA | 2028 | 0 | 33kV | Radial | None
Yorke Peninsula | WOOL BAY - EDITHBURGH TEE SD35500 | Non-IES | MVA | 2028 | 0 | 33kV | Radial | None
Yorke Peninsula | EDITHBURGH TEE - YORKETOWN SD35500 | Non-IES | MVA | 2028 | 0 | 33kV | Radial | None
Yorke Peninsula | YORKETOWN - MARION BAY SD35500 | Non-IES | MVA | 2028 | 0 | 33kV | Radial | None
Yorke Peninsula | EDITHBURGH TEE - EDITHBURGH SD35500 | Non-IES | MVA | 2028 | 0 | 33kV | Radial | None
Metro West | ADELAIDE BRIGHTON CEMENT - PORT ADELAIDE SD1529 | Non-IES | MVA | 2029 |  | 66kV | Meshed | None
Metro South | ALDINGA - WILLUNGA SD1674 | Non-IES | MVA | 2029 |  | 66kV | Meshed | None
Metro North | ANGLE VALE - ANGLE VALE TEE SD1506A | Non-IES | MVA | 2029 |  | 66kV | Meshed | None
Metro North | ANGLE VALE TEE - EVANSTON SD1506B | Non-IES | MVA | 2029 |  | 66kV | Meshed | None
Metro North | ANGLE VALE TEE - VIRGINIA TEE SD2033 | Non-IES | MVA | 2029 |  | 66kV | Radial | None
Metro West | ATHOL PARK - ATHOL PARK TEE SD1677A | Non-IES | MVA | 2029 |  | 66kV | Radial | None
Metro West | BLACKPOOL - FULHAM GARDENS SD1639 | Non-IES | MVA | 2029 |  | 66kV | Meshed | None
Metro North | BOLIVAR - ST KILDA SD2034 | Non-IES | MVA | 2029 |  | 66kV | Radial | None
Metro East | CAMPBELLTOWN - MAGILL SD1661 | Non-IES | MVA | 2029 |  | 66kV | Meshed | None
Metro West | CHELTENHAM - CROYDON PARK TEE SD1655A | Non-IES | MVA | 2029 |  | 66kV | Meshed | None
Metro South | CITY WEST - KESWICK SD2013 | Non-IES | MVA | 2029 |  | 66kV | Meshed | None
Metro East | CITY WEST - WHITMORE SQUARE SD2016 | Non-IES | MVA | 2029 |  | 66kV | Meshed | None
Metro East | COROMANDEL PLACE - WHITMORE SQUARE SD1681 | Non-IES | MVA | 2029 |  | 66kV | Meshed | None
Metro East | CROYDON - HINDLEY STREET TEE SD1659B | Non-IES | MVA | 2029 |  | 66kV | Meshed | None
Metro West | CROYDON - KILKENNY SD1523 | Non-IES | MVA | 2029 |  | 66kV | Meshed | None
Metro West | CROYDON PARK - CROYDON PARK TEE SD1655B | Non-IES | MVA | 2029 |  | 66kV | Meshed | None
Metro West | CROYDON PARK TEE - CROYDON SD1655C | Non-IES | MVA | 2029 |  | 66kV | Meshed | None
Metro North | DIREK - PARALOWIE SD2004 | Non-IES | MVA | 2029 |  | 66kV | Meshed | None
Metro East | DRY CREEK - KILBURN SOUTH TEE SD1658A | Non-IES | MVA | 2029 |  | 66kV | Meshed | None
Metro East | EAST TERRACE - COROMANDEL PLACE SD1680 | Non-IES | MVA | 2029 |  | 66kV | Meshed | None
Metro East | EAST TERRACE - NORTH ADELAIDE SD1560 | Non-IES | MVA | 2029 |  | 66kV | Meshed | None
Metro North | EDINBURGH - SALISBURY SD1688 | Non-IES | MVA | 2029 |  | 66kV | Meshed | None
Metro North | ELIZABETH DOWNS - PENFIELD SD1508 | Non-IES | MVA | 2029 |  | 66kV | Meshed | None
Metro North | ELIZABETH DOWNS - SMITHFIELD WEST SD1686 | Non-IES | MVA | 2029 |  | 66kV | Meshed | N-1
Metro North | ELIZABETH HEIGHTS - ELIZABETH DOWNS SD1501 | Non-IES | MVA | 2029 |  | 66kV | Meshed | None
Metro North | ELIZABETH SOUTH - EDINBURGH SD1511 | Non-IES | MVA | 2029 |  | 66kV | Meshed | None
Metro West | FINDON - FINDON TEE SD1520A | Non-IES | MVA | 2029 |  | 66kV | Meshed | None
Metro West | FINDON TEE - FLINDERS PARK SD1520B | Non-IES | MVA | 2029 |  | 66kV | Meshed | None
Metro West | FLINDERS PARK - NEW RICHMOND SD1521 | Non-IES | MVA | 2029 |  | 66kV | Meshed | None
Metro West | FULHAM GARDENS - FINDON TEE SD1520C | Non-IES | MVA | 2029 |  | 66kV | Meshed | None
Metro West | FULHAM GARDENS - HENLEY SOUTH #1 SD1519 | Non-IES | MVA | 2029 |  | 66kV | Meshed | None
Metro West | FULHAM GARDENS - HENLEY SOUTH #2 SD1691 | Non-IES | MVA | 2029 |  | 66kV | Meshed | None
Metro South | GLENELG NORTH TEE - GLENELG NORTH SD1584A | Non-IES | MVA | 2029 |  | 66kV | Meshed | None
Metro South | GLENELG NORTH TEE - PLYMPTON SD1584B | Non-IES | MVA | 2029 |  | 66kV | Meshed | None
Metro East | GOLDEN GROVE - INGLE FARM SD1647 | Non-IES | MVA | 2029 |  | 66kV | Meshed | None
Metro South | HACKHAM - PORT NOARLUNGA SD1694A | Non-IES | MVA | 2029 |  | 66kV | Meshed | None
Metro South | HAPPY VALLEY - HV/SAW TEE SD1591A | Non-IES | MVA | 2029 |  | 66kV | Meshed | None
Metro South | HAPPY VALLEY - PANORAMA #1 SD1665 | Non-IES | MVA | 2029 |  | 66kV | Meshed | None
Metro South | HAPPY VALLEY - PANORAMA #2 SD1666 | Non-IES | MVA | 2029 |  | 66kV | Meshed | None
Metro South | HAPPY VALLEY - SEACOMBE #1 SD1566 | Non-IES | MVA | 2029 |  | 66kV | Meshed | None
Metro South | HAPPY VALLEY - SEACOMBE #2 SD1590 | Non-IES | MVA | 2029 |  | 66kV | Meshed | None
Metro East | HILLCREST - HOLDEN HILL SD1692 | Non-IES | MVA | 2029 |  | 66kV | Meshed | None
Metro East | HINDLEY STREET - WHITMORE SQUARE SD1664 | Non-IES | MVA | 2029 |  | 66kV | Meshed | None
Metro East | HINDLEY STREET TEE - HINDLEY STREET SD1659C | Non-IES | MVA | 2029 |  | 66kV | Meshed | None
Metro East | HOLDEN HILL - CAMPBELLTOWN SD1660 | Non-IES | MVA | 2029 |  | 66kV | Meshed | None
Metro East | HOLDEN HILL - HOPE VALLEY SD1554A | Non-IES | MVA | 2029 |  | 66kV | Meshed | None
Metro East | HOPE VALLEY - TEA TREE GULLY SD1554B | Non-IES | MVA | 2029 |  | 66kV | Meshed | None
Metro South | HV/SAW TEE - MORPHETT VALE EAST SD1591C | Non-IES | MVA | 2029 |  | 66kV | Meshed | None
Metro East | KENT TOWN - KENT TOWN TEE SD1690 | Non-IES | MVA | 2029 |  | 66kV | Meshed | None
Metro South | KESWICK - CLARENCE GARDENS SD1671 | Non-IES | MVA | 2029 |  | 66kV | Radial | None
Metro South | KESWICK - NEW RICHMOND TEE SD1670A | Non-IES | MVA | 2029 |  | 66kV | Meshed | N-1
Metro South | KESWICK - WHITMORE SQUARE TEE SD1669A | Non-IES | MVA | 2029 |  | 66kV | Meshed | None
Metro West | KILBURN - CAVAN SD2014 | Non-IES | MVA | 2029 |  | 66kV | Meshed | None
Metro West | KILBURN - CROYDON PARK SD1531 | Non-IES | MVA | 2029 |  | 66kV | Meshed | None
Metro East | KILBURN SOUTH TEE - KILBURN SOUTH SD1658B | Non-IES | MVA | 2029 |  | 66kV | Radial | None
Metro East | KILBURN SOUTH TEE - PROSPECT SD1658C | Non-IES | MVA | 2029 |  | 66kV | Meshed | None
Metro West | KILKENNY - WOODVILLE SD1675 | Non-IES | MVA | 2029 |  | 66kV | Meshed | None
Metro South | KINGSWOOD - NORTH UNLEY SD1574 | Non-IES | MVA | 2029 |  | 66kV | Meshed | None
Metro West | LARGS NORTH - ADELAIDE BRIGHTON CEMENT SD1654 | Non-IES | MVA | 2029 |  | 66kV | Meshed | None
Metro West | LEFEVRE - BLACKPOOL SD1693 | Non-IES | MVA | 2029 |  | 66kV | Meshed | None
Metro South | LINDEN PARK - LINDEN PARK TEE SD1662A | Non-IES | MVA | 2029 |  | 66kV | Meshed | None
Metro South | LOWER MITCHAM - KINGSWOOD SD1563 | Non-IES | MVA | 2029 |  | 66kV | Meshed | None
Metro East | MAGILL - BURNSIDE SD1556 | Non-IES | MVA | 2029 |  | 66kV | Radial | None
Metro East | MAGILL - KENT TOWN TEE SD1663A | Non-IES | MVA | 2029 |  | 66kV | Meshed | None
Metro East | MAGILL - NORWOOD SD1543 | Non-IES | MVA | 2029 |  | 66kV | Meshed | None
Metro South | MAGILL - URAIDLA TEE SD1662B | Non-IES | MVA | 2029 |  | 66kV | Meshed | None
Metro East | MAGILL - WOODFORDE 2 SD1678 | Non-IES | MVA | 2029 |  | 66kV | Radial | None
Metro East | MAGILL - WOODFORDE 3 SD1679 | Non-IES | MVA | 2029 |  | 66kV | Radial | None
Metro South | MCLAREN FLAT - WILLUNGA SD1594A | Non-IES | MVA | 2029 |  | 66kV | Meshed | N-1
Metro South | MORPHETT VALE EAST - CLARENDON SD1592 | Non-IES | MVA | 2029 |  | 66kV | Radial | None
Metro South | MORPHETT VALE EAST - HACKHAM SD1694B | Non-IES | MVA | 2029 |  | 66kV | Meshed | None
Metro South | MORPHETT VALE EAST - MCLAREN FLAT SD1594B | Non-IES | MVA | 2029 |  | 66kV | Meshed | N-1
Metro South | MORPHETT VALE EAST - PORT STANVAC #1 SD1593 | Non-IES | MVA | 2029 |  | 66kV | Meshed | None
Metro South | MORPHETT VALE EAST - PORT STANVAC #2 SD2010 | Non-IES | MVA | 2029 |  | 66kV | Meshed | None
Metro South | MORPHETTVILLE - ASCOT PARK SD1586 | Non-IES | MVA | 2029 |  | 66kV | Meshed | None
Metro South | MORPHETTVILLE - GLENELG NORTH TEE SD1584C | Non-IES | MVA | 2029 |  | 66kV | Meshed | None
Metro South | MORPHETTVILLE - OAKLANDS SD1585 | Non-IES | MVA | 2029 |  | 66kV | Meshed | None
Metro North | MUNNO PARA - ELIZABETH DOWNS SD2023 | Non-IES | MVA | 2029 |  | 66kV | Meshed | None
Metro North | MUNNO PARA - EVANSTON SD1652 | Non-IES | MVA | 2029 |  | 66kV | Meshed | N-1
Metro West | NEW OSBORNE - BLACKPOOL SD1518 | Non-IES | MVA | 2029 |  | 66kV | Meshed | None
Metro West | NEW OSBORNE - GLANVILLE SD1527 | Non-IES | MVA | 2029 |  | 66kV | Meshed | N-1
Metro West | NEW OSBORNE - LARGS NORTH SD1653 | Non-IES | MVA | 2029 |  | 66kV | Meshed | None
Metro West | NEW OSBORNE - SMORGON STEEL RECYCLING SD1532A | Non-IES | MVA | 2029 |  | 66kV | Meshed | None
Metro West | NEW RICHMOND - THEBARTON SD1516 | Non-IES | MVA | 2029 |  | 66kV | Meshed | None
Metro South | NEW RICHMOND TEE - NEW RICHMOND SD1670B | Non-IES | MVA | 2029 |  | 66kV | Meshed | None
Metro South | NEW RICHMOND TEE - PLYMPTON SD1670C | Non-IES | MVA | 2029 |  | 66kV | Meshed | None
Metro South | NOARLUNGA CENTRE - PORT NOARLUNGA SD1668 | Non-IES | MVA | 2029 |  | 66kV | Meshed | None
Metro East | NORTH ADELAIDE - HINDLEY STREET TEE SD1659A | Non-IES | MVA | 2029 |  | 66kV | Meshed | None
Metro South | NORTH UNLEY - WHITMORE SQUARE TEE SD1669B | Non-IES | MVA | 2029 |  | 66kV | Meshed | N-1
Metro East | NORTHFIELD - CLEARVIEW SD1549 | Non-IES | MVA | 2029 |  | 66kV | Radial | None
Metro East | NORTHFIELD - DRY CREEK SD1657 | Non-IES | MVA | 2029 |  | 66kV | Meshed | None
Metro East | NORTHFIELD - HARROW SD1535 | Non-IES | MVA | 2029 |  | 66kV | Radial | None
Metro East | NORTHFIELD - HILLCREST SD1534 | Non-IES | MVA | 2029 |  | 66kV | Meshed | None
Metro East | NORTHFIELD - HOLDEN HILL SD1539 | Non-IES | MVA | 2029 |  | 66kV | Meshed | None
Metro East | NORTHFIELD - INGLE FARM #1 SD1548 | Non-IES | MVA | 2029 |  | 66kV | Meshed | None
Metro East | NORTHFIELD - INGLE FARM #2 SD2019 | Non-IES | MVA | 2029 |  | 66kV | Meshed | None
Metro East | NORWOOD - EAST TERRACE SD1545 | Non-IES | MVA | 2029 |  | 66kV | Meshed | N-1
Metro East | NORWOOD - KENT TOWN SD1559 | Non-IES | MVA | 2029 |  | 66kV | Meshed | None
Metro East | NORWOOD - LINDEN PARK SD1544 | Non-IES | MVA | 2029 |  | 66kV | Meshed | None
Metro South | PANORAMA - ASCOT PARK SD1587 | Non-IES | MVA | 2029 |  | 66kV | Meshed | None
Metro South | PANORAMA - BLACKWOOD SD1572 | Non-IES | MVA | 2029 |  | 66kV | Radial | None
Metro South | PANORAMA - CUDMORE PARK SD1573 | Non-IES | MVA | 2029 |  | 66kV | Radial | None
Metro South | PANORAMA - LINDEN PARK TEE SD1662C | Non-IES | MVA | 2029 |  | 66kV | Meshed | None
Metro South | PANORAMA - LOWER MITCHAM SD1562 | Non-IES | MVA | 2029 |  | 66kV | Meshed | None
Metro South | PANORAMA - TONSLEY EAST SD2035 | Non-IES | MVA | 2029 |  | 66kV | Meshed | None
Metro North | PARA - ELIZABETH HEIGHTS SD1504 | Non-IES | MVA | 2029 |  | 66kV | Meshed | None
Metro North | PARA - ELIZABETH SOUTH SD1503 | Non-IES | MVA | 2029 |  | 66kV | Meshed | None
Metro North | PARAFIELD GARDENS - CAVAN SD1687 | Non-IES | MVA | 2029 |  | 66kV | Meshed | None
Metro North | PARAFIELD GARDENS - SALISBURY SD1502 | Non-IES | MVA | 2029 |  | 66kV | Meshed | None
Metro North | PARAFIELD GARDENS WEST - BOLIVAR SD1683 | Non-IES | MVA | 2029 |  | 66kV | Radial | None
Metro North | PARAFIELD GARDENS WEST - PARAFIELD GARDENS SD1682 | Non-IES | MVA | 2029 |  | 66kV | Meshed | N-1
Metro North | PARAFIELD GARDENS WEST - PARALOWIE SD1510 | Non-IES | MVA | 2029 |  | 66kV | Meshed | None
Metro North | PENFIELD - DIREK SD1685 | Non-IES | MVA | 2029 |  | 66kV | Meshed | None
Metro North | PENFIELD - ELIZABETH SOUTH SD1509 | Non-IES | MVA | 2029 |  | 66kV | Meshed | None
Metro South | PLYMPTON - GLENELG NORTH SD1583 | Non-IES | MVA | 2029 |  | 66kV | Meshed | None
Metro West | PORT ADELAIDE - CHELTENHAM SD1646 | Non-IES | MVA | 2029 |  | 66kV | Meshed | None
Metro West | PORT ADELAIDE NORTH - ATHOL PARK TEE SD1677B | Non-IES | MVA | 2029 |  | 66kV | Meshed | None
Metro South | PORT NOARLUNGA - SEAFORD SD1676A | Non-IES | MVA | 2029 |  | 66kV | Meshed | N-1
Metro South | PORT STANVAC - LONSDALE SD1673 | Non-IES | MVA | 2029 |  | 66kV | Meshed | None
Metro South | PORT STANVAC - NOARLUNGA CENTRE SD1667 | Non-IES | MVA | 2029 |  | 66kV | Meshed | None
Metro East | PROSPECT - CROYDON SD2024 | Non-IES | MVA | 2029 |  | 66kV | Meshed | None
Metro West | QUEENSTOWN - GLANVILLE SD1526 | Non-IES | MVA | 2029 |  | 66kV | Meshed | None
Metro South | SEACOMBE - OAKLANDS SD1565 | Non-IES | MVA | 2029 |  | 66kV | Meshed | None
Metro South | SEACOMBE - SHEIDOW PARK SD1672 | Non-IES | MVA | 2029 |  | 66kV | Meshed | None
Metro South | SEAFORD - ALDINGA SD1676B | Non-IES | MVA | 2029 |  | 66kV | Meshed | N-1
Metro South | SHEIDOW PARK - LONSDALE SD2009 | Non-IES | MVA | 2029 |  | 66kV | Meshed | None
Metro North | SMITHFIELD WEST - ANGLE VALE SD1650 | Non-IES | MVA | 2029 |  | 66kV | Meshed | None
Metro West | SMORGON STEEL RECYCLING - PORT ADELAIDE NORTH SD1532B | Non-IES | MVA | 2029 |  | 66kV | Meshed | None
Metro North | ST KILDA - VIRGINIA SD1684 | Non-IES | MVA | 2029 |  | 66kV | Radial | None
Metro East | TEA TREE GULLY - GOLDEN GROVE SD1638 | Non-IES | MVA | 2029 |  | 66kV | Meshed | None
Metro West | THEBARTON - CROYDON SD1522 | Non-IES | MVA | 2029 |  | 66kV | Meshed | None
Metro South | TONSLEY EAST - TONSLEY PARK SD1588 | Non-IES | MVA | 2029 |  | 66kV | Meshed | None
Metro South | TONSLEY PARK - SEACOMBE SD1564 | Non-IES | MVA | 2029 |  | 66kV | Meshed | None
Metro West | TORRENS ISLAND - ATHOL PARK TEE SD1677C | Non-IES | MVA | 2029 |  | 66kV | Meshed | None
Metro West | TORRENS ISLAND - KILBURN SD1656 | Non-IES | MVA | 2029 |  | 66kV | Meshed | None
Metro South | URAIDLA TEE - LINDEN PARK TEE SD1662D | Non-IES | MVA | 2029 |  | 66kV | Meshed | None
Metro North | VIRGINIA - VIRGINIA TEE SD2022A | Non-IES | MVA | 2029 |  | 66kV | Radial | None
Metro North | VIRGINIA TEE - TWO WELLS SD2022B | Non-IES | MVA | 2029 |  | 66kV | Radial | None
Metro East | WHITMORE SQUARE - KENT TOWN TEE SD1663B | Non-IES | MVA | 2029 |  | 66kV | Meshed | None
Metro East | WHITMORE SQUARE - WHITMORE SQUARE TEE SD1669C | Non-IES | MVA | 2029 |  | 66kV | Meshed | None
Metro West | WOODVILLE - FINDON SD1524 | Non-IES | MVA | 2029 |  | 66kV | Meshed | None
Metro West | WOODVILLE - QUEENSTOWN SD1525 | Non-IES | MVA | 2029 |  | 66kV | Meshed | None
Eastern Hills | MOUNT BARKER DISTRIBUTION - MOUNT BARKER SOUTH SD2012 | Non-IES | MVA | 2029 |  | 66kV | Meshed | None
Eastern Hills | MOUNT BARKER DISTRIBUTION - BALHANNAH SD1598 | Non-IES | MVA | 2029 | 0 | 66kV | Radial | None
Eastern Hills | BALHANNAH - URAIDLA SD1599 | Non-IES | MVA | 2029 | 0 | 66kV | Radial | None
Eastern Hills | URAIDLA - MAGILL (METRO SOUTH TIE) SD1662E | Non-IES | MVA | 2029 | 0 | 66kV | Radial | None
Eastern Hills | MOUNT BARKER DISTRIBUTION - HAHNDORF SD1596 | Non-IES | MVA | 2029 | 0 | 66kV | Radial | None
Eastern Hills | MOUNT BARKER SOUTH - MEADOWS SD1597 | Non-IES | MVA | 2029 | 0 | 66kV | Radial | None
Eastern Hills | MOUNT BARKER SOUTH - STRATHALBYN EAST TEE SD1601A | Non-IES | MVA | 2029 | 0.98 | 66kV | Radial | None
Eastern Hills | STRATHALBYN EAST TEE - STRATHALBYN SD1601B | Non-IES | MVA | 2029 | 0.98 | 66kV | Radial | None
Eastern Hills | STRATHALBYN - BELVIDERE SD1602 | Non-IES | MVA | 2029 | 0.98 | 66kV | Radial | None
Eastern Hills | BELVIDERE - MILANG SD1603 | Non-IES | MVA | 2029 | 0 | 66kV | Radial | None
Eastern Hills | BELVIDERE - LANGHORNE CREEK SD1604 | Non-IES | MVA | 2029 | 0.98 | 66kV | Radial | None
Eyre Peninsula | YADNARIE - CLEVE SD1609 | Non-IES | MVA | 2029 | 1.64 | 66kV | Radial | None
Eyre Peninsula | YADNARIE - RUDALL SD1610 | Non-IES | MVA | 2029 | 0 | 66kV | Radial | None
Eyre Peninsula | RUDALL - DARKE PEAK SD1611 | Non-IES | MVA | 2029 | 0 | 66kV | Radial | None
Eyre Peninsula | DARKE PEAK - CARALUE SD1612 | Non-IES | MVA | 2029 | 0 | 66kV | Radial | None
Eyre Peninsula | RUDALL - LOCK SD1613 | Non-IES | MVA | 2029 | 0 | 66kV | Radial | None
Eyre Peninsula | LOCK - POLDA SD1614 | Non-IES | MVA | 2029 | 0 | 66kV | Radial | None
Eyre Peninsula | WUDINNA - POLDA SD1615 | Non-IES | MVA | 2029 | 0 | 66kV | Radial | None
Eyre Peninsula | WUDINNA - MOORKITABIE SD1605 | Non-IES | MVA | 2029 | 0.4 | 66kV | Radial | None
Eyre Peninsula | MOORKITABIE - TARLTON SD1606 | Non-IES | MVA | 2029 | 0.4 | 66kV | Radial | None
Eyre Peninsula | TARLTON - STREAKY BAY SD1607 | Non-IES | MVA | 2029 | 0 | 66kV | Radial | None
Eyre Peninsula | TARLTON - CEDUNA SD1608 | Non-IES | MVA | 2029 | 0.4 | 66kV | Radial | None
Riverland | NORTH WEST BEND - MORGAN TEE SD1616 | Non-IES | MVA | 2029 | 0 | 66kV | Radial | None
Riverland | MORGAN TEE - CORDOLA SD1617 | Non-IES | MVA | 2029 | 0 | 66kV | Radial | None
Riverland | CORDOLA - ROONKA SD1618 | Non-IES | MVA | 2029 | 0 | 66kV | Radial | None
Riverland | ROONKA - PORTEE SD1619 | Non-IES | MVA | 2029 | 0 | 66kV | Radial | None
Riverland | PORTEE - SWAN REACH SD1620 | Non-IES | MVA | 2029 | 0 | 66kV | Radial | None
Riverland | NORTH WEST BEND - CADELL SD1622 | Non-IES | MVA | 2029 | 0 | 66kV | Radial | None
Riverland | CADELL - QUALCO SD1623 | Non-IES | MVA | 2029 | 0 | 66kV | Radial | None
Riverland | QUALCO - RAMCO SD1624 | Non-IES | MVA | 2029 | 0 | 66kV | Radial | None
Riverland | RAMCO - WAIKERIE SD1625 | Non-IES | MVA | 2029 | 0 | 66kV | Radial | None
Riverland | BERRI - GLOSSOP SD1626 | Non-IES | MVA | 2029 | 0 | 66kV | Radial | None
Riverland | GLOSSOP - LOVEDAY SD1627 | Non-IES | MVA | 2029 | 0 | 66kV | Radial | None
Riverland | LOVEDAY - WOOLPUNDA SD1628 | Non-IES | MVA | 2029 | 0 | 66kV | Radial | None
Riverland | WOOLPUNDA - WAIKERIE SD1629 | Non-IES | MVA | 2029 | 0 | 66kV | Radial | None
Riverland | BERRI - LOXTON SD1630 | Non-IES | MVA | 2029 | 0 | 66kV | Radial | None
Riverland | LOXTON - PYAP SD1631 | Non-IES | MVA | 2029 | 0 | 66kV | Radial | None
Riverland | BERRI - RENMARK SD1632 | Non-IES | MVA | 2029 | 0 | 66kV | Radial | None
Riverland | RENMARK - PARINGA SD1633 | Non-IES | MVA | 2029 | 0 | 66kV | Radial | None
Riverland | BERRI - LYRUP SD1634 | Non-IES | MVA | 2029 | 0 | 66kV | Radial | None
Metro South | WILLUNGA - MYPONGA SD1568 | Non-IES | MVA | 2029 | 34.5 | 66kV | Radial | None
Metro South | MYPONGA - YANKALILLA SD1569 | Non-IES | MVA | 2029 | 34.5 | 66kV | Radial | None
Metro South | YANKALILLA - CAPE JERVIS SD1689 | Non-IES | MVA | 2029 | 34.5 | 66kV | Radial | None
Metro South | WILLUNGA - SQUARE WATER HOLE SD1570 | Non-IES | MVA | 2029 | 0 | 66kV | Radial | None
Metro South | SQUARE WATER HOLE - VICTOR HARBOR SD1595 | Non-IES | MVA | 2029 | 0 | 66kV | Radial | None
Metro South | SQUARE WATER HOLE - GOOLWA SD1571 | Non-IES | MVA | 2029 | 0 | 66kV | Radial | None
Eastern Hills | BALHANNAH - WOODSIDE SD41100 | Non-IES | MVA | 2029 | 0 | 33kV | Radial | None
Eastern Hills | BALHANNAH - VERDUN TEE SD41200 | Non-IES | MVA | 2029 | 0 | 33kV | Radial | None
Eastern Hills | VERDUN TEE - ALDGATE TEE SD41200 | Non-IES | MVA | 2029 | 0 | 33kV | Radial | None
Eastern Hills | VERDUN TEE - MYLOR SD41200 | Non-IES | MVA | 2029 | 0 | 33kV | Radial | None
Eastern Hills | BALHANNAH - NAIRNE TEE SD41300 | Non-IES | MVA | 2029 | 0 | 33kV | Radial | None
Eastern Hills | NAIRNE TEE - NAIRNE SD41300 | Non-IES | MVA | 2029 | 0 | 33kV | Radial | None
Eastern Hills | NAIRNE TEE - BRUKUNGA SD41300 | Non-IES | MVA | 2029 | 0 | 33kV | Radial | None
Eastern Hills | URAIDLA - PICCADILLY TEE SD42100 | Non-IES | MVA | 2029 | 0 | 33kV | Radial | None
Eastern Hills | PICCADILLY TEE - PICCADILLY EOL SD42100 | Non-IES | MVA | 2029 | 0 | 33kV | Radial | None
Eastern Hills | PICCADILLY TEE - ALDGATE TEE SD42100 | Non-IES | MVA | 2029 | 0 | 33kV | Radial | None
Eastern Hills | ALDGATE TEE - ALDGATE SD42100 | Non-IES | MVA | 2029 | 0 | 33kV | Radial | None
Eastern Hills | ANGAS CREEK - BIRDWOOD TEE SD38100 | Non-IES | MVA | 2029 | 0 | 33kV | Radial | None
Eastern Hills | BIRDWOOD TEE - GUMERACHA RURAL SD38100 | Non-IES | MVA | 2029 | 0 | 33kV | Radial | None
Eastern Hills | BIRDWOOD TEE - BIRDWOOD SD38100 | Non-IES | MVA | 2029 | 0 | 33kV | Radial | None
Eastern Hills | BIRDWOOD - MOUNT PLEASANT TEE SD38100 | Non-IES | MVA | 2029 | 0 | 33kV | Radial | None
Eastern Hills | MOUNT PLEASANT TEE - PALMER RURAL SD38100 | Non-IES | MVA | 2029 | 0 | 33kV | Radial | None
Eastern Hills | MOUNT PLEASANT TEE - MOUNT PLEASANT SD38100 | Non-IES | MVA | 2029 | 0 | 33kV | Radial | None
Eastern Hills | ANGAS CREEK - ANGAS CREEK TEE SD38200 | Non-IES | MVA | 2029 | 0 | 33kV | Radial | None
Eastern Hills | ANGAS CREEK TEE - LOBETHAL SD38200 | Non-IES | MVA | 2029 | 0 | 33kV | Radial | None
Eastern Hills | LOBETHAL - WOODSIDE SD38200 | Non-IES | MVA | 2029 | 0 | 33kV | Radial | None
Eastern Hills | ANGAS CREEK TEE - GUMERACHA WEIR SD38200 | Non-IES | MVA | 2029 | 0 | 33kV | Radial | None
Eastern Hills | GUMERACHA WEIR - HOUGHTON SD38200 | Non-IES | MVA | 2029 | 0 | 33kV | Radial | None
Eastern Hills | GUMERACHA WEIR - KERSBROOK SD38200 | Non-IES | MVA | 2029 | 0 | 33kV | Radial | None
Eastern Hills | KERSBROOK - WILLIAMSTOWN SOUTH TEE SD38200 | Non-IES | MVA | 2029 | 0 | 33kV | Radial | None
Eastern Hills | GUMERACHA WEIR - GUMERACHA RURAL SD38200 | Non-IES | MVA | 2029 | 0 | 33kV | Radial | None
Eyre Peninsula | WHYALLA CENTRAL - WHYALLA CITY 1 SD56101 | Non-IES | MVA | 2029 | 0 | 33kV | Radial | None
Eyre Peninsula | WHYALLA CENTRAL - WHYALLA CITY 2 SD56102 | Non-IES | MVA | 2029 | 0 | 33kV | Radial | None
Eyre Peninsula | WHYALLA CENTRAL - WHYALLA STUART SD56201 | Non-IES | MVA | 2029 | 0 | 33kV | Radial | None
Eyre Peninsula | WHYALLA CENTRAL - WHYALLA NORTH TEE SD56301 | Non-IES | MVA | 2029 | 0 | 33kV | Radial | None
Eyre Peninsula | WHYALLA NORTH TEE - WHYALLA TERMINAL SD56301 | Non-IES | MVA | 2029 | 0 | 33kV | Radial | None
Eyre Peninsula | WHYALLA NORTH TEE - WHYALLA SOLAR SD56301 | Non-IES | MVA | 2029 | 0 | 33kV | Radial | None
Eyre Peninsula | WHYALLA SOLAR - WHYALLA NORTH SD56301 | Non-IES | MVA | 2029 | 0 | 33kV | Radial | None
Eyre Peninsula | PORT LINCOLN TERMINAL - PORT LINCOLN CITY TEE PL32 | Non-IES | MVA | 2029 | 0 | 33kV | Radial | None
Eyre Peninsula | PORT LINCOLN CITY TEE - PORT LINCOLN CITY PL32 | Non-IES | MVA | 2029 | 0 | 33kV | Radial | None
Eyre Peninsula | PORT LINCOLN CITY TEE - PORT LINCOLN MARINA TEE PL32 | Non-IES | MVA | 2029 | 0 | 33kV | Radial | None
Eyre Peninsula | PORT LINCOLN MARINA TEE - PORT LINCOLN DOCKS PL32 | Non-IES | MVA | 2029 | 0 | 33kV | Radial | None
Eyre Peninsula | PORT LINCOLN MARINA TEE - PORT LINCOLN MARINA PL32 | Non-IES | MVA | 2029 | 0 | 33kV | Radial | None
Eyre Peninsula | PORT LINCOLN TERMINAL - PORT LINCOLN CITY SD61101 | Non-IES | MVA | 2029 | 0 | 33kV | Radial | None
Eyre Peninsula | PORT LINCOLN TERMINAL - POONINDIE TEE PL34 | Non-IES | MVA | 2029 | 0 | 33kV | Radial | None
Eyre Peninsula | POONINDIE TEE - POONINDIE PL34 | Non-IES | MVA | 2029 | 0 | 33kV | Radial | None
Eyre Peninsula | POONINDIE - POINT BOSTON PL34 | Non-IES | MVA | 2029 | 0 | 33kV | Radial | None
Eyre Peninsula | POONINDIE TEE - TOD RIVER PL34 | Non-IES | MVA | 2029 | 0 | 33kV | Radial | None
Eyre Peninsula | TOD RIVER - CUMMINS CM36 | Non-IES | MVA | 2029 | 0 | 33kV | Radial | None
Eyre Peninsula | TOD RIVER - TUMBY BAY CM35 | Non-IES | MVA | 2029 | 0 | 33kV | Radial | None
Eyre Peninsula | PORT LINCOLN TERMINAL - ULEY SOUTH TEE PL33 | Non-IES | MVA | 2029 | 0 | 33kV | Radial | None
Eyre Peninsula | ULEY SOUTH TEE - ULEY SOUTH PL33 | Non-IES | MVA | 2029 | 0 | 33kV | Radial | None
Eyre Peninsula | ULEY SOUTH TEE - ULEY PL33 | Non-IES | MVA | 2029 | 0 | 33kV | Radial | None
Eyre Peninsula | ULEY - COFFIN BAY PL33 | Non-IES | MVA | 2029 | 0 | 33kV | Radial | None
Eyre Peninsula | CLEVE - COWELL SD53100 | Non-IES | MVA | 2029 | 0 | 33kV | Radial | None
Eyre Peninsula | CLEVE - BOOTHBY SD55100 | Non-IES | MVA | 2029 | 1.64 | 33kV | Radial | None
Eyre Peninsula | BOOTHBY - PUMPING STATION ROAD SD55100 | Non-IES | MVA | 2029 | 1.64 | 33kV | Radial | None
Eyre Peninsula | PUMPING STATION ROAD - ARNO BAY SD55100 | Non-IES | MVA | 2029 | 0 | 33kV | Radial | None
Mid North | BRINKWORTH - YACKA TEE SD33100 | Non-IES | MVA | 2029 | 0 | 33kV | Radial | None
Mid North | YACKA TEE - YACKA RURAL SD33100 | Non-IES | MVA | 2029 | 0 | 33kV | Radial | None
Mid North | YACKA TEE - SPALDING TEE SD33100 | Non-IES | MVA | 2029 | 0 | 33kV | Radial | None
Mid North | SPALDING TEE - GEORGETOWN SD33100 | Non-IES | MVA | 2029 | 0 | 33kV | Radial | None
Mid North | GEORGETOWN - GLADSTONE SD33100 | Non-IES | MVA | 2029 | 0 | 33kV | Radial | None
Mid North | SPALDING TEE - SPALDING SD33100 | Non-IES | MVA | 2029 | 0 | 33kV | Radial | None
Mid North | BRINKWORTH - MERRITON SD33300 | Non-IES | MVA | 2029 | 0 | 33kV | Radial | None
Mid North | BRINKWORTH - BRINKWORTH TEE SD33200 | Non-IES | MVA | 2029 | 0 | 33kV | Radial | None
Mid North | BRINKWORTH TEE - YACKA RURAL SD33200 | Non-IES | MVA | 2029 | 0 | 33kV | Radial | None
Mid North | BRINKWORTH TEE - BLYTH TOWNSHIP SD33200 | Non-IES | MVA | 2029 | 0 | 33kV | Radial | None
Mid North | BLYTH TOWNSHIP - CLARE NORTH TEE SD33200 | Non-IES | MVA | 2029 | 0 | 33kV | Radial | None
Mid North | BLYTH TOWNSHIP - BALAKLAVA TOWNSHIP SD33200 | Non-IES | MVA | 2029 | 0 | 33kV | Radial | None
Mid North | WATERLOO DISTRIBUTION - RIVERTON TEE SD36400 | Non-IES | MVA | 2029 | 0 | 33kV | Radial | N
Mid North | RIVERTON TEE - AUBURN TEE SD36400 | Non-IES | MVA | 2029 | 0 | 33kV | Radial | None
Mid North | AUBURN TEE - AUBURN SD36400 | Non-IES | MVA | 2029 | 0 | 33kV | Radial | None
Mid North | RIVERTON TEE - RIVERTON SD36400 | Non-IES | MVA | 2029 | 0 | 33kV | Radial | None
Mid North | WATERLOO DISTRIBUTION - WATERLOO RURAL SD36201 | Non-IES | MVA | 2029 | 0 | 33kV | Radial | None
Mid North | WATERLOO RURAL - ROBERTSTOWN SD36201 | Non-IES | MVA | 2029 | 0 | 33kV | Radial | None
Mid North | WATERLOO DISTRIBUTION - PORTERS LAGOON SD36101 | Non-IES | MVA | 2029 | 0 | 33kV | Radial | None
Mid North | PORTERS LAGOON - HANSON SD36101 | Non-IES | MVA | 2029 | 0 | 33kV | Radial | None
Mid North | WATERLOO DISTRIBUTION - WATERLOO TOWN SD36300 | Non-IES | MVA | 2029 | 0 | 33kV | Radial | None
Mid North | WATERLOO TOWN - EUDUNDA TEE SD36300 | Non-IES | MVA | 2029 | 0 | 33kV | Radial | None
Mid North | EUDUNDA TEE - EUDUNDA SD36300 | Non-IES | MVA | 2029 | 0 | 33kV | Radial | None
Mid North | EUDUNDA TEE - KAPUNDA RURAL SD36300 | Non-IES | MVA | 2029 | 0 | 33kV | Radial | None
Mid North | TEMPLERS - WASLEYS SD37402 | Non-IES | MVA | 2029 | 0 | 33kV | Radial | None
Mid North | WASLEYS - MALLALA SD37402 | Non-IES | MVA | 2029 | 0 | 33kV | Radial | None
Mid North | TEMPLERS - HAMLEY BRIDGE SD37101 | Non-IES | MVA | 2029 | 0 | 33kV | Radial | None
Mid North | HAMLEY BRIDGE - BALAKLAVA RURAL SD37102 | Non-IES | MVA | 2029 | 0 | 33kV | Radial | None
Mid North | TEMPLERS - FREELING NORTH TEE SD37200 | Non-IES | MVA | 2029 | 0 | 33kV | Radial | None
Mid North | FREELING NORTH TEE - KAPUNDA RURAL SD37200 | Non-IES | MVA | 2029 | 0 | 33kV | Radial | N
Mid North | TEMPLERS - DAVEYSTON TOWNSHIP SD37301 | Non-IES | MVA | 2029 | 0 | 33kV | Radial | None
Mid North | TEMPLERS - GAWLER BELT TEE SD37501 | Non-IES | MVA | 2029 | 0 | 33kV | Radial | None
Mid North | GAWLER BELT TEE - EVANSTON SD60101 | Non-IES | MVA | 2029 | 0 | 33kV | Radial | None
Mid North | DORRIEN - NURIOOTPA TEE SD52100 | Non-IES | MVA | 2029 | 0 | 33kV | Radial | N
Mid North | NURIOOTPA TEE - NURIOOTPA SD52100 | Non-IES | MVA | 2029 | 0 | 33kV | Radial | None
Mid North | NURIOOTPA TEE - STOCKWELL SD52100 | Non-IES | MVA | 2029 | 0 | 33kV | Radial | None
Mid North | DORRIEN - ANGASTON NO 1 SD52201 | Non-IES | MVA | 2029 | 0 | 33kV | Meshed | None
Mid North | DORRIEN - ANGASTON NO 2 SD52202 | Non-IES | MVA | 2029 | 0 | 33kV | Meshed | None
Mid North | DORRIEN - BAROSSA SOUTH SD52300 | Non-IES | MVA | 2029 | 0 | 33kV | Radial | None
Mid North | BAROSSA SOUTH TEE - LYNDOCH TEE SD52300 | Non-IES | MVA | 2029 | 0 | 33kV | Radial | None
Mid North | LYNDOCH TEE - LYNDOCH SD52300 | Non-IES | MVA | 2029 | 0 | 33kV | Radial | None
Mid North | LYNDOCH TEE - SANDY CREEK TEE SD52300 | Non-IES | MVA | 2029 | 0 | 33kV | Radial | None
Mid North | SANDY CREEK TEE - SANDY CREEK SD52300 | Non-IES | MVA | 2029 | 0 | 33kV | Radial | None
Mid North | SANDY CREEK TEE - EVANSTON TEE SD52300 | Non-IES | MVA | 2029 | 0 | 33kV | Radial | None
Mid North | LYNDOCH - WILLIAMSTOWN SD52300 | Non-IES | MVA | 2029 | 0 | 33kV | Radial | None
Mid North | WILLIAMSTOWN - WILLIAMSTOWN SOUTH TEE SD52300 | Non-IES | MVA | 2029 | 0 | 33kV | Radial | None
Mid North | WILLIAMSTOWN SOUTH TEE - WILLIAMSTOWN SOUTH SD52300 | Non-IES | MVA | 2029 | 0 | 33kV | Radial | None
Mid North | WILLIAMSTOWN SOUTH TEE - ANGAS CREEK TIE SD52300 | Non-IES | MVA | 2029 | 0 | 33kV | Radial | None
Mid North | CLARE NORTH - CLARE NO 1 SD57101 | Non-IES | MVA | 2029 | 0 | 33kV | Meshed | None
Mid North | CLARE NORTH - CLARE NORTH TEE SD57102 | Non-IES | MVA | 2029 | 0 | 33kV | Meshed | None
Mid North | CLARE NORTH TEE - CLARE NO 2 SD57102 | Non-IES | MVA | 2029 | 0 | 33kV | Meshed | None
Mid North | CLARE - FARRELL FLAT SD57100 | Non-IES | MVA | 2029 | 0 | 33kV | Radial | None
Mid North | FARRELL FLAT - WATERLOO TIE SD57100 | Non-IES | MVA | 2029 | 0 | 33kV | Radial | None
Mid North | FARRELL FLAT - BURRA SD57100 | Non-IES | MVA | 2029 | 0 | 33kV | Radial | None
Murraylands | MANNUM - PALMER TEE SD39200 | Non-IES | MVA | 2029 | 0 | 33kV | Radial | None
Murraylands | PALMER TEE - MANNUM ROAD RANDELL ROAD INT SD39200 | Non-IES | MVA | 2029 | 0 | 33kV | Radial | None
Murraylands | PALMER TEE - CAMBRAI TEE SD39200 | Non-IES | MVA | 2029 | 0 | 33kV | Radial | None
Murraylands | CAMBRAI TEE - CAMBRAI SD39200 | Non-IES | MVA | 2029 | 0 | 33kV | Radial | None
Murraylands | CAMBRAI TEE - PALMER RURAL SD39200 | Non-IES | MVA | 2029 | 0 | 33kV | Radial | None
Murraylands | MANNUM - TEAL FLAT TEE SD39100 | Non-IES | MVA | 2029 | 0 | 33kV | Radial | None
Murraylands | TEAL FLAT TEE - TEAL FLAT SD39100 | Non-IES | MVA | 2029 | 0 | 33kV | Radial | None
Murraylands | TEAL FLAT TEE - SWAN REACH SD39100 | Non-IES | MVA | 2029 | 0 | 33kV | Radial | None
Murraylands | MANNUM - CALOOTE TEE SD39300 | Non-IES | MVA | 2029 | 0 | 33kV | Radial | None
Murraylands | CALOOTE TEE - CALOOTE SD39300 | Non-IES | MVA | 2029 | 0 | 33kV | Radial | None
Murraylands | CALOOTE TEE - MOBILONG TIE SD39300 | Non-IES | MVA | 2029 | 0 | 33kV | Radial | None
Murraylands | MANNUM - MANNUM RURAL SD39300 | Non-IES | MVA | 2029 | 0 | 33kV | Radial | None
Murraylands | MANNUM RURAL - MANNUM TOWN TEE SD39300 | Non-IES | MVA | 2029 | 0 | 33kV | Radial | None
Murraylands | MANNUM TOWN TEE - MANNUM ROAD RANDELL ROAD INT SD39300 | Non-IES | MVA | 2029 | 0 | 33kV | Radial | None
Murraylands | MANNUM TOWN TEE - PELLARING FLAT TEE SD39300 | Non-IES | MVA | 2029 | 0 | 33kV | Radial | None
Murraylands | PELLARING FLAT TEE - MANNUM TOWN SD39300 | Non-IES | MVA | 2029 | 0 | 33kV | Radial | None
Murraylands | MOBILONG DISTRIBUTION - MOBILONG SD43100 | Non-IES | MVA | 2029 | 0 | 33kV | Radial | None
Murraylands | MOBILONG - MOBILONG TEE SD43100 | Non-IES | MVA | 2029 | 0 | 33kV | Radial | None
Murraylands | MOBILONG TEE - MYPOLONGA TIE SD43100 | Non-IES | MVA | 2029 | 0 | 33kV | Radial | None
Murraylands | MOBILONG TEE - MURRAY BRIDGE NORTH TEE SD43100 | Non-IES | MVA | 2029 | 0 | 33kV | Radial | None
Murraylands | MURRAY BRIDGE NORTH TEE - MURRAY BRIDGE NORTH SD43100 | Non-IES | MVA | 2029 | 0 | 33kV | Radial | None
Murraylands | MURRAY BRIDGE NORTH TEE - MURRAY BRIDGE SOUTH TEE SD43100 | Non-IES | MVA | 2029 | 0 | 33kV | Radial | None
Murraylands | MURRAY BRIDGE SOUTH TEE - MURRAY BRIDGE SOUTH SD43100 | Non-IES | MVA | 2029 | 0 | 33kV | Radial | None
Murraylands | MURRAY BRIDGE SOUTH TEE - MURRAY BRIDGE TOWNSHIP SD43100 | Non-IES | MVA | 2029 | 0 | 33kV | Radial | None
Murraylands | MOBILONG DISTRIBUTION - MOBILONG SD43200 | Non-IES | MVA | 2029 | 1.28 | 33kV | Radial | None
Murraylands | MOBILONG - MONARTO TEE SD43200 | Non-IES | MVA | 2029 | 1.28 | 33kV | Radial | None
Murraylands | MONARTO TEE - MURRAY BRIDGE NORTH SD43200 | Non-IES | MVA | 2029 | 1.28 | 33kV | Radial | None
Murraylands | MONARTO TEE - MONARTO SOUTH TEE SD43200 | Non-IES | MVA | 2029 | 0 | 33kV | Radial | None
Murraylands | MONARTO SOUTH TEE - MONARTO SOUTH SD43200 | Non-IES | MVA | 2029 | 0 | 33kV | Radial | None
Murraylands | MONARTO SOUTH TEE - MONARTO CENTRAL SD43200 | Non-IES | MVA | 2029 | 0 | 33kV | Radial | None
Murraylands | MOBILONG DISTRIBUTION - MOBILONG SD43300 | Non-IES | MVA | 2029 | 0 | 33kV | Radial | None
Murraylands | MOBILONG - PALLAMANA TEE SD43300 | Non-IES | MVA | 2029 | 0 | 33kV | Radial | None
Murraylands | PALLAMANA TEE - MYPOLONGA TEE SD43300 | Non-IES | MVA | 2029 | 0 | 33kV | Radial | None
Murraylands | MYPOLONGA TEE - MYPOLONGA SD43300 | Non-IES | MVA | 2029 | 0 | 33kV | Radial | None
Murraylands | MYPOLONGA - MYPOLONGA EOL SD43300 | Non-IES | MVA | 2029 | 0 | 33kV | Radial | None
Murraylands | MYPOLONGA TEE - CALOOTE TEE SD43300 | Non-IES | MVA | 2029 | 0 | 33kV | Radial | None
Murraylands | TAILEM BEND - PUMP STATION TEE SD40101 | Non-IES | MVA | 2029 | 0 | 33kV | Radial | None
Murraylands | PUMP STATION TEE - TAILEM BEND RURAL SD40101 | Non-IES | MVA | 2029 | 0 | 33kV | Radial | None
Murraylands | TAILEM BEND RURAL - TAILEM BEND EOL SD40101 | Non-IES | MVA | 2029 | 0 | 33kV | Radial | None
Murraylands | PUMP STATION TEE - TAILEM BEND TOWN TEE SD40101 | Non-IES | MVA | 2029 | 0 | 33kV | Radial | None
Murraylands | TAILEM BEND TOWN TEE - TAILEM BEND TOWN SD40101 | Non-IES | MVA | 2029 | 0 | 33kV | Radial | None
Murraylands | TAILEM BEND TOWN TEE - JERVOIS SD40101 | Non-IES | MVA | 2029 | 0 | 33kV | Radial | None
Murraylands | JERVOIS - JERVOIS FLAT 1 TEE SD40102 | Non-IES | MVA | 2029 | 0 | 33kV | Radial | None
Murraylands | JERVOIS FLAT 1 TEE - JERVOIS FLAT 2 TEE SD40102 | Non-IES | MVA | 2029 | 0 | 33kV | Radial | None
Murraylands | JERVOIS FLAT 2 TEE - WOODS POINT SD40102 | Non-IES | MVA | 2029 | 0 | 33kV | Radial | None
Murraylands | WOODS POINT - WHITE SANDS TEE SD40103 | Non-IES | MVA | 2029 | 0 | 33kV | Radial | None
Murraylands | WHITE SANDS TEE - WHITE SANDS SD40103 | Non-IES | MVA | 2029 | 0 | 33kV | Radial | None
Murraylands | WHITE SANDS TEE - MURRAY BRIDGE TOWNSHIP SD40103 | Non-IES | MVA | 2029 | 0 | 33kV | Radial | None
Murraylands | TAILEM BEND - SUBSTATION ROAD TEE SD40200 | Non-IES | MVA | 2029 | 0 | 33kV | Radial | None
Murraylands | SUBSTATION ROAD TEE - SUBSTATION ROAD SD40200 | Non-IES | MVA | 2029 | 0 | 33kV | Radial | None
Murraylands | SUBSTATION ROAD TEE - MALLEE HWY SD40200 | Non-IES | MVA | 2029 | 0 | 33kV | Radial | None
Murraylands | MALLEE HWY - MOORLANDS SWER SD40200 | Non-IES | MVA | 2029 | 0 | 33kV | Radial | None
Murraylands | MALLEE HWY - ELWOMPLE SD40200 | Non-IES | MVA | 2029 | 0 | 33kV | Radial | None
Murraylands | MOORLANDS SWER - COOMANDOOK SD40200 | Non-IES | MVA | 2029 | 0 | 33kV | Radial | None
Murraylands | COOMANDOOK - COONALPYN SD40200 | Non-IES | MVA | 2029 | 0 | 33kV | Radial | None
Murraylands | COONALPYN - BINNIES TEE SD40300 | Non-IES | MVA | 2029 | 0 | 33kV | Radial | N
Murraylands | BINNIES TEE - BINNIES SD40300 | Non-IES | MVA | 2029 | 0 | 33kV | Radial | None
Murraylands | BINNIES TEE - MENINGIE SD40300 | Non-IES | MVA | 2029 | 0 | 33kV | Radial | None
Murraylands | MENINGIE - CAMPBELL PARK TEE SD40400 | Non-IES | MVA | 2029 | 0 | 33kV | Radial | None
Murraylands | CAMPBELL PARK TEE - CAMPBELL PARK SD40400 | Non-IES | MVA | 2029 | 0 | 33kV | Radial | None
Murraylands | CAMPBELL PARK TEE - NARRUNG SD40400 | Non-IES | MVA | 2029 | 0 | 33kV | Radial | None
Murraylands | TAILEM BEND - SHERLOCK SD40501 | Non-IES | MVA | 2029 | 1 | 33kV | Radial | None
Murraylands | SHERLOCK - KAROONDA SD40502 | Non-IES | MVA | 2029 | 0 | 33kV | Radial | None
Murraylands | SHERLOCK - GERANIUM SD40600 | Non-IES | MVA | 2029 | 1 | 33kV | Radial | N
Murraylands | GERANIUM - LAMEROO SD40700 | Non-IES | MVA | 2029 | 1 | 33kV | Radial | N
Murraylands | LAMEROO - LAMEROO RURAL SD40800 | Non-IES | MVA | 2029 | 1 | 33kV | Radial | N
Murraylands | LAMEROO RURAL - PARILLA TEE SD40800 | Non-IES | MVA | 2029 | 1 | 33kV | Radial | N
Murraylands | PARILLA TEE - PARILLA SD40800 | Non-IES | MVA | 2029 | 1 | 33kV | Radial | None
Murraylands | PARILLA TEE - PINNAROO SD40800 | Non-IES | MVA | 2029 | 0 | 33kV | Radial | None
Riverland | PARINGA - MURTHO LX21 | Non-IES | MVA | 2029 | 0 | 33kV | Radial | N
Riverland | MURTHO - LINDSAY PT TEE LX21 | Non-IES | MVA | 2029 | 0 | 33kV | Radial | None
Riverland | LINDSAY PT TEE - BORDER CLIFFS LX21 | Non-IES | MVA | 2029 | 0 | 33kV | Radial | None
Riverland | LINDSAY PT TEE - VIC BORDER LX21 | Non-IES | MVA | 2029 | 0 | 33kV | Radial | None
Riverland | SWAN REACH - SWAN REACH FILTRATION TEE SD39400 | Non-IES | MVA | 2029 | 0 | 33kV | Radial | None
Riverland | SWAN REACH FILTRATION TEE - SWAN REACH TOWN SD39400 | Non-IES | MVA | 2029 | 0 | 33kV | Radial | None
South East | KEITH - COONALPYN SD45101 | Non-IES | MVA | 2029 | 0 | 33kV | Radial | None
South East | KEITH - PADTHAWAY SD45300 | Non-IES | MVA | 2029 | 0 | 33kV | Radial | None
South East | KEITH - WIRREGA SD45201 | Non-IES | MVA | 2029 | 5.68 | 33kV | Radial | N
South East | WIRREGA - BORDERTOWN SD45202 | Non-IES | MVA | 2029 | 5.68 | 33kV | Radial | N
South East | SNUGGERY RURAL - MILLICENT SD49100 | Non-IES | MVA | 2029 | 0 | 33kV | Radial | None
South East | MILLICENT - SOUTH END TEE SD49100 | Non-IES | MVA | 2029 | 0 | 33kV | Radial | None
South East | SOUTH END TEE - SOUTH END SD49100 | Non-IES | MVA | 2029 | 0 | 33kV | Radial | None
South East | SOUTH END TEE - HATHERLEIGH TOWNSHIP TEE SD49100 | Non-IES | MVA | 2029 | 0 | 33kV | Radial | None
South East | HATHERLEIGH TOWNSHIP TEE - HATHERLEIGH TOWNSHIP SD49100 | Non-IES | MVA | 2029 | 0 | 33kV | Radial | None
South East | HATHERLEIGH TOWNSHIP TEE - HATHERLEIGH SD49100 | Non-IES | MVA | 2029 | 0 | 33kV | Radial | None
South East | HATHERLEIGH - BEACHPORT TEE SD49200 | Non-IES | MVA | 2029 | 0 | 33kV | Radial | None
South East | BEACHPORT TEE - BEACHPORT SD49200 | Non-IES | MVA | 2029 | 0 | 33kV | Radial | None
South East | BEACHPORT TEE - ROBE SD49200 | Non-IES | MVA | 2029 | 0 | 33kV | Radial | N
South East | SNUGGERY RURAL - MOUNT BURR SD49500 | Non-IES | MVA | 2029 | 0 | 33kV | Radial | None
South East | MOUNT BURR - KALANGADOO TEE SD49500 | Non-IES | MVA | 2029 | 0 | 33kV | Radial | None
South East | KALANGADOO TEE - KALANGADOO SD49500 | Non-IES | MVA | 2029 | 0 | 33kV | Radial | None
South East | KALANGADOO TEE - KALANGADOO RURAL SD49500 | Non-IES | MVA | 2029 | 0 | 33kV | Radial | None
South East | BLANCHE - MOUNT GAMBIER WEST SD48101 | Non-IES | MVA | 2029 | 0 | 33kV | Radial | None
South East | BLUE LAKE TEE - MOUNT GAMBIER SD48104 | Non-IES | MVA | 2029 | 0 | 33kV | Radial | None
South East | BLANCHE - LAKESIDE TEE SD48100 | Non-IES | MVA | 2029 | 0 | 33kV | Radial | None
South East | LAKESIDE TEE - GLENCOE TEE SD48100 | Non-IES | MVA | 2029 | 0 | 33kV | Radial | None
South East | GLENCOE TEE - TANTANOOLA SD48100 | Non-IES | MVA | 2029 | 0 | 33kV | Radial | None
South East | GLENCOE TEE - MOUNT GAMBIER SD48100 | Non-IES | MVA | 2029 | 0 | 33kV | Radial | None
South East | BLANCHE - KONGORONG TEE SD48200 | Non-IES | MVA | 2029 | 0 | 33kV | Radial | None
South East | KONGORONG TEE - KONGORONG SD48200 | Non-IES | MVA | 2029 | 0 | 33kV | Radial | None
South East | KONGORONG TEE - MOUNT SCHANK SD48200 | Non-IES | MVA | 2029 | 0 | 33kV | Radial | None
South East | MOUNT SCHANK - ALLENDALE EAST SD48200 | Non-IES | MVA | 2029 | 0 | 33kV | Radial | None
South East | MOUNT GAMBIER - TARPEENA SOUTH TEE SD47101 | Non-IES | MVA | 2029 | 0 | 33kV | Radial | None
South East | TARPEENA SOUTH TEE - MOUNT GAMBIER SD47101 | Non-IES | MVA | 2029 | 0 | 33kV | Radial | None
South East | TARPEENA SOUTH TEE - TARPEENA SOUTH SD47101 | Non-IES | MVA | 2029 | 0 | 33kV | Radial | None
South East | KINCRAIG - LUCINDALE SD46201 | Non-IES | MVA | 2029 | 0 | 33kV | Radial | None
South East | LUCINDALE - KINGSTON SE SD46201 | Non-IES | MVA | 2029 | 0 | 33kV | Radial | None
South East | KINCRAIG - NARACOORTE SD46300 | Non-IES | MVA | 2029 | 0.531 | 33kV | Radial | None
South East | NARACOORTE - NARACOORTE EAST TEE SD46100 | Non-IES | MVA | 2029 | 0.531 | 33kV | Radial | None
South East | NARACOORTE EAST TEE - NARACOORTE EAST SD46100 | Non-IES | MVA | 2029 | 0.531 | 33kV | Radial | None
South East | NARACOORTE EAST TEE - PADTHAWAY SD46100 | Non-IES | MVA | 2029 | 0 | 33kV | Radial | None
South East | KINCRAIG - STRUAN RURAL SD46400 | Non-IES | MVA | 2029 | 0 | 33kV | Radial | None
South East | STRUAN RURAL - GLENROY RURAL SD46400 | Non-IES | MVA | 2029 | 0 | 33kV | Radial | None
South East | PENOLA WEST - PENOLA TEE SD58200 | Non-IES | MVA | 2029 | 0 | 33kV | Radial | None
South East | PENOLA TEE - GLENROY RURAL SD58200 | Non-IES | MVA | 2029 | 0 | 33kV | Radial | N
South East | PENOLA WEST - PENOLA TEE SD58101 | Non-IES | MVA | 2029 | 0 | 33kV | Radial | None
South East | PENOLA TEE - SAFRIES TEE SD58101 | Non-IES | MVA | 2029 | 0 | 33kV | Radial | None
South East | SAFRIES TEE - KALANGADOO NANGWARRY TEE SD58101 | Non-IES | MVA | 2029 | 0 | 33kV | Radial | None
South East | KALANGADOO NANGWARRY TEE - NANGWARRY TEE SD58101 | Non-IES | MVA | 2029 | 0 | 33kV | Radial | None
South East | NANGWARRY TEE - NANGWARRY SD58101 | Non-IES | MVA | 2029 | 0 | 33kV | Radial | None
South East | KALANGADOO NANGWARRY TEE - KALANGADOO RURAL SD58101 | Non-IES | MVA | 2029 | 0 | 33kV | Radial | None
South East | NANGWARRY TEE - MOUNT GAMBIER SD58101 | Non-IES | MVA | 2029 | 0 | 33kV | Radial | None
Metro South | WILLUNGA - MCLAREN VALE SD44400 | Non-IES | MVA | 2029 | 0 | 33kV | Radial | None
Metro South | YANKALILLA - HAY FLAT SD44200 | Non-IES | MVA | 2029 | 0 | 33kV | Radial | None
Metro South | HAY FLAT - RAPID BAY TEE SD44200 | Non-IES | MVA | 2029 | 0 | 33kV | Radial | None
Metro South | RAPID BAY TEE - RAPID BAY SD44200 | Non-IES | MVA | 2029 | 0 | 33kV | Radial | None
Metro South | RAPID BAY TEE - CAPE JERVIS SD44200 | Non-IES | MVA | 2029 | 0 | 33kV | Radial | None
Metro South | CAPE JERVIS - CUTTLEFISH BAY SD44301 | Non-IES | MVA | 2029 | 0 | 33kV | Radial | None
Metro South | FISHERY BEACH BACKUP - CUTTLEFISH BAY BACKUP SD44301 | Non-IES | MVA | 2029 | 0 | 33kV | Radial | None
Metro South | CUTTLEFISH BAY - PENNESHAW SD44301 | Non-IES | MVA | 2029 | 0 | 33kV | Radial | None
Metro South | PENNESHAW - AMERICAN RIVER SD44300 | Non-IES | MVA | 2029 | 0 | 33kV | Radial | None
Metro South | AMERICAN RIVER - KINGSCOTE TEE SD44300 | Non-IES | MVA | 2029 | 0 | 33kV | Radial | N
Metro South | KINGSCOTE TEE - MACGILLIVRAY SD44300 | Non-IES | MVA | 2029 | 0 | 33kV | Radial | None
Metro South | KINGSCOTE TEE - KINGSCOTE SD44300 | Non-IES | MVA | 2029 | 0 | 33kV | Radial | None
Upper North | DAVENPORT WEST - PORT AUGUSTA NO1 SD54101 | Non-IES | MVA | 2029 | 0 | 33kV | Meshed | None
Upper North | DAVENPORT WEST - PORT AUGUSTA TEE SD54102 | Non-IES | MVA | 2029 | 0 | 33kV | Meshed | None
Upper North | PORT AUGUSTA NO2 - PORT AUGUSTA TEE SD54102 | Non-IES | MVA | 2029 | 0 | 33kV | Meshed | None
Upper North | PORT AUGUSTA TEE - PORT AUGUSTA WEST TEE SD54102 | Non-IES | MVA | 2029 | 0 | 33kV | Radial | None
Upper North | PORT AUGUSTA WEST TEE - PORT AUGUSTA WEST SD54102 | Non-IES | MVA | 2029 | 0 | 33kV | Radial | None
Upper North | PORT AUGUSTA WEST TEE - PANDURRA TEE SD54102 | Non-IES | MVA | 2029 | 0 | 33kV | Radial | None
Upper North | PANDURRA TEE - BOOKALOO SD54102 | Non-IES | MVA | 2029 | 0 | 33kV | Radial | None
Upper North | PANDURRA TEE - PANDURRA SD54102 | Non-IES | MVA | 2029 | 0 | 33kV | Radial | None
Upper North | DAVENPORT WEST - AUGUSTA HWY SD54300 | Non-IES | MVA | 2029 | 0 | 33kV | Radial | None
Upper North | AUGUSTA HWY - STIRLING NORTH SD54300 | Non-IES | MVA | 2029 | 0 | 33kV | Radial | None
Upper North | STIRLING NORTH - QUORN SD54300 | Non-IES | MVA | 2029 | 0 | 33kV | Radial | None
Upper North | DAVENPORT WEST - PT PATERSON SD54400 | Non-IES | MVA | 2029 | 0 | 33kV | Radial | None
Upper North | BAROOTA - BAROOTA TOWN TEE SD31100 | Non-IES | MVA | 2029 | 0 | 33kV | Radial | None
Upper North | BAROOTA TOWN TEE - BAROOTA TOWN SD31100 | Non-IES | MVA | 2029 | 0 | 33kV | Radial | None
Upper North | BAROOTA TOWN TEE - BAROOTA TEE SD31100 | Non-IES | MVA | 2029 | 0 | 33kV | Radial | None
Upper North | BAROOTA TEE - NAPPERBY BUNGAMA SD31100 | Non-IES | MVA | 2029 | 0 | 33kV | Radial | None
Upper North | BAROOTA TEE - MURRAYTOWN SD31100 | Non-IES | MVA | 2029 | 0 | 33kV | Radial | None
Upper North | MURRAYTOWN - WIRRABARA FOREST TEE SD31200 | Non-IES | MVA | 2029 | 0 | 33kV | Radial | None
Upper North | WIRRABARA FOREST TEE - WIRRABARA FOREST SD31200 | Non-IES | MVA | 2029 | 0 | 33kV | Radial | None
Upper North | WIRRABARA FOREST TEE - GLADSTONE SD31200 | Non-IES | MVA | 2029 | 0 | 33kV | Radial | None
Upper North | MURRAYTOWN - ORROROO SD31300 | Non-IES | MVA | 2029 | 0 | 33kV | Radial | None
Upper North | MURRAYTOWN - WILMINGTON SD31400 | Non-IES | MVA | 2029 | 0 | 33kV | Radial | None
Upper North | BUNGAMA - PORT PIRIE SOUTH SD32101 | Non-IES | MVA | 2029 | 0 | 33kV | Meshed | None
Upper North | PORT PIRIE SOUTH - PORT PIRIE SD32102 | Non-IES | MVA | 2029 | 0 | 33kV | Meshed | None
Upper North | BUNGAMA - PORT PIRIE SD32103 | Non-IES | MVA | 2029 | 0 | 33kV | Meshed | None
Upper North | BUNGAMA - HUGHES GAP SD32301 | Non-IES | MVA | 2029 | 0 | 33kV | Radial | Reverse N
Upper North | HUGHES GAP - CRYSTAL BROOK TEE SD32302 | Non-IES | MVA | 2029 | 0 | 33kV | Radial | None
Upper North | CRYSTAL BROOK TEE - GLADSTONE SD32302 | Non-IES | MVA | 2029 | 0 | 33kV | Radial | None
Upper North | GLADSTONE - CALTOWIE TEE SD32200 | Non-IES | MVA | 2029 | 0 | 33kV | Radial | None
Upper North | CALTOWIE TEE - CALTOWIE SD32200 | Non-IES | MVA | 2029 | 0 | 33kV | Radial | None
Upper North | CALTOWIE TEE - PETERBOROUGH TEE SD32200 | Non-IES | MVA | 2029 | 0 | 33kV | Radial | None
Upper North | PETERBOROUGH TEE - JAMESTOWN SD32200 | Non-IES | MVA | 2029 | 0 | 33kV | Radial | None
Upper North | JAMESTOWN - TEROWIE TOWNSHIP SD32200 | Non-IES | MVA | 2029 | 0 | 33kV | Radial | None
Upper North | PETERBOROUGH TEE - PETERBOROUGH SD32200 | Non-IES | MVA | 2029 | 0 | 33kV | Radial | None
Upper North | BUNGAMA - PORT BROUGHTON TEE SD32400 | Non-IES | MVA | 2029 | 0 | 33kV | Radial | Reverse N
Upper North | PORT BROUGHTON TEE - PORT BROUGHTON SD32400 | Non-IES | MVA | 2029 | 0 | 33kV | Radial | None
Upper North | PORT BROUGHTON TEE - BRINKWORTH TIE SD32400 | Non-IES | MVA | 2029 | 0 | 33kV | Radial | None
Upper North | PORT BROUGHTON TEE - CRYSTAL BROOK TEE SD32400 | Non-IES | MVA | 2029 | 0 | 33kV | Radial | None
Upper North | NEUROODLA - HAWKER SD59100 | Non-IES | MVA | 2029 | 0 | 33kV | Radial | None
Yorke Peninsula | HUMMOCKS DISTRIBUTION - NINNES TEE SD34400 | Non-IES | MVA | 2029 | 0 | 33kV | Radial | None
Yorke Peninsula | NINNES TEE - LOCHIEL SD34400 | Non-IES | MVA | 2029 | 0 | 33kV | Radial | None
Yorke Peninsula | NINNES TEE - KAINTON TEE SD34400 | Non-IES | MVA | 2029 | 0 | 33kV | Radial | None
Yorke Peninsula | KAINTON TEE - KAINTON SD34400 | Non-IES | MVA | 2029 | 0 | 33kV | Radial | None
Yorke Peninsula | KAINTON TEE - PASKEVILLE SD34400 | Non-IES | MVA | 2029 | 0 | 33kV | Radial | None
Yorke Peninsula | PASKEVILLE - KADINA EAST SD34405 | Non-IES | MVA | 2029 | 0 | 33kV | Radial | None
Yorke Peninsula | HUMMOCKS DISTRIBUTION - PORT CLINTON SD34300 | Non-IES | MVA | 2029 | 0 | 33kV | Radial | None
Yorke Peninsula | PORT CLINTON - ARDROSSAN SD34300 | Non-IES | MVA | 2029 | 0 | 33kV | Radial | None
Yorke Peninsula | HUMMOCKS DISTRIBUTION - FEDERATION CORNER SD34201 | Non-IES | MVA | 2029 | 0 | 33kV | Radial | None
Yorke Peninsula | FEDERATION CORNER - SWAMP ROAD SD34201 | Non-IES | MVA | 2029 | 0 | 33kV | Radial | None
Yorke Peninsula | FEDERATION CORNER - PT WAKEFIELD TEE SD34201 | Non-IES | MVA | 2029 | 0 | 33kV | Radial | None
Yorke Peninsula | PT WAKEFIELD TEE - SWAMP ROAD SD34201 | Non-IES | MVA | 2029 | 0 | 33kV | Radial | None
Yorke Peninsula | SWAMP ROAD - PT WAKEFIELD FAR NORTH EAST SD34201 | Non-IES | MVA | 2029 | 0 | 33kV | Radial | None
Yorke Peninsula | PT WAKEFIELD TEE - PT WAKEFIELD RURAL SD34201 | Non-IES | MVA | 2029 | 0 | 33kV | Radial | None
Yorke Peninsula | PT WAKEFIELD RURAL - PT WAKEFIELD TOWN TEE SD34201 | Non-IES | MVA | 2029 | 0 | 33kV | Radial | None
Yorke Peninsula | PT WAKEFIELD TOWN TEE - PT WAKEFIELD TOWN SD34201 | Non-IES | MVA | 2029 | 0 | 33kV | Radial | None
Yorke Peninsula | PT WAKEFIELD TOWN TEE - PROOF RANGE SD34201 | Non-IES | MVA | 2029 | 0 | 33kV | Radial | None
Yorke Peninsula | HUMMOCKS DISTRIBUTION - BOWMANS TEE SD34102 | Non-IES | MVA | 2029 | 0 | 33kV | Radial | None
Yorke Peninsula | BOWMANS TEE - PT WAKEFIELD RURAL SD34102 | Non-IES | MVA | 2029 | 0 | 33kV | Radial | None
Yorke Peninsula | BOWMANS TEE - SAINTS SD34102 | Non-IES | MVA | 2029 | 0 | 33kV | Radial | None
Yorke Peninsula | SAINTS - BALAKLAVA SD34102 | Non-IES | MVA | 2029 | 0 | 33kV | Radial | None
Yorke Peninsula | BALAKLAVA - BALAKLAVA RURAL SD34102 | Non-IES | MVA | 2029 | 0 | 33kV | Radial | None
Yorke Peninsula | BALAKLAVA - BALAKLAVA TOWNSHIP SD34102 | Non-IES | MVA | 2029 | 0 | 33kV | Radial | None
Yorke Peninsula | KADINA EAST DISTRIBUTION - KADINA SD51102 | Non-IES | MVA | 2029 | 0 | 33kV | Radial | None
Yorke Peninsula | KADINA EAST DISTRIBUTION - MOONTA TEE SD51200 | Non-IES | MVA | 2029 | 0 | 33kV | Radial | None
Yorke Peninsula | MOONTA TEE - KADINA SD51200 | Non-IES | MVA | 2029 | 0 | 33kV | Radial | None
Yorke Peninsula | MOONTA TEE - MOONTA SD51200 | Non-IES | MVA | 2029 | 0 | 33kV | Radial | N
Yorke Peninsula | KADINA EAST DISTRIBUTION - WALLAROO TEE SD51300 | Non-IES | MVA | 2029 | 0 | 33kV | Radial | None
Yorke Peninsula | WALLAROO TEE - KADINA SD51300 | Non-IES | MVA | 2029 | 0 | 33kV | Radial | None
Yorke Peninsula | WALLAROO TEE - WALLAROO SD51300 | Non-IES | MVA | 2029 | 0 | 33kV | Radial | None
Yorke Peninsula | ARDROSSAN WEST DISTRIBUTION - MAITLAND SD35100 | Non-IES | MVA | 2029 | 0 | 33kV | Radial | None
Yorke Peninsula | ARDROSSAN WEST DISTRIBUTION - ARDROSSAN SD35201 | Non-IES | MVA | 2029 | 0 | 33kV | Radial | None
Yorke Peninsula | ARDROSSAN WEST DISTRIBUTION - ARDROSSAN BHP SD35200 | Non-IES | MVA | 2029 | 0 | 33kV | Radial | None
Yorke Peninsula | ARDROSSAN - ARDROSSAN BHP SD35200 | Non-IES | MVA | 2029 | 0 | 33kV | Radial | None
Yorke Peninsula | ARDROSSAN BHP - PORT VINCENT SD35200 | Non-IES | MVA | 2029 | 0 | 33kV | Radial | None
Yorke Peninsula | PORT VINCENT - MINLATON TEE SD35300 | Non-IES | MVA | 2029 | 0 | 33kV | Radial | None
Yorke Peninsula | MINLATON TEE - CURRAMULKA TEE SD35300 | Non-IES | MVA | 2029 | 0 | 33kV | Radial | None
Yorke Peninsula | CURRAMULKA TEE - CURRAMULKA SD35300 | Non-IES | MVA | 2029 | 0 | 33kV | Radial | None
Yorke Peninsula | CURRAMULKA TEE - MINLATON SD35300 | Non-IES | MVA | 2029 | 0 | 33kV | Radial | None
Yorke Peninsula | MINLATON TEE - PT VINCENT RURAL SD35300 | Non-IES | MVA | 2029 | 0 | 33kV | Radial | None
Yorke Peninsula | DALRYMPLE - STANSBURY TEE SD35400 | Non-IES | MVA | 2029 | 0 | 33kV | Radial | None
Yorke Peninsula | STANSBURY TEE - PORT GILES TEE SD35400 | Non-IES | MVA | 2029 | 0 | 33kV | Radial | None
Yorke Peninsula | PORT GILES TEE - PORT GILES SD35400 | Non-IES | MVA | 2029 | 0 | 33kV | Radial | None
Yorke Peninsula | STANSBURY TEE - STANSBURY SD35400 | Non-IES | MVA | 2029 | 0 | 33kV | Radial | None
Yorke Peninsula | STANSBURY - PT VINCENT RURAL SD35403 | Non-IES | MVA | 2029 | 0 | 33kV | Radial | None
Yorke Peninsula | DALRYMPLE - WOOL BAY RURAL SD35500 | Non-IES | MVA | 2029 | 0 | 33kV | Radial | None
Yorke Peninsula | WOOL BAY RURAL - WOOL BAY SD35500 | Non-IES | MVA | 2029 | 0 | 33kV | Radial | None
Yorke Peninsula | WOOL BAY RURAL - PORT GILES TEE SD35500 | Non-IES | MVA | 2029 | 0 | 33kV | Radial | None
Yorke Peninsula | WOOL BAY - EDITHBURGH TEE SD35500 | Non-IES | MVA | 2029 | 0 | 33kV | Radial | None
Yorke Peninsula | EDITHBURGH TEE - YORKETOWN SD35500 | Non-IES | MVA | 2029 | 0 | 33kV | Radial | None
Yorke Peninsula | YORKETOWN - MARION BAY SD35500 | Non-IES | MVA | 2029 | 0 | 33kV | Radial | None
Yorke Peninsula | EDITHBURGH TEE - EDITHBURGH SD35500 | Non-IES | MVA | 2029 | 0 | 33kV | Radial | None